## Equipment
TAG_NUMBER | DESCRIPTION | MANUFACTURER | MANUFACTURER_DESC | MODEL_NUM | EQU_MODEL_NAME | INSVC_DATE | EQU_STATUS | EQU_STATUS_DESC | COST_CTR | COST_CTR_DESC | PO_NUMBER | FACILITY | FACILITY_DESC
1010540 | Video Bronchoscope | 276750 | Olympus America Inc | BF-1T160 | BF-1T160 | 01/04/2011 | 04 | Inventory | 1105-21221 | SAH-Endoscopy (2SE) | 000 | SAH | SAH
1110451 | Video Bronchoscope | 276750 | Olympus America Inc | BF-1T160 | BF-1T160 | 01/04/2011 | 04 | Inventory | 1105-21100 | SAH-Surgery | 000 | SAH | SAH
1118565-S | 70 Deg Telescope, 1.9mm x 11.5 | 102159 | KARL STORZ Endoscopy-America I | 7230CA | 7230CA | 01/05/2011 | 04 | Inventory | 1105-21100 | SAH-Surgery | 000 | SAH | SAH
1173AB | Right Angle Camera Head with S | 397725 | Gyrus ACMI Surgical and Endosc | IMP-1340 | Invisio Megapixel Ca | 01/27/2011 | 04 | Inventory | 1105-21100 | SAH-Surgery | 711001034 | SAH | SAH
1208885-S | 70 Deg, 4mm x 30 cm | 102159 | KARL STORZ Endoscopy-America I | 27005CA | 27005CA | 01/04/2011 | 04 | Inventory | 1105-21100 | SAH-Surgery | 000 | SAH | SAH
1210601-S | 30 Deg Telescope, 1.9mm x 11.5 | 102159 | KARL STORZ Endoscopy-America I | 7230BA | 7230BA | 01/05/2011 | 04 | Inventory | 1105-21100 | SAH-Surgery | 000 | SAH | SAH
1210676 | Endoscopic Ultrasound Scope | 276750 | Olympus America Inc | GF-UCT180 | Evis Exera II | 09/20/2012 | 04 | Inventory | 1105-21221 | SAH-Endoscopy (2SE) | 611000515-0-CAP | SAH | SAH
1210771 | Endoscopic Ultrasound Scope | 276750 | Olympus America Inc | GF-UCT180 | Evis Exera II | 01/08/2013 | 04 | Inventory | 1105-21221 | SAH-Endoscopy (2SE) | 611000524 | SAH | SAH
1211697 | EXERA Ultrasound Hybrid Bronch | 276750 | Olympus America Inc | BF-UC180F | BF-UC180F | 01/08/2013 | 04 | Inventory | 1105-21221 | SAH-Endoscopy (2SE) | 611000524 | SAH | SAH
1288595-S | 30 Deg, 4mm x 30 cm | 102159 | KARL STORZ Endoscopy-America I | 27005BA | 27005BA | 01/04/2011 | 04 | Inventory | 1105-21100 | SAH-Surgery | 000 | SAH | SAH
1347715-S | 30 Deg, 4mm x 30 cm | 102159 | KARL STORZ Endoscopy-America I | 27005BA | 27005BA | 01/04/2011 | 04 | Inventory | 1105-21100 | SAH-Surgery | 000 | SAH | SAH
1354129-S | 30 Deg, 4mm x 30 cm | 102159 | KARL STORZ Endoscopy-America I | 27005BA | 27005BA | 01/04/2011 | 04 | Inventory | 1105-21100 | SAH-Surgery | 000 | SAH | SAH
1370725-S | 70 Deg, 4mm x 30 cm | 102159 | KARL STORZ Endoscopy-America I | 27005CA | 27005CA | 01/04/2011 | 04 | Inventory | 1105-21100 | SAH-Surgery | 000 | SAH | SAH
1433808-S | 70 Deg Telescope, 1.9mm x 11.5 | 102159 | KARL STORZ Endoscopy-America I | 7230CA | 7230CA | 01/05/2011 | 04 | Inventory | 1105-21100 | SAH-Surgery | 000 | SAH | SAH
1467261-S | 70 Deg, 4mm x 30 cm | 102159 | KARL STORZ Endoscopy-America I | 27005CA | 27005CA | 01/04/2011 | 04 | Inventory | 1105-21100 | SAH-Surgery | 000 | SAH | SAH
1504 | Right Angle Camera Head with S | 397725 | Gyrus ACMI Surgical and Endosc | IMP-1340 | Invisio Megapixel Ca | 01/27/2011 | 04 | Inventory | 1105-21100 | SAH-Surgery | 711001034 | SAH | SAH
1840Y115190 | Portable Network Firewall | E10014 | Extreme Networks | 39505 | SA201 | 07/11/2019 | 04 | Inventory | 1105-33100 | SAH-CT Scan | . | SAH | SAH
1840Y116340 | Portable Network Firewall | E10014 | Extreme Networks | 39505 | SA201 | 07/11/2019 | 04 | Inventory | 1105-31000 | SAH-Laboratory Services | . | SAH | SAH
1840Y117980 | Portable Network Firewall | E10014 | Extreme Networks | 39505 | SA201 | 07/11/2019 | 04 | Inventory | 1105-31000 | SAH-Laboratory Services | . | SAH | SAH
1841Y10958 | Portable Network Firewall | E10014 | Extreme Networks | 39505 | SA201 | 06/03/2019 | 04 | Inventory | 1105-35000 | SAH-Respiratory Care Services 2nd | . | SAH | SAH
1841Y110100 | Portable Network Firewall | E10014 | Extreme Networks | 39505 | SA201 | 07/11/2019 | 04 | Inventory | 1105-33100 | SAH-CT Scan | . | SAH | SAH
206033 | Ureterorenoscope | 403304 | ACMI Corp | MR-6L | MR-6L | 01/04/2011 | 04 | Inventory | 1105-21100 | SAH-Surgery | 000 | SAH | SAH
207190 | Autoclavable, Semi-Rigid Urete | 397725 | Gyrus ACMI Surgical and Endosc | MR-6A | Bagley Ureteroscope | 01/27/2011 | 04 | Inventory | 1105-21100 | SAH-Surgery | 711001034 | SAH | SAH
2100137 | EVIS II Small Intestinal Video | 276750 | Olympus America Inc | SIF-Q140 | SIF-Q140 | 01/04/2011 | 04 | Inventory | 1105-21100 | SAH-Surgery | 000 | SAH | SAH
2101054 | Video Colonoscope | 276750 | Olympus America Inc | CF-Q160L | CF-Q160L | 01/04/2011 | 04 | Inventory | 1105-21100 | SAH-Surgery | 000 | SAH | SAH
2500892 | EVIS Duodenovideoscope | 276750 | Olympus America Inc | TJF-160 | TJF-160 | 01/04/2011 | 04 | Inventory | 1105-21100 | SAH-Surgery | 000 | SAH | SAH
2600210 | VIDEOSCOPE 5.1MM DIA 2.0MM | 276750 | Olympus America Inc | BF-Q180 | BF-Q180 | 01/04/2011 | 04 | Inventory | 1105-21100 | SAH-Surgery | 000 | SAH | SAH
2602288 | Video Gastroscope | 276750 | Olympus America Inc | GIF-180 | GIF-180 | 01/04/2011 | 04 | Inventory | 1105-21100 | SAH-Surgery | 000 | SAH | SAH
2615525 | Video Colonoscope, PEDS | 276750 | Olympus America Inc | PCF-H190L | PCF-H190DL | 03/22/2017 | 04 | Inventory | 1730-21100 | SAH-CARIL Surgery Center | 62200357 | SAH | SAH
2701466 | Video Colonoscope | 276750 | Olympus America Inc | CF-Q140L | CF-Q140L | 01/04/2011 | 04 | Inventory | 1105-21100 | SAH-Surgery | 000 | SAH | SAH
2711174 | Video Gastroscope | 276750 | Olympus America Inc | GIF-140 | GIF-140 | 01/04/2011 | 04 | Inventory | 1105-21100 | SAH-Surgery | 000 | SAH | SAH
2711825 | Video Bronchoscopes SLIM | 276750 | Olympus America Inc | BF-P190 | BF-P190 | 11/07/2017 | 04 | Inventory | 1105-21221 | SAH-Endoscopy (2SE) | 411000350-0-CRE | SAH | SAH
2711827 | Video Bronchoscopes SLIM | 276750 | Olympus America Inc | BF-P190 | BF-P190 | 11/07/2017 | 04 | Inventory | 1105-21221 | SAH-Endoscopy (2SE) | 411000350-0-CRE | SAH | SAH
2711829 | Video Bronchoscopes SLIM | 276750 | Olympus America Inc | BF-P190 | BF-P190 | 11/07/2017 | 04 | Inventory | 1105-21221 | SAH-Endoscopy (2SE) | 411000350-0-CRE | SAH | SAH
2716136 | Video Colonoscope, W/BS | 276750 | Olympus America Inc | PCF-H190L | PCF-H190DL | 03/22/2017 | 04 | Inventory | 1730-21100 | SAH-CARIL Surgery Center | 62200357 | SAH | SAH
2720609 | Video Duodenoscope, ERCP | 276750 | Olympus America Inc | TJF-Q180V | TJF-Q180V | 11/07/2017 | 04 | Inventory | 1105-21221 | SAH-Endoscopy (2SE) | 411000350-0-CRE | SAH | SAH
2720628 | Video Duodenoscope, ERCP | 276750 | Olympus America Inc | TJF-Q180V | TJF-Q180V | 11/07/2017 | 04 | Inventory | 1105-21221 | SAH-Endoscopy (2SE) | 411000350-0-CRE | SAH | SAH
2727353 | Video Colonoscope, W/BS | 276750 | Olympus America Inc | PCF-H190L | PCF-H190DL | 11/07/2017 | 04 | Inventory | 1105-21221 | SAH-Endoscopy (2SE) | 411000350-0-CRE | SAH | SAH
2727381 | Video Colonoscope, PEDS | 276750 | Olympus America Inc | PCF-H190L | PCF-H190DL | 11/07/2017 | 04 | Inventory | 1105-21221 | SAH-Endoscopy (2SE) | 411000350-0-CRE | SAH | SAH
2733061 | Video Gastroscopes Ultra Slim | 276750 | Olympus America Inc | GIF-XP190N | GIF-XP190N | 11/07/2017 | 04 | Inventory | 1105-21221 | SAH-Endoscopy (2SE) | 411000350-0-CRE | SAH | SAH
2744859 | Gastroscopes, HD | 276750 | Olympus America Inc | GIF-HQ190 | GIF-HQ190 | 03/22/2017 | 04 | Inventory | 1730-21100 | SAH-CARIL Surgery Center | 62200357 | SAH | SAH
2744864 | Gastroscopes, HD | 276750 | Olympus America Inc | GIF-HQ190 | GIF-HQ190 | 03/22/2017 | 04 | Inventory | 1730-21100 | SAH-CARIL Surgery Center | 62200357 | SAH | SAH
2746222 | Gastroscopes, HD | 276750 | Olympus America Inc | GIF-HQ190 | GIF-HQ190 | 11/07/2017 | 04 | Inventory | 1105-21221 | SAH-Endoscopy (2SE) | 411000350-0-CRE | SAH | SAH
2756973 | Gastroscopes, HD | 276750 | Olympus America Inc | GIF-HQ190 | GIF-HQ190 | 11/07/2017 | 04 | Inventory | 1105-21221 | SAH-Endoscopy (2SE) | 411000350-0-CRE | SAH | SAH
2772617 | Video Colonoscope, Adult | 276750 | Olympus America Inc | CF-HQ190L | CF-HQ190L | 11/07/2017 | 04 | Inventory | 1105-21221 | SAH-Endoscopy (2SE) | 411000350-0-CRE | SAH | SAH
2772758 | Video Colonoscope, Adult | 276750 | Olympus America Inc | CF-HQ190L | CF-HQ190L | 11/07/2017 | 04 | Inventory | 1105-21221 | SAH-Endoscopy (2SE) | 411000350-0-CRE | SAH | SAH
2772763 | Video Colonoscope, Adult | 276750 | Olympus America Inc | CF-HQ190L | CF-HQ190L | 11/07/2017 | 04 | Inventory | 1105-21221 | SAH-Endoscopy (2SE) | 411000350-0-CRE | SAH | SAH
2802304 | EVIS Duodenovideoscope | 276750 | Olympus America Inc | TJF-160 | TJF-160 | 01/04/2011 | 04 | Inventory | 1105-21100 | SAH-Surgery | 000 | SAH | SAH
2835822 | Flexible Rhinolaryngoscope | 276750 | Olympus America Inc | ENF-P4 | ENF-P4 | 01/04/2011 | 04 | Inventory | 1105-21100 | SAH-Surgery | 000 | SAH | SAH
301910 | Slim Line Ureteroscope | 397725 | Gyrus ACMI Surgical and Endosc | MRO-742A | Slim Line Ureterosco | 01/27/2011 | 04 | Inventory | 1105-21100 | SAH-Surgery | 711001034 | SAH | SAH
5140603 | 70 Deg, 4mm x 30 cm | 102159 | KARL STORZ Endoscopy-America I | 27005CA | 27005CA | 01/04/2011 | 04 | Inventory | 1105-21100 | SAH-Surgery | 000 | SAH | SAH
587A | Right Angle Camera Head with S | 397725 | Gyrus ACMI Surgical and Endosc | IMP-1340 | Invisio Megapixel Ca | 01/27/2011 | 04 | Inventory | 1105-21100 | SAH-Surgery | 711001034 | SAH | SAH
7019899 | HD URO Camera Head | 276750 | Olympus America Inc | CS-S190-080LB-190 | CS-S190-080LB-190 | 04/24/2023 | 04 | Inventory | 1105-21100 | SAH-Surgery | 626005648-0-svc | SAH | SAH
7232493 | HD URO Camera Head | 276750 | Olympus America Inc | CS-S190-080LB-190 | CS-S190-080LB-190 | 04/24/2023 | 04 | Inventory | 1105-21100 | SAH-Surgery | 626005648-0-svc | SAH | SAH
7232680 | HD URO Camera Head | 276750 | Olympus America Inc | CS-S190-080LB-190 | CS-S190-080LB-190 | 04/24/2023 | 04 | Inventory | 1105-21100 | SAH-Surgery | 626005648-0-svc | SAH | SAH
755346A | Autoclavable Oblique Telescope | 397725 | Gyrus ACMI Surgical and Endosc | M3-30A | Oblique Telescope 30 | 01/27/2011 | 04 | Inventory | 1105-21100 | SAH-Surgery | 711001034 | SAH | SAH
7722427 | Endoscopic Ultrasound Scope | 276750 | Olympus America Inc | GF-UCT180 | Evis Exera II | 11/07/2017 | 04 | Inventory | 1105-21221 | SAH-Endoscopy (2SE) | 411000350-0-CRE | SAH | SAH
7722431 | Endoscopic Ultrasound Scope | 276750 | Olympus America Inc | GF-UCT180 | Evis Exera II | 11/07/2017 | 04 | Inventory | 1105-21221 | SAH-Endoscopy (2SE) | 411000350-0-CRE | SAH | SAH
7734380 | Endo ultrasonic probe | 276750 | Olympus America Inc | UM-S20-17S | UM-S20-17S | 04/03/2018 | 04 | Inventory | 1105-21221 | SAH-Endoscopy (2SE) | 411000350-0-CRE | SAH | SAH
7734391 | Endo ultrasonic probe | 276750 | Olympus America Inc | UM-S20-17S | UM-S20-17S | 04/03/2018 | 04 | Inventory | 1105-21221 | SAH-Endoscopy (2SE) | 411000350-0-CRE | SAH | SAH
781A | Right Angle Camera Head with S | 397725 | Gyrus ACMI Surgical and Endosc | IMP-1340 | Invisio Megapixel Ca | 01/27/2011 | 04 | Inventory | 1105-21100 | SAH-Surgery | 711001034 | SAH | SAH
7919517 | HD URO Camera Head | 276750 | Olympus America Inc | CS-S190-080LB-190 | CS-S190-080LB-190 | 04/24/2023 | 04 | Inventory | 1105-21100 | SAH-Surgery | 626005648-0-svc | SAH | SAH
7919735 | HD URO Camera Head | 276750 | Olympus America Inc | CS-S190-080LB-190 | CS-S190-080LB-190 | 04/24/2023 | 04 | Inventory | 1105-21100 | SAH-Surgery | 626005648-0-svc | SAH | SAH
800224 | Ureterorenoscope | 276750 | Olympus America Inc | WA2UR22A | WA2UR22A | 02/09/2023 | IU | Active | 1105-21100 | SAH-Surgery | 626005445 | SAH | SAH
800419 | Ureterorenoscope | 276750 | Olympus America Inc | WA2UR22A | WA2UR22A | 02/09/2023 | 04 | Inventory | 1105-21100 | SAH-Surgery | 626005445 | SAH | SAH
AAN2075 | Rectal Manometry Catheter | 391192 | Medtronic Given Imaging Inc | 2192 | ManoScan AR | 02/17/2023 | 04 | Inventory | 1105-21221 | SAH-Endoscopy (2SE) | PENDING | SAH | SAH
ACCOMPLISH | Accomplishments | 000 | Misc-Numbers | ACCOMPLISHMENTS | Accomplishments | 01/10/2007 | 04 | Inventory | 1105-88570 | SAH-Clinical Engineering |  | SAH | SAH
AEM | AEM SUBMISSION | 000 | Misc-Numbers | AEM | AEM | 03/31/2017 | 04 | Inventory | 1105-88570 | SAH-Clinical Engineering | XX | SAH | SAH
AEROSCOUT | RTLS AeroScout | 000 | Misc-Numbers | RTLS | RTLS AeroScout | 12/10/2019 | 04 | Inventory | 1105-88570 | SAH-Clinical Engineering | na | SAH | SAH
AHHS015 | Harmonic Scalpel Generator | 149225 | Ethicon Endo-Surgery A Johnson | GEN11 | GEN11 | 08/03/2011 | IU | Active | 1105-21100 | SAH-Surgery | 811008034 | SAH | SAH
AHHS016 | Harmonic Scalpel Generator | 149225 | Ethicon Endo-Surgery A Johnson | GEN11 | GEN11 | 01/09/2012 | IU | Active | 1105-21100 | SAH-Surgery | 000 | SAH | SAH
AHHS017 | Harmonic Scalpel Generator | 149225 | Ethicon Endo-Surgery A Johnson | GEN11 | GEN11 | 08/03/2011 | IU | Active | 1105-21100 | SAH-Surgery | 811008034 | SAH | SAH
AHHS20 | Harmonic Scalpel Generator | 149225 | Ethicon Endo-Surgery A Johnson | GEN11 | GEN11 | 08/03/2011 | IU | Active | 1105-21100 | SAH-Surgery | 811008034 | SAH | SAH
AHHS21 | Harmonic Scalpel Generator | 149225 | Ethicon Endo-Surgery A Johnson | GEN11 | GEN11 | 08/03/2011 | IU | Active | 1105-21100 | SAH-Surgery | 811008034 | SAH | SAH
AHHS22 | Harmonic Scalpel Generator | 149225 | Ethicon Endo-Surgery A Johnson | GEN11 | GEN11 | 08/03/2011 | IU | Active | 1105-21100 | SAH-Surgery | 811008034 | SAH | SAH
AHHS33 | Harmonic Scalpel Generator | 149225 | Ethicon Endo-Surgery A Johnson | GEN11 | GEN11 | 04/15/2015 | IU | Active | 1105-21100 | SAH-Surgery | 411000248-0-CRE | SAH | SAH
BC101513 | Dose Probe | 452097 | RTI Electronics Inc | Piranha Dose Probe | Piranha Dose Probe | 09/15/2010 | OS | In - Active | 1105-88570 | SAH-Clinical Engineering | 620002153-CAP | SAH | SAH
BC101519 | Dose Probe | 452097 | RTI Electronics Inc | Piranha Dose Probe | Piranha Dose Probe | 09/15/2010 | OS | In - Active | 1105-88570 | SAH-Clinical Engineering | 620002153-CAP | SAH | SAH
BC105846 | iPod | 456320 | Apple Computer Inc. | A1574 | iPod Gen 6 | 03/17/2016 | 04 | Inventory | 1105-88570 | SAH-Clinical Engineering | NA | SAH | SAH
BC105847 | iPod | 456320 | Apple Computer Inc. | A1574 | iPod Gen 6 | 03/17/2016 | 04 | Inventory | 1105-88570 | SAH-Clinical Engineering | NA | SAH | SAH
BC105849 | iPod | 456320 | Apple Computer Inc. | A1574 | iPod Gen 6 | 03/17/2016 | 04 | Inventory | 1105-88570 | SAH-Clinical Engineering | NA | SAH | SAH
BC108768 | LP20e Defibrillator/Pacer | 452575 | Physio-Control Inc | LP20E | LIFEPAK 20E | 11/12/2018 | OS | In - Active | COLBUILD | SAH-Colonial Building | 626001600-0-CAP | SAH | SAH
BC108799 | LP20e Defibrillator/Pacer | 452575 | Physio-Control Inc | LP20E | LIFEPAK 20E | 11/12/2018 | OS | In - Active | COLBUILD | SAH-Colonial Building | 626001600-0-CAP | SAH | SAH
BC111005 | Ultrasound Cleaner | 373298 | Medisafe America LLC | SI Digital | SI Digital | 08/26/2014 | IU | Active | 1730-21100 | SAH-CARIL Surgery Center | PO# REQUESTED | SAH | SAH
BC111084 | AED Defibrillator | 150032 | ZOLL Medical Corp | AEDPLUS | AEDPLUS | 05/22/2014 | LS | High Risk | 1815-87932 | SAH-Fan Care Devil Rays Tropicana field | NA | SAH | SAH
BC111180 | Temporal Infrared Thermometer | 107875 | Exergen Corp | TAT-5000 | TAT-5000 | 04/15/2014 | 04 | Inventory | 1105-13102 | SAH-Intensive Care Unit II 3NW | NA | SAH | SAH
BC111227 | Endoscope Flush Pump | 273777 | PCI Medical Inc | EFP500 | Endo Flush Pump | 03/18/2014 | 04 | Inventory | 1730-21100 | SAH-CARIL Surgery Center | 13795066/SO | SAH | SAH
BC111244 | Remote Display Digital Scale | 104906 | Health o meter div Sunbeam Cor | 498KL | 498KL | 03/07/2014 | IU | Active | 5100-42315 | SAH-Pinellas Care Center | NA | SAH | SAH
BC111266 | Nebulizer controller | 453493 | Aerogen (Ireland) Ltd | Aeroneb Pro-X | Aeroneb Pro-X | 02/24/2014 | 04 | Inventory | 1105-35000 | SAH-Respiratory Care Services 2nd | 260351829 | SAH | SAH
BC111268 | TRAM Module Housing | 355175 | GE Marquette Medical Systems | RAC 4A | Tram-rac 4A | 05/18/2005 | 04 | Inventory | 1105-13100 | SAH-Intensive Care Unit |  | SAH | SAH
BC111285 | Endoscope- Pneumatic Tester | 276750 | Olympus America Inc | MU-1 | MU-1 | 03/10/2014 | IU | Active | 1730-21100 | SAH-CARIL Surgery Center | NA | SAH | SAH
BC111297 | Electronic Thermometer | 101850 | Welch Allyn Inc A Subsidiary | 679 | SURE TEMP | 02/21/2014 | 04 | Inventory | 1105-23100 | SAH-Emergency Service | NA | SAH | SAH
BC111347 | Sphygmomanometer | 106660 | American Diagnostic Corp | 6017 | 6017 | 01/10/2014 | 04 | Inventory | 1105-89220 | SAH-Faith Community Nursing | NA | SAH | SAH
BC111360 | US Exam Table | 108985 | Biodex Medical Systems Inc | 058-710 | Sound Pro | 01/14/2010 | IU | Active | 1105-33900 | SAH-Ultrasound | 200930038-17140 | SAH | SAH
BC111395 | Video Laryngoscope | 451928 | Verathon Inc | 0570-0338 | GlideScope TITANIUM | 12/16/2013 | IU | Active | 1730-21100 | SAH-CARIL Surgery Center | 622000269-0-CES | SAH | SAH
BC111413 | Gas analyzer | 371341 | Draeger Medical Inc | 6871802 | Scio Four Plus | 11/20/2013 | IU | Active | 1730-21100 | SAH-CARIL Surgery Center | NA | SAH | SAH
BC111414 | Gas analyzer | 371341 | Draeger Medical Inc | 6871802 | Scio Four Plus | 11/20/2013 | IU | Active | 1730-21100 | SAH-CARIL Surgery Center | NA | SAH | SAH
BC111415 | Gas analyzer | 371341 | Draeger Medical Inc | 6871802 | Scio Four Plus | 11/20/2013 | IU | Active | 1730-21100 | SAH-CARIL Surgery Center | NA | SAH | SAH
BC111453 | Otoscope, Isolated Wall Unit | 101850 | Welch Allyn Inc A Subsidiary | 767 | 767 | 02/17/2003 | 04 | Inventory | 5100-42315 | SAH-Pinellas Care Center | 000 | SAH | SAH
BC111469 | Recorders, Graphic | 371341 | Draeger Medical Inc | 5952630 | R 50 | 11/11/2013 | IU | Active | 1730-21100 | SAH-CARIL Surgery Center | NA | SAH | SAH
BC111502 | eICU A/V Server | 453551 | Philips Healthcare | MediaLink | Medialink-Philips-US | 12/01/2014 | 04 | Inventory | 1105-13102 | SAH-Intensive Care Unit II 3NW | 426000338-0-CRE | SAH | SAH
BC111503 | eICU Monitors | 556213 | TRU-Vu Monitors Inc | MM-19B-BL | MM-19B-BL | 12/01/2014 | 04 | Inventory | 1105-13102 | SAH-Intensive Care Unit II 3NW | 426000338-0-CRE | SAH | SAH
BC111508 | eICU A/V Server | 453551 | Philips Healthcare | MediaLink | Medialink-Philips-US | 12/01/2014 | 04 | Inventory | 1105-13102 | SAH-Intensive Care Unit II 3NW | 426000338-0-CRE | SAH | SAH
BC111531 | eICU A/V Server | 453551 | Philips Healthcare | MediaLink | Medialink-Philips-US | 12/01/2014 | 04 | Inventory | 1105-13100 | SAH-Intensive Care Unit | 426000338-0-CRE | SAH | SAH
BC111532 | eICU Monitors | 556213 | TRU-Vu Monitors Inc | MM-19B-BL | MM-19B-BL | 12/01/2014 | 04 | Inventory | 1105-13100 | SAH-Intensive Care Unit | 426000338-0-CRE | SAH | SAH
BC111546 | eICU Monitors | 556213 | TRU-Vu Monitors Inc | MM-19B-BL | MM-19B-BL | 12/01/2014 | 04 | Inventory | 1105-13100 | SAH-Intensive Care Unit | 426000338-0-CRE | SAH | SAH
BC111568 | HDTV Surgical Viewing Monitor | 107536 | Stryker Endoscopy | 0240-030-960 | 26 Vision Elect HD | 11/21/2014 | IU | Active | 1730-21100 | SAH-CARIL Surgery Center | UNKNOWN | SAH | SAH
BC111634 | Uninterruptible Power Systems | 170637 | POWERVAR Inc | ABCDEF3000-22 | Security Plus | 03/02/2015 | IU | Active | 1105-33700 | SAH-MRI | 611000660 | SAH | SAH
BC111717 | Surgical Instrument Controller | 101991 | Stryker Instruments | 5400-050-000 | CORE | 09/17/2007 | OS | In - Active | 1730-21100 | SAH-CARIL Surgery Center | 000 | SAH | SAH
BC111808 | Pulse Oximeter | 234402 | Nellcor Puritan Bennet | NPB-40 | NPB-40 | 10/11/2006 | IU | Active | 1815-87932 | SAH-Fan Care Devil Rays Tropicana field | 000 | SAH | SAH
BC111828 | AED Defibrillator | 452575 | Physio-Control Inc | CR PLUS | CR PLUS | 06/03/2015 | LS | High Risk | 0030-13175 | SAH-CARIL eCare | 260429872 | SAH | SAH
BC111855 | Electronic Thermometer | 101850 | Welch Allyn Inc A Subsidiary | 692 | Sure Temp Plus | 04/30/2015 | 04 | Inventory | 1105-81110 | SAH-Comprehensive Research 3rd | NOT PROVIDED | SAH | SAH
BC111873 | Recorders, Graphic | 371341 | Draeger Medical Inc | 5952630 | R 50 | 11/20/2013 | IU | Active | 1730-21100 | SAH-CARIL Surgery Center | NA | SAH | SAH
BC111909 | Tabletop Lab Incubator | 103927 | VWR International LLC | 97025-630 | Mini Incubator | 08/04/2015 | IU | Active | 1105-81110 | SAH-Comprehensive Research 3rd | UNKNOWN-BMG | SAH | SAH
BC111923 | Digital Recorder/Printer | 440964 | GE Healthcare Technologies | 2062913-001 | PRN-50-M+ | 06/23/2015 | 04 | Inventory | 1105-18415 | SAH-Neuroscience Unit 5N | 260440454 | SAH | SAH
BC111982 | Dialysate Conductivity Meters | 101527 | Myron L Co | D-1 | D-1 | 02/26/2018 | 04 | Inventory | 1105-32100 | SAH-Hemodialysis | EXISTING EQUIP | SAH | SAH
BC113171 | AED Defibrillator | 451247 | Cardiac Science Corp | 9390A-501 | Powerheart AED G3 | 01/24/2013 | LS | High Risk | BMG | SAH-BMG | NA | SAH | SAH
BC130013 | 22in LED Display Widescreen | 150179 | NEC Corp America Inc | EA223WM-BK | EA244WMiBK | 08/05/2015 | 04 | Inventory | 1105-30610 | SAH-Cardiac Cath Lab | REQUESTED | SAH | SAH
BC130014 | 22in LED Display Widescreen | 150179 | NEC Corp America Inc | EA223WM-BK | EA244WMiBK | 08/05/2015 | 04 | Inventory | 1105-30610 | SAH-Cardiac Cath Lab | REQUESTED | SAH | SAH
BC130097 | Temporal Infrared Thermometer | 107875 | Exergen Corp | TAT-5000 | TAT-5000 | 09/08/2015 | 04 | Inventory | 1105-13102 | SAH-Intensive Care Unit II 3NW | N/A-EXCHANGED | SAH | SAH
BC130217 | Desk Charger Oto/Ophth | 101850 | Welch Allyn Inc A Subsidiary | 7114X | 7114 | 03/24/2008 | 04 | Inventory | 1105-35200 | SAH-Wound Care Center | 000 | SAH | SAH
BC130291 | Data Recorder Cradle | 391192 | Medtronic Given Imaging Inc | DR 3 | DR 3 | 12/03/2015 | 04 | Inventory | 1105-21221 | SAH-Endoscopy (2SE) | 611000747-0-CAP | SAH | SAH
BC130313 | LCD Touchmonitor, 22 | E10028 | ELO Touchsystems | E107766 | Touchmonitor 2201L | 12/08/2015 | 04 | Inventory | 1105-21221 | SAH-Endoscopy (2SE) | 611000747-0-CAP | SAH | SAH
BC130318 | Printer, Character | D10003 | Dell Computer Corporation | C1660W | Dell C1660w | 12/23/2015 | 04 | Inventory | 1105-21221 | SAH-Endoscopy (2SE) | 611000747-0-CAP | SAH | SAH
BC130339 | Electronic Thermometer | 101850 | Welch Allyn Inc A Subsidiary | 692 | Sure Temp Plus | 12/24/2015 | 04 | Inventory | 1105-23100 | SAH-Emergency Service | 260469418 | SAH | SAH
BC130340 | Electronic Thermometer | 101850 | Welch Allyn Inc A Subsidiary | 690 | Sure Temp Plus | 12/24/2015 | 04 | Inventory | 1105-23100 | SAH-Emergency Service | 260469418 | SAH | SAH
BC130341 | Electronic Thermometer | 101850 | Welch Allyn Inc A Subsidiary | 690 | Sure Temp Plus | 12/24/2015 | 04 | Inventory | 1105-23100 | SAH-Emergency Service | 260469418 | SAH | SAH
BC130417 | Electrosurgical Unit | 452305 | Covidien Valleylab Div Covidie | FORCE FX-C | FORCE FX-C | 09/01/2005 | IU | Active | 1730-21100 | SAH-CARIL Surgery Center | 041520161-2KAH | SAH | SAH
BC130499 | Digital Recorder/Printer | 440964 | GE Healthcare Technologies | PRN-50-M | PRN-50-M | 03/22/2016 | 04 | Inventory | 1105-13100 | SAH-Intensive Care Unit | FIU | SAH | SAH
BC135032 | Temporal Infrared Thermometer | 107875 | Exergen Corp | TAT-5000 | TAT-5000 | 02/24/2016 | 04 | Inventory | 1105-13102 | SAH-Intensive Care Unit II 3NW | EXCHANGE | SAH | SAH
BC135040 | Temporal Infrared Thermometer | 107875 | Exergen Corp | TAT-5000 | TAT-5000 | 03/04/2016 | 04 | Inventory | 1105-21500 | SAH-PACU | EXCHANGED | SAH | SAH
BC135063 | Exam Light | 101956 | The Brewer Company | 16100 | BH | 10/05/2007 | 04 | Inventory | 1105-35200 | SAH-Wound Care Center | 000 | SAH | SAH
BC135119 | EKG Mulitchannel Interp | 440964 | GE Healthcare Technologies | MAC 1200 | MAC 1200 | 10/17/2005 | IU | Active | 1105-89230 | SAH-Mission Effectiveness | 000 | SAH | SAH
BC135124 | Pulse Oximeter | 234402 | Nellcor Puritan Bennet | NPB-40 | NPB-40 | 10/11/2006 | IU | Active | 1815-87932 | SAH-Fan Care Devil Rays Tropicana field | 000 | SAH | SAH
BC135131 | AED Defibrillator | 452575 | Physio-Control Inc | CR PLUS | CR PLUS | 04/14/2016 | LS | High Risk | 1815-87932 | SAH-Fan Care Devil Rays Tropicana field | 260499374 | SAH | SAH
BC135459 | Electronic Thermometer | 101850 | Welch Allyn Inc A Subsidiary | 679 | SURE TEMP | 04/01/2012 | 04 | Inventory | 1105-23100 | SAH-Emergency Service | NA | SAH | SAH
BC135499 | TRAM Module Housing | 355175 | GE Marquette Medical Systems | RAC 2A | Tram-rac 2A | 09/20/2002 | 04 | Inventory | 1105-21500 | SAH-PACU |  | SAH | SAH
BC136766 | High-level Scope Disinfector | 276750 | Olympus America Inc | OER-PRO | OER-PRO | 03/29/2018 | IU | Active | 1730-21100 | SAH-CARIL Surgery Center | 622000359-0-CAP | SAH | SAH
BC137514 | Barriatric Surgical Table | 107114 | STERIS Corp | 5085 | 5085 SRT | 12/22/2016 | IU | Active | 1730-21100 | SAH-CARIL Surgery Center | 620002971 | SAH | SAH
BC137546 | Desk Charger Oto/Ophth | 101850 | Welch Allyn Inc A Subsidiary | 7114X | 71140 | 01/03/2017 | 04 | Inventory | 1105-39813 | SAH-Life Help Clinic | 411000290-0-CRE | SAH | SAH
BC137548 | Desk Charger Oto/Ophth | 101850 | Welch Allyn Inc A Subsidiary | 7114X | 71140 | 01/03/2017 | 04 | Inventory | 1105-39813 | SAH-Life Help Clinic | 411000290-0-CRE | SAH | SAH
BC137549 | Desk Charger Oto/Ophth | 101850 | Welch Allyn Inc A Subsidiary | 7114X | 71140 | 01/03/2017 | 04 | Inventory | 1105-39813 | SAH-Life Help Clinic | 411000290-0-CRE | SAH | SAH
BC137553 | I-Stat Downloader/Charger | 450992 | Abbott Point of Care Div | DRC-300 | DRC-300 | 09/28/2018 | 04 | Inventory | 1105-31350 | SAH-Point of Care Testing (POCT) 3rd | 411000290-0-CRE | SAH | SAH
BC137555 | I-Stat Downloader/Charger | 450992 | Abbott Point of Care Div | DRC-300 | DRC-300 | 09/28/2018 | 04 | Inventory | 1105-31350 | SAH-Point of Care Testing (POCT) 3rd | 411000290-0-CRE | SAH | SAH
BC137557 | XPER Management Work Station | 452291 | Philips Interventional Patient | 453564410641 | XPER Flex Cardio | 09/30/2015 | OS | In - Active | 1105-30610 | SAH-Cardiac Cath Lab | 420002786-0-CRE | SAH | SAH
BC137631 | Electronic Thermometer | 101850 | Welch Allyn Inc A Subsidiary | 679 | SURE TEMP | 01/27/2017 | 04 | Inventory | 1105-23100 | SAH-Emergency Service | FIU | SAH | SAH
BC137636 | Video Monitor Display | 440964 | GE Healthcare Technologies | USE1913A | CDA19T | 04/09/2009 | 04 | Inventory | 1105-18415 | SAH-Neuroscience Unit 5N | 000 | SAH | SAH
BC137637 | Video Monitor Display | 440964 | GE Healthcare Technologies | USE1913A | CDA19T | 04/09/2009 | 04 | Inventory | 1105-18415 | SAH-Neuroscience Unit 5N | 000 | SAH | SAH
BC137641 | Flow Doppler | 102271 | Imex Medical Nicolet Vascular | 100R |  | 11/06/2002 | 04 | Inventory | 1105-18300 | SAH-Urology 6SW | 000 | SAH | SAH
BC137668 | Video Monitor | 182624 | Sony Electronics Inc Medical S | LMD-2140MD | LMD-2140MD | 05/16/2008 | 04 | Inventory | 1105-21221 | SAH-Endoscopy (2SE) | 000 | SAH | SAH
BC137671 | Temporal Infrared Thermometer | 107875 | Exergen Corp | TAT-5000 | TAT-5000 | 12/13/2016 | 04 | Inventory | 1105-13102 | SAH-Intensive Care Unit II 3NW | EXCHANGE | SAH | SAH
BC137764 | Temporal Infrared Thermometer | 107875 | Exergen Corp | TAT-5000 | TAT-5000 | 02/22/2017 | 04 | Inventory | 1105-13100 | SAH-Intensive Care Unit | EXCHANGE | SAH | SAH
BC137824 | Intraosseous Vascular Drill | 452284 | Vidacare Corp | EZ-IO G3 | EZ-IO G3 | 03/01/2017 | 04 | Inventory | 1105-21500 | SAH-PACU | FIU | SAH | SAH
BC137828 | Exam Light | 522292 | Drive DeVilbiss Healthcare Inc | 13408MB | 13408MB | 04/07/2017 | 04 | Inventory | 1105-21500 | SAH-PACU | 260561839 | SAH | SAH
BC137830 | Temporal Infrared Thermometer | 107875 | Exergen Corp | TAT-5000 | TAT-5000 | 03/08/2017 | 04 | Inventory | 1105-13100 | SAH-Intensive Care Unit | EXCHANGE | SAH | SAH
BC137845 | Lab Test Tube Shaker, 8 Tubes | 399032 | UNICO United Products and Inst | L-TTR100 | Rock-IT Jr | 03/10/2017 | 04 | Inventory | 1105-81110 | SAH-Comprehensive Research 3rd | 260535554 | SAH | SAH
BC137849 | Intraosseous Vascular Drill | 452284 | Vidacare Corp | EZ-IO G3 | EZ-IO G3 | 03/09/2017 | 04 | Inventory | 1105-23100 | SAH-Emergency Service | FIU | SAH | SAH
BC137880 | Video Processor, Endo | 276750 | Olympus America Inc | CV-190 | EVIS EXERA lll | 03/22/2017 | IU | Active | 1730-21100 | SAH-CARIL Surgery Center | 62200357 | SAH | SAH
BC137882 | Printers, Video, Color | 276750 | Olympus America Inc | OEP-5 | OEP-5 | 03/20/2017 | IU | Active | 1730-21100 | SAH-CARIL Surgery Center | 62200357 | SAH | SAH
BC137884 | LCD HD Video Monitor | 276750 | Olympus America Inc | OEV-262H | OEV-262H | 03/20/2017 | MI | Missing | 1730-21100 | SAH-CARIL Surgery Center | 62200357 | SAH | SAH
BC137952 | Electronic Thermometer | 101850 | Welch Allyn Inc A Subsidiary | 679 | SURE TEMP | 04/01/2012 | 04 | Inventory | 1105-23100 | SAH-Emergency Service | NA | SAH | SAH
BC137967 | Temporal Infrared Thermometer | 107875 | Exergen Corp | TAT-5000 | TAT-5000 | 04/18/2017 | 04 | Inventory | 1105-21500 | SAH-PACU | 711006610-0-CES | SAH | SAH
BC137968 | Temporal Infrared Thermometer | 107875 | Exergen Corp | TAT-5000 | TAT-5000 | 04/18/2017 | 04 | Inventory | 1105-21221 | SAH-Endoscopy (2SE) | 711006610-0-CES | SAH | SAH
BC138000 | Patient Monitor | 371341 | Draeger Medical Inc | MS18597 | Infinity Delta | 10/19/2011 | IU | Active | 1730-21100 | SAH-CARIL Surgery Center | UNKNOWN | SAH | SAH
BC138028 | POC Fluores Immunoassay Analyz | 106011 | Quidel Corp | Sofia Analyzer | Sofia Analyzer | 01/08/2019 | 04 | Inventory | 5100-42315 | SAH-Pinellas Care Center | REAGENT CONTRAC | SAH | SAH
BC138044 | US Doppler Flow Detector | 102998 | Parks Medical Electronics Inc | 811BL |  | 06/01/2017 | 04 | Inventory | 1730-21100 | SAH-CARIL Surgery Center | 2219942617KT | SAH | SAH
BC138061 | Electronic Thermometer | 101850 | Welch Allyn Inc A Subsidiary | 692 | Sure Temp Plus | 05/11/2017 | 04 | Inventory | 1105-23100 | SAH-Emergency Service | 2990044 | SAH | SAH
BC138123 | Electro Surgical Unit | 276750 | Olympus America Inc | ESG-100 | ESG-100 | 06/20/2017 | IU | Active | 1730-21100 | SAH-CARIL Surgery Center | ETA1594 | SAH | SAH
BC138125 | Dual CH Auto Tourniquet System | 101991 | Stryker Instruments | 5920-011-000 | SmartPump Tourniquet | 11/23/2012 | IU | Active | 1730-21100 | SAH-CARIL Surgery Center | NA | SAH | SAH
BC138133 | Temporal Infrared Thermometer | 107875 | Exergen Corp | TAT-5000 | TAT-5000 | 06/20/2017 | 04 | Inventory | 1105-13102 | SAH-Intensive Care Unit II 3NW | EXCHANGE | SAH | SAH
BC138203 | Network Analyzer | P10052 | PacketLogix Inc | AT G2 | NetScout OneTouch AT | 02/22/2018 | 04 | Inventory | 1105-88570 | SAH-Clinical Engineering | 626000919 | SAH | SAH
BC138537 | Temporal Infrared Thermometer | 107875 | Exergen Corp | TAT-5000 | TAT-5000 | 08/17/2016 | 04 | Inventory | 1105-13102 | SAH-Intensive Care Unit II 3NW | EXCHANGE | SAH | SAH
BC138552 | Monitor Display | 355175 | GE Marquette Medical Systems | USE1913A | USE1913A | 08/24/2007 | 04 | Inventory | 1105-18415 | SAH-Neuroscience Unit 5N | 000 | SAH | SAH
BC138562 | TRAM Module Housing | 355175 | GE Marquette Medical Systems | RAC 4A | Tram-rac 4A | 08/05/2003 | 04 | Inventory | 1105-21500 | SAH-PACU | UNKNOWN | SAH | SAH
BC138579 | Desk Charger Oto/Ophth | 101850 | Welch Allyn Inc A Subsidiary | 7114X | 7114X | 08/18/2016 | 04 | Inventory | 1105-15000 | SAH-Psychiatric Acute | FIU | SAH | SAH
BC138588 | Electronic Thermometer | 101850 | Welch Allyn Inc A Subsidiary | 679 | SURE TEMP | 04/01/2012 | 04 | Inventory | 1105-23100 | SAH-Emergency Service | NA | SAH | SAH
BC138591 | Electronic Thermometer | 101850 | Welch Allyn Inc A Subsidiary | 690 | Sure Temp Plus | 09/29/2016 | 04 | Inventory | 1105-23100 | SAH-Emergency Service | FIU | SAH | SAH
BC138592 | LED Gooseneck Exam Light | 358372 | Waldmann Lighting | D15051000 | Halux LED 20P SX | 07/09/2015 | 04 | Inventory | 1105-23100 | SAH-Emergency Service | FIU | SAH | SAH
BC138593 | Desk Charger Oto/Ophthalmoscop | 101850 | Welch Allyn Inc A Subsidiary | 71110 | 71110 | 07/01/1999 | 04 | Inventory | 1105-23100 | SAH-Emergency Service | 000 | SAH | SAH
BC138600 | Electronic Thermometer | 101850 | Welch Allyn Inc A Subsidiary | 679 | SURE TEMP | 04/01/2012 | 04 | Inventory | 1105-23100 | SAH-Emergency Service | NA | SAH | SAH
BC138606 | Mixer- Clinical Laboratory | 103176 | Thermolyne Corp Sub Sybron Cor | 16700 | 16700 | 07/01/1999 | 04 | Inventory | 1105-31000 | SAH-Laboratory Services | 000 | SAH | SAH
BC138639 | eICU A/V Server | 453551 | Philips Healthcare | MediaLink | Medialink-Philips-US | 12/01/2014 | 04 | Inventory | 1105-13102 | SAH-Intensive Care Unit II 3NW | 426000476-0-CRE | SAH | SAH
BC138640 | eICU A/V Server | 453551 | Philips Healthcare | MediaLink | Medialink-Philips-US | 12/01/2014 | 04 | Inventory | 1105-13102 | SAH-Intensive Care Unit II 3NW | 426000476-0-CRE | SAH | SAH
BC138641 | eICU A/V Server | 453551 | Philips Healthcare | MediaLink | Medialink-Philips-US | 09/06/2016 | 04 | Inventory | 1105-13102 | SAH-Intensive Care Unit II 3NW | 426000476-0-CRE | SAH | SAH
BC138642 | eICU A/V Server | 453551 | Philips Healthcare | MediaLink | Medialink-Philips-US | 09/06/2016 | 04 | Inventory | 1105-13102 | SAH-Intensive Care Unit II 3NW | 426000476-0-CRE | SAH | SAH
BC138643 | eICU A/V Server | 453551 | Philips Healthcare | MediaLink | Medialink-Philips-US | 09/06/2016 | 04 | Inventory | 1105-13102 | SAH-Intensive Care Unit II 3NW | 426000476-0-CRE | SAH | SAH
BC138644 | eICU A/V Server | 453551 | Philips Healthcare | MediaLink | Medialink-Philips-US | 09/06/2016 | 04 | Inventory | 1105-13102 | SAH-Intensive Care Unit II 3NW | 426000476-0-CRE | SAH | SAH
BC138645 | eICU A/V Server | 453551 | Philips Healthcare | MediaLink | Medialink-Philips-US | 09/06/2016 | 04 | Inventory | 1105-13102 | SAH-Intensive Care Unit II 3NW | 426000476-0-CRE | SAH | SAH
BC138646 | eICU A/V Server | 453551 | Philips Healthcare | MediaLink | Medialink-Philips-US | 09/06/2016 | 04 | Inventory | 1105-13102 | SAH-Intensive Care Unit II 3NW | 426000476-0-CRE | SAH | SAH
BC138647 | eICU A/V Server | 453551 | Philips Healthcare | MediaLink | Medialink-Philips-US | 12/01/2014 | 04 | Inventory | 1105-13102 | SAH-Intensive Care Unit II 3NW | 426000476-0-CRE | SAH | SAH
BC138648 | eICU A/V Server | 453551 | Philips Healthcare | MediaLink | Medialink-Philips-US | 09/06/2016 | 04 | Inventory | 1105-13102 | SAH-Intensive Care Unit II 3NW | 426000476-0-CRE | SAH | SAH
BC138681 | REDI-CHARGE Battery Charger | 452575 | Physio-Control Inc | 11141-000115 | REDI-CHARGE | 09/07/2016 | 04 | Inventory | 1815-87932 | SAH-Fan Care Devil Rays Tropicana field | 611000818-0-CAP | SAH | SAH
BC138687 | Electronic Thermometer | 101850 | Welch Allyn Inc A Subsidiary | 690 | Sure Temp Plus | 09/29/2016 | 04 | Inventory | 1105-23100 | SAH-Emergency Service | FIU | SAH | SAH
BC138696 | Electronic Thermometer | 101850 | Welch Allyn Inc A Subsidiary | 690 | Sure Temp Plus | 09/29/2016 | 04 | Inventory | 1105-23100 | SAH-Emergency Service | FIU | SAH | SAH
BC138700 | Temporal Infrared Thermometer | 107875 | Exergen Corp | TAT-5000 | TAT-5000 | 10/03/2016 | 04 | Inventory | 1105-13102 | SAH-Intensive Care Unit II 3NW | EXCHANGE | SAH | SAH
BC138704 | Flat Screen Monitor Display | 440964 | GE Healthcare Technologies | CDL1556A |  | 05/18/2005 | 04 | Inventory | 1105-13102 | SAH-Intensive Care Unit II 3NW | XX | SAH | SAH
BC138708 | Flat Screen Monitor Display | 440964 | GE Healthcare Technologies | CDL1556A |  | 05/18/2005 | 04 | Inventory | 1105-13100 | SAH-Intensive Care Unit |  | SAH | SAH
BC138747 | LP15 Defibrillator/Pacer | 452575 | Physio-Control Inc | 99577-001956 | LIFEPAK 15 | 10/04/2016 | OS | In - Active | 1815-87932 | SAH-Fan Care Devil Rays Tropicana field | 611000824-0-CAP | SAH | SAH
BC138748 | REDI-CHARGE Battery Charger | 452575 | Physio-Control Inc | 11141-000115 | REDI-CHARGE | 10/04/2016 | 04 | Inventory | 1815-87932 | SAH-Fan Care Devil Rays Tropicana field | 611000824-0-CAP | SAH | SAH
BC138762 | POC Urine Analyzer | 451971 | Siemens Healthcare Diagnostics | Clinitek Status | Clinitek Status | 10/24/2016 | 04 | Inventory | 1105-31350 | SAH-Point of Care Testing (POCT) 3rd | FIU | SAH | SAH
BC138796 | Flat Screen Monitor Display | 440964 | GE Healthcare Technologies | CDL1556A |  | 05/18/2005 | 04 | Inventory | 1105-13100 | SAH-Intensive Care Unit | FIU | SAH | SAH
BC138833 | Desk Charger Oto/Ophth | 101850 | Welch Allyn Inc A Subsidiary | 7114X | 7114X | 01/15/2018 | 04 | Inventory | 1105-18300 | SAH-Urology 6SW | FIU | SAH | SAH
BC138867 | etCO2 Module | 371341 | Draeger Medical Inc | 7862686 | Infinity | 10/31/2016 | IU | Active | 1730-21100 | SAH-CARIL Surgery Center | 101216KT | SAH | SAH
BC138872 | Temporal Infrared Thermometer | 107875 | Exergen Corp | TAT-5000 | TAT-5000 | 10/28/2016 | 04 | Inventory | 1105-21221 | SAH-Endoscopy (2SE) | FIU | SAH | SAH
BC138887 | Temporal Infrared Thermometer | 107875 | Exergen Corp | TAT-5000 | TAT-5000 | 11/07/2016 | 04 | Inventory | 1105-21300 | SAH-Ambulatory Care Unit | 711006182-0-CES | SAH | SAH
BC139127 | 4x 15A 15ft Cord HGPower Strip | 106890 | Tripp Lite | PS-415-HG-OEM | PS-415-HG-OEM | 05/29/2018 | OS | In - Active | 1730-21100 | SAH-CARIL Surgery Center | CONTRACT | SAH | SAH
BC139134 | US Doppler Flow Detector | 102998 | Parks Medical Electronics Inc | 811BL |  | 07/05/2016 | 04 | Inventory | 1105-13102 | SAH-Intensive Care Unit II 3NW | 260511950 | SAH | SAH
BC139138 | Fingertip Pulse Oximeter | 371567 | Masimo Corp | 9709 | MightySat Rx | 07/22/2016 | 04 | Inventory | 1105-10000 | SAH-Nursing Administration | 260513955 | SAH | SAH
BC139139 | Fingertip Pulse Oximeter | 371567 | Masimo Corp | 9709 | MightySat Rx | 07/22/2016 | 04 | Inventory | 1105-10000 | SAH-Nursing Administration | 260513955 | SAH | SAH
BC139222 | Nurse Call Console | 177156 | West-Com Nurse Call Systems In | FCNS-15 | All in One | 10/28/2010 | IU | Active | 1105-23100 | SAH-Emergency Service | 1-4622-17 | SAH | SAH
BC139232 | Stretcher | 271227 | Stryker Medical | 1005 | 1005 | 03/01/2006 | IU | Active | BEDS-1105-88570 | SAH-Beds | FIU | SAH | SAH
BC142756 | Stretcher | 271227 | Stryker Medical | 1115 | Big Wheel | 02/06/2016 | IU | Active | BEDS-1105-88570 | SAH-Beds | 623000454-0-CES | SAH | SAH
BC142764 | Stretcher | 271227 | Stryker Medical | 1115 | Big Wheel | 09/01/2012 | IU | Active | BEDS-1105-88570 | SAH-Beds | FIU | SAH | SAH
BC152072 | Linear Accelerator | 363156 | Varian Medical Systems Inc Onc | CL-IXS | CLINAC | 04/01/2008 | IU | Active | 1105-34620 | SAH-Radiation Therapy | . | SAH | SAH
BC152073 | Linear Accelerator | 363156 | Varian Medical Systems Inc Onc | CL-IXS | 2100C | 04/01/2008 | IU | Active | 1105-34620 | SAH-Radiation Therapy | 911000285 CIP | SAH | SAH
BC152540 | Temporal Infrared Thermometer | 107875 | Exergen Corp | TAT-5000 | TAT-5000 | 12/04/2017 | 04 | Inventory | 1105-13100 | SAH-Intensive Care Unit | EXCHANGE | SAH | SAH
BC152549 | Nebulizer controller | 453493 | Aerogen (Ireland) Ltd | Aeroneb Pro-X | Aeroneb Pro-X | 12/11/2017 | 04 | Inventory | 1105-35000 | SAH-Respiratory Care Services 2nd | 260608539 | SAH | SAH
BC152557 | AED Defibrillator | 150032 | ZOLL Medical Corp | AEDPLUS | AEDPLUS | 12/12/2017 | LS | High Risk | 5100-42315 | SAH-Pinellas Care Center | 260607173 | SAH | SAH
BC152599 | Temporal Infrared Thermometer | 107875 | Exergen Corp | TAT-5000 | TAT-5000 | 09/03/2015 | 04 | Inventory | 1105-21221 | SAH-Endoscopy (2SE) | N/A | SAH | SAH
BC152606 | 4x 15A 15ft Cord HGPower Strip | 106890 | Tripp Lite | PS-415-HG-OEM | PS-415-HG-OEM | 01/05/2018 | IU | Active | 1730-21100 | SAH-CARIL Surgery Center | OWNER SUPPLIED | SAH | SAH
BC152607 | 6x 15A 15ft Cord HGPower Strip | 106890 | Tripp Lite | PS-615-HG-OEM | PS-615-HG-OEM | 01/05/2018 | 04 | Inventory | 1730-21100 | SAH-CARIL Surgery Center | OWNER SUPPLIED | SAH | SAH
BC152608 | 4x 15A 15ft Cord HGPower Strip | 106890 | Tripp Lite | PS-415-HG-OEM | PS-415-HG-OEM | 01/05/2018 | IU | Active | 1730-21100 | SAH-CARIL Surgery Center | OWNER SUPPLIED | SAH | SAH
BC152609 | 4x 15A 15ft Cord HGPower Strip | 106890 | Tripp Lite | PS-415-HG-OEM | PS-415-HG-OEM | 01/05/2018 | IU | Active | 1730-21100 | SAH-CARIL Surgery Center | OWNER SUPPLIED | SAH | SAH
BC152610 | 4x 15A 15ft Cord HGPower Strip | 106890 | Tripp Lite | PS-415-HG-OEM | PS-415-HG-OEM | 01/05/2018 | IU | Active | 1730-21100 | SAH-CARIL Surgery Center | OWNER SUPPLIED | SAH | SAH
BC152611 | 4x 15A 15ft Cord HGPower Strip | 106890 | Tripp Lite | PS-415-HG-OEM | PS-415-HG-OEM | 01/05/2018 | IU | Active | 1730-21100 | SAH-CARIL Surgery Center | OWNER SUPPLIED | SAH | SAH
BC152636 | POC Whole Blood Analyzer | 450992 | Abbott Point of Care Div | 300G | i-STAT 1 | 02/06/2018 | 04 | Inventory | 1105-31350 | SAH-Point of Care Testing (POCT) 3rd | 711007475-0-CES | SAH | SAH
BC152696 | Nebulizer controller | 453493 | Aerogen (Ireland) Ltd | Aeroneb Pro-X | Aeroneb Pro-X | 02/26/2018 | 04 | Inventory | 1105-35000 | SAH-Respiratory Care Services 2nd | 26023703 | SAH | SAH
BC152701 | Nebulizer controller | 453493 | Aerogen (Ireland) Ltd | Aeroneb Pro-X | Aeroneb Pro-X | 02/26/2018 | 04 | Inventory | 1105-35000 | SAH-Respiratory Care Services 2nd | 26023703 | SAH | SAH
BC152722 | Angiographic/Interventional Sy | 399199 | Siemens Medical Solutions USA | 10849000 | Artis pheno | 06/16/2018 | IU | Active | 1105-21100 | SAH-Surgery | 411000298-0-CRE | SAH | SAH
BC152728 | Surgical Smoke Evacuato | 184531 | MegaDyne Medical Products Inc | ECVV120 | MiniVac | 09/29/2015 | IU | Active | 1730-21100 | SAH-CARIL Surgery Center | 082115KT | SAH | SAH
BC152759 | Ensite Precision Link Module | 546728 | Abbott Cardiac Arrhythmias and | H702475 | Ensite Precision Lin | 04/16/2018 | 04 | Inventory | 1105-30610 | SAH-Cardiac Cath Lab | 626001418-0-CAP | SAH | SAH
BC152784 | Physiological Monitor | 457271 | Contec Medical Systems | CMS 7000 | Higgs Biomed HB5012 | 06/28/2018 | IU | Active | 1730-21100 | SAH-CARIL Surgery Center | CARILLON PO | SAH | SAH
BC152903 | Electronic Thermometer | 101850 | Welch Allyn Inc A Subsidiary | 692 | Sure Temp Plus | 06/21/2018 | 04 | Inventory | 1105-23100 | SAH-Emergency Service | 1416903-P | SAH | SAH
BC152924 | Video Bronchoscope | 276750 | Olympus America Inc | BF-1T160 | BF-1T160 | 01/04/2011 | 04 | Inventory | 1105-13102 | SAH-Intensive Care Unit II 3NW | FIU | SAH | SAH
BC152940 | Nerve Block Stimulators | 171733 | B Braun Medical Inc A Braun Gr | HNS 12 | Stimuplex HNS 12 | 07/17/2018 | 04 | Inventory | 1105-20100 | SAH-Anesthesiology | 411000473-0-CRE | SAH | SAH
BC152941 | Nerve Block Stimulators | 171733 | B Braun Medical Inc A Braun Gr | HNS 12 | Stimuplex HNS 12 | 07/17/2018 | 04 | Inventory | 1105-20100 | SAH-Anesthesiology | 411000473-0-CRE | SAH | SAH
BC152942 | Nerve Block Stimulators | 171733 | B Braun Medical Inc A Braun Gr | HNS 12 | Stimuplex HNS 12 | 07/17/2018 | 04 | Inventory | 1105-20100 | SAH-Anesthesiology | 411000449-0-CRE | SAH | SAH
BC152961 | I-Stat Downloader/Charger | 450992 | Abbott Point of Care Div | DRC-300 | DRC-300 | 07/01/2018 | 04 | Inventory | 1105-31350 | SAH-Point of Care Testing (POCT) 3rd | 411000404-0-CRE | SAH | SAH
BC152962 | I-Stat Downloader/Charger | 450992 | Abbott Point of Care Div | DRC-300 | DRC-300 | 11/04/2018 | 04 | Inventory | 1105-31350 | SAH-Point of Care Testing (POCT) 3rd | 411000404-0-CRE | SAH | SAH
BC152965 | Temporal Infrared Thermometer | 107875 | Exergen Corp | TAT-5000 | TAT-5000 | 08/01/2018 | 04 | Inventory | 1105-21221 | SAH-Endoscopy (2SE) | 260647818 | SAH | SAH
BC152997 | I-Stat Downloader/Charger | 450992 | Abbott Point of Care Div | DRN-300 | DRN-300 | 08/02/2018 | 04 | Inventory | 1105-31350 | SAH-Point of Care Testing (POCT) 3rd | EXISTING | SAH | SAH
BC152999 | Washer/Decontamination System | 417559 | Getinge USA Inc | 46-4 | 46-4 Washer | 06/10/2012 | IU | Active | 1730-21100 | SAH-CARIL Surgery Center | 000 | SAH | SAH
BC153000 | Washer/Decontamination System | 417559 | Getinge USA Inc | 46-4 | 46-4 Washer | 09/07/2021 | IU | Active | 1730-21100 | SAH-CARIL Surgery Center | 626004533-0-CAP | SAH | SAH
BC153530 | LCD Display | 150179 | NEC Corp America Inc | AS192-BK | AccuSync | 09/20/2011 | 04 | Inventory | 1105-12154 | SAH-Cardiovascular Tele PT3 | FIU | SAH | SAH
BC153531 | Flat Panel Display | D10003 | Dell Computer Corporation | U2412M | UltraSharp | 02/01/2017 | 04 | Inventory | 1105-12154 | SAH-Cardiovascular Tele PT3 | FIU | SAH | SAH
BC153538 | Electrosurgical Unit | 452305 | Covidien Valleylab Div Covidie | FORCE 2 | FORCE 2 | 08/01/1989 | IU | Active | 1730-21100 | SAH-CARIL Surgery Center | 000 | SAH | SAH
BC153541 | Xenon Light Source | 150315 | Integra LifeSciences Corp | 9300 | Xenon Series 9000 | 11/22/2017 | IU | Active | 1730-21100 | SAH-CARIL Surgery Center | 08112017KT | SAH | SAH
BC153569 | Digital MammoCompression Scale | 186762 | Sun Nuclear Corp | 163-DIG | Gammex 163-DIG | 07/22/2020 | 04 | Inventory | 1105-88570 | SAH-Clinical Engineering | 711009816-0-CES | SAH | SAH
BC153647 | Temporal Infrared Thermometer | 107875 | Exergen Corp | TAT-5000 | TAT-5000 | 05/03/2018 | 04 | Inventory | 1105-13100 | SAH-Intensive Care Unit | EXCHANGE | SAH | SAH
BC153678 | POC Whole Blood Analyzer | 450992 | Abbott Point of Care Div | 300G | i-STAT 1 | 05/21/2018 | 04 | Inventory | 1105-31350 | SAH-Point of Care Testing (POCT) 3rd | 411000404-0-CRE | SAH | SAH
BC153680 | POC Whole Blood Analyzer | 450992 | Abbott Point of Care Div | 300G | i-STAT 1 | 05/21/2018 | 04 | Inventory | 1105-31350 | SAH-Point of Care Testing (POCT) 3rd | 411000404-0-CRE | SAH | SAH
BC153694 | Bedside Monitor w/ ETCO2 | 454750 | Mindray North America A Mindra | DPM5 | DPM5 W/ ETCO2 | 06/27/2017 | IU | Active | 1730-21100 | SAH-CARIL Surgery Center | 05162017KT | SAH | SAH
BC153697 | Bladder Vol and Mass Ultrasnd | 451928 | Verathon Inc | BVI9400 | BVI9400 | 08/09/2018 | IU | Active | 1730-21100 | SAH-CARIL Surgery Center | 626001560-0-CAP | SAH | SAH
BC153906 | Patient Monitor | 371341 | Draeger Medical Inc | MS18597 | Infinity Delta | 08/13/2012 | IU | Active | 1730-21100 | SAH-CARIL Surgery Center | 000 | SAH | SAH
BC153922 | 4K Endo Video Camera Console | 270765 | Smith & Nephew Inc Endoscopy D | 72205059 | Lens 4K | 09/09/2023 | IU | Active | 1730-21100 | SAH-CARIL Surgery Center | 09272019MK1730 | SAH | SAH
BC156218 | Contrast Media Injector | 104234 | Liebel-Flarsheim Business Mall | 903300E | ILLUMENA | 03/08/2007 | IU | Active | 1105-34110 | SAH-Angiocardiography | . | SAH | SAH
BC160502 | Patient Bed | 101318 | Hill-Rom Company Inc | P1600 | Advanta | 12/18/2003 | MI | Missing | BEDS-1105-88570 | SAH-Beds | FIU | SAH | SAH
BC160503 | Patient Bed | 101318 | Hill-Rom Company Inc | P3200 | VersaCare | 11/19/2015 | IU | Active | BEDS-1105-88570 | SAH-Beds | FIU | SAH | SAH
BC160505 | Patient Bed | 101318 | Hill-Rom Company Inc | P3200 | VersaCare | 07/18/2016 | IU | Active | BEDS-1105-88570 | SAH-Beds | FIU | SAH | SAH
BC160506 | Patient Bed | 101318 | Hill-Rom Company Inc | P3200 | VersaCare | 07/18/2016 | IU | Active | BEDS-1105-88570 | SAH-Beds | FIU | SAH | SAH
BC160507 | Patient Bed | 101318 | Hill-Rom Company Inc | P3200 | VersaCare | 11/19/2015 | IU | Active | BEDS-1105-88570 | SAH-Beds | FIU | SAH | SAH
BC160508 | Patient Bed | 101318 | Hill-Rom Company Inc | P3200 | VersaCare | 02/08/2012 | IU | Active | BEDS-1105-88570 | SAH-Beds | FIU | SAH | SAH
BC160512 | Patient Bed | 101318 | Hill-Rom Company Inc | P1600 | Advanta | 05/06/2002 | IU | Active | BEDS-1105-88570 | SAH-Beds | FIU | SAH | SAH
BC160513 | Patient Bed | 101318 | Hill-Rom Company Inc | P3200 | VersaCare | 07/20/2016 | IU | Active | BEDS-1105-88570 | SAH-Beds | FIU | SAH | SAH
BC160514 | Patient Bed | 101318 | Hill-Rom Company Inc | P3200 | VersaCare | 02/08/2012 | IU | Active | BEDS-1105-88570 | SAH-Beds | FIU | SAH | SAH
BC160516 | Critical Care Bed | 101318 | Hill-Rom Company Inc | P1900 | TotalCare | 12/15/2008 | IU | Active | BEDS-1105-88570 | SAH-Beds | FIU | SAH | SAH
BC160517 | Critical Care Bed | 101318 | Hill-Rom Company Inc | P1900 | TotalCare | 11/22/2000 | IU | Active | BEDS-1105-88570 | SAH-Beds | FIU | SAH | SAH
BC160521 | Patient Bed | 101318 | Hill-Rom Company Inc | P3200 | VersaCare | 07/22/2016 | IU | Active | BEDS-1105-88570 | SAH-Beds | FIU | SAH | SAH
BC160528 | Patient Bed | 101318 | Hill-Rom Company Inc | P3200 | VersaCare | 02/08/2012 | IU | Active | BEDS-1105-88570 | SAH-Beds | FIU | SAH | SAH
BC160533 | Patient Bed | 101318 | Hill-Rom Company Inc | P3200 | VersaCare | 12/29/2014 | IU | Active | BEDS-1105-88570 | SAH-Beds | FIU | SAH | SAH
BC160534 | Patient Bed | 101318 | Hill-Rom Company Inc | P1600 | Advanta | 05/06/2002 | IU | Active | BEDS-1105-88570 | SAH-Beds | N/A | SAH | SAH
BC160537 | Mental Health Patient Bed | 271227 | Stryker Medical | 5700 | Spirit 5700 | 07/22/2016 | IU | Active | 1105-15000 | SAH-Psychiatric Acute | FIU | SAH | SAH
BC160540 | Patient Bed | 101318 | Hill-Rom Company Inc | P3200 | VersaCare | 12/29/2014 | IU | Active | BEDS-1105-88570 | SAH-Beds |  | SAH | SAH
BC160542 | Patient Bed | 101318 | Hill-Rom Company Inc | P3200 | VersaCare | 02/08/2012 | IU | Active | BEDS-1105-88570 | SAH-Beds | FIU | SAH | SAH
BC160543 | Critical Care Bed | 101318 | Hill-Rom Company Inc | P1900 | TotalCare | 01/30/2012 | IU | Active | BEDS-1105-88570 | SAH-Beds |  | SAH | SAH
BC160544 | Critical Care Bed | 101318 | Hill-Rom Company Inc | P1900 | TotalCare | 07/27/2016 | IU | Active | BEDS-1105-88570 | SAH-Beds | FIU | SAH | SAH
BC160545 | Patient Bed | 101318 | Hill-Rom Company Inc | P1600 | Advanta | 05/06/2002 | IU | Active | BEDS-1105-88570 | SAH-Beds | FIU | SAH | SAH
BC160546 | Patient Bed | 101318 | Hill-Rom Company Inc | P3200 | VersaCare | 02/08/2012 | IU | Active | BEDS-1105-88570 | SAH-Beds | FIU | SAH | SAH
BC160549 | Critical Care Bed | 101318 | Hill-Rom Company Inc | P1900 | TotalCare | 01/30/2012 | IU | Active | BEDS-1105-88570 | SAH-Beds |  | SAH | SAH
BC160550 | Critical Care Bed | 101318 | Hill-Rom Company Inc | P1900 | TotalCare | 01/30/2012 | IU | Active | BEDS-1105-88570 | SAH-Beds | FIU | SAH | SAH
BC160552 | Patient Bed | 101318 | Hill-Rom Company Inc | P3200 | VersaCare | 02/08/2012 | IU | Active | BEDS-1105-88570 | SAH-Beds | FIU | SAH | SAH
BC160553 | Patient Bed | 101318 | Hill-Rom Company Inc | P1600 | Advanta | 05/06/2002 | IU | Active | BEDS-1105-88570 | SAH-Beds | FIU | SAH | SAH
BC160555 | Patient Bed | 101318 | Hill-Rom Company Inc | P1600 | Advanta | 05/06/2002 | IU | Active | BEDS-1105-88570 | SAH-Beds | FIU | SAH | SAH
BC160556 | Patient Bed | 101318 | Hill-Rom Company Inc | P3200 | VersaCare | 12/29/2014 | IU | Active | BEDS-1105-88570 | SAH-Beds | XX | SAH | SAH
BC160560 | Critical Care Bed | 101318 | Hill-Rom Company Inc | P1900 | TotalCare | 12/15/2008 | IU | Active | BEDS-1105-88570 | SAH-Beds | FIU | SAH | SAH
BC160564 | Patient Bed | 101318 | Hill-Rom Company Inc | P3200 | VersaCare | 02/08/2012 | IU | Active | BEDS-1105-88570 | SAH-Beds |  | SAH | SAH
BC160565 | Patient Bed | 101318 | Hill-Rom Company Inc | P3200 | VersaCare | 12/29/2014 | IU | Active | BEDS-1105-88570 | SAH-Beds |  | SAH | SAH
BC160567 | Patient Bed | 101318 | Hill-Rom Company Inc | P3200 | VersaCare | 02/08/2012 | IU | Active | BEDS-1105-88570 | SAH-Beds |  | SAH | SAH
BC160568 | Patient Bed | 101318 | Hill-Rom Company Inc | P3200 | VersaCare | 02/08/2012 | IU | Active | BEDS-1105-88570 | SAH-Beds | FIU | SAH | SAH
BC160571 | Patient Bed | 101318 | Hill-Rom Company Inc | P3200 | VersaCare | 02/08/2012 | IU | Active | BEDS-1105-88570 | SAH-Beds | FIU | SAH | SAH
BC160574 | Patient Bed | 101318 | Hill-Rom Company Inc | P1600 | Advanta | 05/06/2002 | IU | Active | BEDS-1105-88570 | SAH-Beds | FIU | SAH | SAH
BC160578 | Patient Bed | 101318 | Hill-Rom Company Inc | P3200 | VersaCare | 02/08/2012 | IU | Active | BEDS-1105-88570 | SAH-Beds | FIU | SAH | SAH
BC160580 | Patient Bed | 101318 | Hill-Rom Company Inc | P1600 | Advanta | 05/06/2002 | IU | Active | BEDS-1105-88570 | SAH-Beds | FIU | SAH | SAH
BC160583 | Patient Bed | 101318 | Hill-Rom Company Inc | P3200 | VersaCare | 05/24/2016 | IU | Active | BEDS-1105-88570 | SAH-Beds | FIU | SAH | SAH
BC160585 | Patient Bed | 101318 | Hill-Rom Company Inc | P3200 | VersaCare | 12/29/2014 | IU | Active | BEDS-1105-88570 | SAH-Beds | FIU | SAH | SAH
BC160586 | Patient Bed | 101318 | Hill-Rom Company Inc | P3200 | VersaCare | 02/08/2012 | IU | Active | BEDS-1105-88570 | SAH-Beds | FIU | SAH | SAH
BC160592 | Patient Bed | 101318 | Hill-Rom Company Inc | P3200 | VersaCare | 02/08/2012 | IU | Active | BEDS-1105-88570 | SAH-Beds |  | SAH | SAH
BC160595 | Patient Bed | 101318 | Hill-Rom Company Inc | P3200 | VersaCare | 02/08/2012 | IU | Active | BEDS-1105-88570 | SAH-Beds |  | SAH | SAH
BC160597 | Patient Bed | 101318 | Hill-Rom Company Inc | P3200 | VersaCare | 02/08/2012 | IU | Active | BEDS-1105-88570 | SAH-Beds |  | SAH | SAH
BC160599 | Critical Care Bed | 101318 | Hill-Rom Company Inc | P1900 | TotalCare | 11/22/2000 | IU | Active | BEDS-1105-88570 | SAH-Beds | . | SAH | SAH
BC160600 | Critical Care Bed | 101318 | Hill-Rom Company Inc | P1900 | TotalCare | 06/30/2011 | IU | Active | BEDS-1105-88570 | SAH-Beds |  | SAH | SAH
BC160602 | Patient Bed | 101318 | Hill-Rom Company Inc | P3200 | VersaCare | 12/29/2014 | IU | Active | BEDS-1105-88570 | SAH-Beds |  | SAH | SAH
BC160603 | Patient Bed | 101318 | Hill-Rom Company Inc | P3200 | VersaCare | 11/19/2015 | IU | Active | BEDS-1105-88570 | SAH-Beds |  | SAH | SAH
BC160604 | Patient Bed | 101318 | Hill-Rom Company Inc | P3200 | VersaCare | 02/08/2012 | IU | Active | BEDS-1105-88570 | SAH-Beds | FIU | SAH | SAH
BC160605 | Patient Bed | 101318 | Hill-Rom Company Inc | P3200 | VersaCare | 11/19/2015 | IU | Active | BEDS-1105-88570 | SAH-Beds |  | SAH | SAH
BC160608 | Patient Bed | 101318 | Hill-Rom Company Inc | P1600 | Advanta | 12/18/2003 | IU | Active | BEDS-1105-88570 | SAH-Beds | FIU | SAH | SAH
BC160620 | Patient Bed | 101318 | Hill-Rom Company Inc | P3200 | VersaCare | 05/24/2016 | IU | Active | BEDS-1105-88570 | SAH-Beds | FIU | SAH | SAH
BC160621 | Patient Bed | 101318 | Hill-Rom Company Inc | P3200 | VersaCare | 11/19/2015 | IU | Active | BEDS-1105-88570 | SAH-Beds | FIU | SAH | SAH
BC160625 | Patient Bed | 101318 | Hill-Rom Company Inc | P1600 | Advanta | 12/18/2003 | IU | Active | BEDS-1105-88570 | SAH-Beds | FIU | SAH | SAH
BC160626 | Critical Care Bed | 101318 | Hill-Rom Company Inc | P7500A000912 | Progressa | 05/24/2016 | IU | Active | BEDS-1105-88570 | SAH-Beds | FIU | SAH | SAH
BC160627 | Patient Bed | 101318 | Hill-Rom Company Inc | P3200 | VersaCare | 12/29/2014 | IU | Active | BEDS-1105-88570 | SAH-Beds | FIU | SAH | SAH
BC160631 | Patient Bed | 101318 | Hill-Rom Company Inc | P3200 | VersaCare | 11/19/2015 | IU | Active | BEDS-1105-88570 | SAH-Beds | FIU | SAH | SAH
BC160633 | Patient Bed | 101318 | Hill-Rom Company Inc | P3200 | VersaCare | 11/19/2015 | IU | Active | BEDS-1105-88570 | SAH-Beds | FIU | SAH | SAH
BC160634 | Critical Care Bed | 101318 | Hill-Rom Company Inc | P1900 | TotalCare | 11/22/2000 | IU | Active | BEDS-1105-88570 | SAH-Beds |  | SAH | SAH
BC160637 | Patient Bed | 101318 | Hill-Rom Company Inc | P3200 | VersaCare | 12/29/2014 | IU | Active | BEDS-1105-88570 | SAH-Beds | FIU | SAH | SAH
BC160638 | Patient Bed | 101318 | Hill-Rom Company Inc | P3200 | VersaCare | 12/29/2014 | IU | Active | BEDS-1105-88570 | SAH-Beds |  | SAH | SAH
BC160640 | Critical Care Bed | 101318 | Hill-Rom Company Inc | P1900 | TotalCare | 11/22/2000 | IU | Active | BEDS-1105-88570 | SAH-Beds | FIU | SAH | SAH
BC160642 | Patient Bed | 101318 | Hill-Rom Company Inc | P3200 | VersaCare | 02/08/2012 | IU | Active | BEDS-1105-88570 | SAH-Beds |  | SAH | SAH
BC160643 | Patient Bed | 101318 | Hill-Rom Company Inc | P3200 | VersaCare | 11/19/2015 | IU | Active | BEDS-1105-88570 | SAH-Beds |  | SAH | SAH
BC160645 | Patient Bed | 101318 | Hill-Rom Company Inc | P3200 | VersaCare | 12/29/2014 | IU | Active | BEDS-1105-88570 | SAH-Beds | FIU | SAH | SAH
BC160648 | Patient Bed | 101318 | Hill-Rom Company Inc | P1600 | Advanta | 12/18/2003 | IU | Active | BEDS-1105-88570 | SAH-Beds | FIU | SAH | SAH
BC160652 | Patient Bed | 101318 | Hill-Rom Company Inc | P3200 | VersaCare | 11/19/2015 | IU | Active | BEDS-1105-88570 | SAH-Beds |  | SAH | SAH
BC160653 | Patient Bed | 101318 | Hill-Rom Company Inc | P3200 | VersaCare | 02/08/2012 | IU | Active | BEDS-1105-88570 | SAH-Beds |  | SAH | SAH
BC160654 | Patient Bed | 101318 | Hill-Rom Company Inc | P3200 | VersaCare | 12/29/2014 | IU | Active | BEDS-1105-88570 | SAH-Beds |  | SAH | SAH
BC160655 | Patient Bed | 101318 | Hill-Rom Company Inc | P3200 | VersaCare | 11/19/2015 | IU | Active | BEDS-1105-88570 | SAH-Beds | FIU | SAH | SAH
BC160659 | Patient Bed | 101318 | Hill-Rom Company Inc | P3200 | VersaCare | 02/08/2012 | IU | Active | BEDS-1105-88570 | SAH-Beds | FIU | SAH | SAH
BC160660 | Critical Care Bed | 101318 | Hill-Rom Company Inc | P1900 | TotalCare | 12/15/2008 | IU | Active | BEDS-1105-88570 | SAH-Beds | FIU | SAH | SAH
BC160662 | Critical Care Bed | 101318 | Hill-Rom Company Inc | P1900 | TotalCare | 06/30/2011 | IU | Active | BEDS-1105-88570 | SAH-Beds | FIU | SAH | SAH
BC160663 | Patient Bed | 101318 | Hill-Rom Company Inc | P3200 | VersaCare | 02/08/2012 | IU | Active | BEDS-1105-88570 | SAH-Beds | FIU | SAH | SAH
BC160664 | Patient Bed | 101318 | Hill-Rom Company Inc | P3200 | VersaCare | 02/08/2012 | IU | Active | BEDS-1105-88570 | SAH-Beds |  | SAH | SAH
BC160665 | Patient Bed | 101318 | Hill-Rom Company Inc | P3200 | VersaCare | 02/08/2012 | IU | Active | BEDS-1105-88570 | SAH-Beds | FIU | SAH | SAH
BC160667 | Patient Bed | 101318 | Hill-Rom Company Inc | P3200 | VersaCare | 02/08/2012 | IU | Active | BEDS-1105-88570 | SAH-Beds |  | SAH | SAH
BC160668 | Patient Bed | 101318 | Hill-Rom Company Inc | P3200 | VersaCare | 02/08/2012 | IU | Active | BEDS-1105-88570 | SAH-Beds | FIU | SAH | SAH
BC160672 | Patient Bed | 101318 | Hill-Rom Company Inc | P1600 | Advanta | 05/06/2002 | IU | Active | BEDS-1105-88570 | SAH-Beds | FIU | SAH | SAH
BC160674 | Critical Care Bed | 101318 | Hill-Rom Company Inc | P1900 | TotalCare | 12/15/2008 | IU | Active | BEDS-1105-88570 | SAH-Beds | FIU | SAH | SAH
BC160675 | Patient Bed | 101318 | Hill-Rom Company Inc | P3200 | VersaCare | 02/08/2012 | IU | Active | BEDS-1105-88570 | SAH-Beds |  | SAH | SAH
BC160678 | Critical Care Bed | 101318 | Hill-Rom Company Inc | P7500A000180 | Progressa | 05/24/2016 | IU | Active | BEDS-1105-88570 | SAH-Beds | FIU | SAH | SAH
BC160679 | Critical Care Bed | 101318 | Hill-Rom Company Inc | P1900 | TotalCare | 01/30/2012 | IU | Active | BEDS-1105-88570 | SAH-Beds |  | SAH | SAH
BC160681 | Patient Bed | 101318 | Hill-Rom Company Inc | P3200 | VersaCare | 02/08/2012 | IU | Active | BEDS-1105-88570 | SAH-Beds |  | SAH | SAH
BC160682 | Patient Bed | 101318 | Hill-Rom Company Inc | P3200 | VersaCare | 02/08/2012 | IU | Active | BEDS-1105-88570 | SAH-Beds |  | SAH | SAH
BC160683 | Patient Bed | 101318 | Hill-Rom Company Inc | P3200 | VersaCare | 05/24/2016 | IU | Active | BEDS-1105-88570 | SAH-Beds | FIU | SAH | SAH
BC160684 | Patient Bed | 101318 | Hill-Rom Company Inc | P3200 | VersaCare | 11/19/2015 | IU | Active | BEDS-1105-88570 | SAH-Beds |  | SAH | SAH
BC160687 | Patient Bed | 101318 | Hill-Rom Company Inc | P3200 | VersaCare | 02/08/2012 | IU | Active | BEDS-1105-88570 | SAH-Beds |  | SAH | SAH
BC160688 | Critical Care Bed | 101318 | Hill-Rom Company Inc | P1900 | TotalCare | 06/30/2011 | IU | Active | BEDS-1105-88570 | SAH-Beds | FIU | SAH | SAH
BC160691 | Patient Bed | 101318 | Hill-Rom Company Inc | P3200 | VersaCare | 11/19/2015 | IU | Active | BEDS-1105-88570 | SAH-Beds |  | SAH | SAH
BC160693 | Patient Bed | 101318 | Hill-Rom Company Inc | P3200 | VersaCare | 11/19/2015 | IU | Active | BEDS-1105-88570 | SAH-Beds |  | SAH | SAH
BC160695 | Patient Bed | 101318 | Hill-Rom Company Inc | P3200 | VersaCare | 12/29/2014 | IU | Active | BEDS-1105-88570 | SAH-Beds |  | SAH | SAH
BC160697 | Critical Care Bed | 101318 | Hill-Rom Company Inc | P7500A000180 | Progressa | 05/24/2016 | IU | Active | BEDS-1105-88570 | SAH-Beds | FIU | SAH | SAH
BC160698 | Patient Bed | 101318 | Hill-Rom Company Inc | P3200 | VersaCare | 02/08/2012 | IU | Active | BEDS-1105-88570 | SAH-Beds |  | SAH | SAH
BC160699 | Patient Bed | 101318 | Hill-Rom Company Inc | P3200 | VersaCare | 02/08/2012 | IU | Active | BEDS-1105-88570 | SAH-Beds |  | SAH | SAH
BC160700 | Patient Bed | 101318 | Hill-Rom Company Inc | P3200 | VersaCare | 12/29/2014 | IU | Active | BEDS-1105-88570 | SAH-Beds | FIU | SAH | SAH
BC160701 | Critical Care Bed | 101318 | Hill-Rom Company Inc | P1900 | TotalCare | 11/22/2000 | IU | Active | BEDS-1105-88570 | SAH-Beds |  | SAH | SAH
BC160702 | Patient Bed | 101318 | Hill-Rom Company Inc | P3200 | VersaCare | 11/19/2015 | IU | Active | BEDS-1105-88570 | SAH-Beds |  | SAH | SAH
BC160703 | Patient Bed | 101318 | Hill-Rom Company Inc | P3200 | VersaCare | 11/19/2015 | IU | Active | BEDS-1105-88570 | SAH-Beds |  | SAH | SAH
BC160704 | Patient Bed | 101318 | Hill-Rom Company Inc | P3200 | VersaCare | 02/08/2012 | IU | Active | BEDS-1105-88570 | SAH-Beds |  | SAH | SAH
BC160705 | Patient Bed | 101318 | Hill-Rom Company Inc | P3200 | VersaCare | 12/29/2014 | IU | Active | BEDS-1105-88570 | SAH-Beds |  | SAH | SAH
BC160706 | Patient Bed | 101318 | Hill-Rom Company Inc | P3200 | VersaCare | 11/19/2015 | IU | Active | BEDS-1105-88570 | SAH-Beds |  | SAH | SAH
BC160707 | Patient Bed | 101318 | Hill-Rom Company Inc | P3200 | VersaCare | 12/29/2014 | IU | Active | BEDS-1105-88570 | SAH-Beds |  | SAH | SAH
BC160710 | Patient Bed | 101318 | Hill-Rom Company Inc | P3200 | VersaCare | 12/29/2014 | IU | Active | BEDS-1105-88570 | SAH-Beds |  | SAH | SAH
BC160711 | Patient Bed | 101318 | Hill-Rom Company Inc | P3200 | VersaCare | 12/29/2014 | IU | Active | BEDS-1105-88570 | SAH-Beds |  | SAH | SAH
BC160712 | Patient Bed | 101318 | Hill-Rom Company Inc | P3200 | VersaCare | 11/19/2015 | IU | Active | BEDS-1105-88570 | SAH-Beds |  | SAH | SAH
BC160713 | Patient Bed | 101318 | Hill-Rom Company Inc | P3200 | VersaCare | 11/19/2015 | IU | Active | BEDS-1105-88570 | SAH-Beds |  | SAH | SAH
BC160715 | Patient Bed | 101318 | Hill-Rom Company Inc | P3200 | VersaCare | 02/08/2012 | IU | Active | BEDS-1105-88570 | SAH-Beds |  | SAH | SAH
BC160716 | Patient Bed | 101318 | Hill-Rom Company Inc | P3200 | VersaCare | 11/19/2015 | IU | Active | BEDS-1105-88570 | SAH-Beds |  | SAH | SAH
BC160717 | Patient Bed | 101318 | Hill-Rom Company Inc | P3200 | VersaCare | 11/19/2015 | IU | Active | BEDS-1105-88570 | SAH-Beds |  | SAH | SAH
BC160718 | Patient Bed | 101318 | Hill-Rom Company Inc | P3200 | VersaCare | 11/19/2015 | IU | Active | BEDS-1105-88570 | SAH-Beds |  | SAH | SAH
BC160719 | Patient Bed | 101318 | Hill-Rom Company Inc | P3200 | VersaCare | 12/29/2014 | IU | Active | BEDS-1105-88570 | SAH-Beds |  | SAH | SAH
BC160720 | Patient Bed | 101318 | Hill-Rom Company Inc | P3200 | VersaCare | 11/19/2015 | IU | Active | BEDS-1105-88570 | SAH-Beds |  | SAH | SAH
BC160721 | Critical Care Bed | 101318 | Hill-Rom Company Inc | P7500A000180 | Progressa | 05/24/2016 | IU | Active | BEDS-1105-88570 | SAH-Beds | FIU | SAH | SAH
BC160722 | Patient Bed | 101318 | Hill-Rom Company Inc | P3200 | VersaCare | 11/19/2015 | IU | Active | BEDS-1105-88570 | SAH-Beds | FIU | SAH | SAH
BC160723 | Patient Bed | 101318 | Hill-Rom Company Inc | P3200 | VersaCare | 12/29/2014 | IU | Active | BEDS-1105-88570 | SAH-Beds |  | SAH | SAH
BC160727 | Patient Bed | 101318 | Hill-Rom Company Inc | P3200 | VersaCare | 02/08/2012 | IU | Active | BEDS-1105-88570 | SAH-Beds |  | SAH | SAH
BC160728 | Patient Bed | 101318 | Hill-Rom Company Inc | P3200 | VersaCare | 12/29/2014 | IU | Active | BEDS-1105-88570 | SAH-Beds |  | SAH | SAH
BC160729 | Patient Bed | 101318 | Hill-Rom Company Inc | P3200 | VersaCare | 02/08/2012 | IU | Active | BEDS-1105-88570 | SAH-Beds |  | SAH | SAH
BC160730 | Patient Bed | 101318 | Hill-Rom Company Inc | P3200 | VersaCare | 05/24/2016 | IU | Active | BEDS-1105-88570 | SAH-Beds | FIU | SAH | SAH
BC160731 | Patient Bed | 101318 | Hill-Rom Company Inc | P3200 | VersaCare | 02/08/2012 | IU | Active | BEDS-1105-88570 | SAH-Beds |  | SAH | SAH
BC160732 | Patient Bed | 101318 | Hill-Rom Company Inc | P1600 | Advanta | 05/06/2002 | IU | Active | BEDS-1105-88570 | SAH-Beds | FIU | SAH | SAH
BC160733 | Patient Bed | 101318 | Hill-Rom Company Inc | P3200 | VersaCare | 11/19/2015 | IU | Active | BEDS-1105-88570 | SAH-Beds |  | SAH | SAH
BC160738 | Patient Bed | 101318 | Hill-Rom Company Inc | P3200 | VersaCare | 11/19/2015 | IU | Active | BEDS-1105-88570 | SAH-Beds |  | SAH | SAH
BC160739 | Patient Bed | 101318 | Hill-Rom Company Inc | P3200 | VersaCare | 02/08/2012 | IU | Active | BEDS-1105-88570 | SAH-Beds | XX | SAH | SAH
BC160740 | Patient Bed | 101318 | Hill-Rom Company Inc | P3200 | VersaCare | 02/08/2012 | IU | Active | BEDS-1105-88570 | SAH-Beds |  | SAH | SAH
BC160741 | Patient Bed | 101318 | Hill-Rom Company Inc | P3200 | VersaCare | 11/19/2015 | IU | Active | BEDS-1105-88570 | SAH-Beds | FIU | SAH | SAH
BC160742 | Patient Bed | 101318 | Hill-Rom Company Inc | P3200 | VersaCare | 11/19/2015 | IU | Active | BEDS-1105-88570 | SAH-Beds |  | SAH | SAH
BC160746 | Patient Bed | 101318 | Hill-Rom Company Inc | P3200 | VersaCare | 02/08/2012 | IU | Active | BEDS-1105-88570 | SAH-Beds |  | SAH | SAH
BC160747 | Patient Bed | 101318 | Hill-Rom Company Inc | P3200 | VersaCare | 11/19/2015 | IU | Active | BEDS-1105-88570 | SAH-Beds |  | SAH | SAH
BC160748 | Patient Bed | 101318 | Hill-Rom Company Inc | P3200 | VersaCare | 02/08/2012 | IU | Active | BEDS-1105-88570 | SAH-Beds |  | SAH | SAH
BC160749 | Patient Bed | 101318 | Hill-Rom Company Inc | P3200 | VersaCare | 02/08/2012 | IU | Active | BEDS-1105-88570 | SAH-Beds |  | SAH | SAH
BC160750 | Patient Bed | 101318 | Hill-Rom Company Inc | P3200 | VersaCare | 02/08/2012 | IU | Active | BEDS-1105-88570 | SAH-Beds |  | SAH | SAH
BC160751 | Patient Bed | 101318 | Hill-Rom Company Inc | P3200 | VersaCare | 02/08/2012 | IU | Active | BEDS-1105-88570 | SAH-Beds |  | SAH | SAH
BC160752 | Patient Bed | 101318 | Hill-Rom Company Inc | P3200 | VersaCare | 02/08/2012 | IU | Active | BEDS-1105-88570 | SAH-Beds |  | SAH | SAH
BC160753 | Patient Bed | 101318 | Hill-Rom Company Inc | P3200 | VersaCare | 11/19/2015 | IU | Active | BEDS-1105-88570 | SAH-Beds |  | SAH | SAH
BC160754 | Patient Bed | 101318 | Hill-Rom Company Inc | P3200 | VersaCare | 05/24/2016 | IU | Active | BEDS-1105-88570 | SAH-Beds | FIU | SAH | SAH
BC160759 | Patient Bed | 101318 | Hill-Rom Company Inc | P3200 | VersaCare | 02/08/2012 | IU | Active | BEDS-1105-88570 | SAH-Beds |  | SAH | SAH
BC160760 | Critical Care Bed | 101318 | Hill-Rom Company Inc | P1900 | TotalCare | 06/30/2011 | IU | Active | BEDS-1105-88570 | SAH-Beds |  | SAH | SAH
BC160761 | Critical Care Bed | 101318 | Hill-Rom Company Inc | P1900 | TotalCare | 01/30/2012 | IU | Active | BEDS-1105-88570 | SAH-Beds |  | SAH | SAH
BC160762 | Patient Bed | 101318 | Hill-Rom Company Inc | P3200 | VersaCare | 02/08/2012 | IU | Active | BEDS-1105-88570 | SAH-Beds |  | SAH | SAH
BC160763 | Critical Care Bed | 101318 | Hill-Rom Company Inc | P7500A000180 | Progressa | 05/24/2016 | IU | Active | BEDS-1105-88570 | SAH-Beds | FIU | SAH | SAH
BC160764 | Patient Bed | 101318 | Hill-Rom Company Inc | P3200 | VersaCare | 12/29/2014 | IU | Active | BEDS-1105-88570 | SAH-Beds |  | SAH | SAH
BC160765 | Patient Bed | 101318 | Hill-Rom Company Inc | P3200 | VersaCare | 12/29/2014 | IU | Active | BEDS-1105-88570 | SAH-Beds |  | SAH | SAH
BC160766 | Patient Bed | 101318 | Hill-Rom Company Inc | P3200 | VersaCare | 11/19/2015 | IU | Active | BEDS-1105-88570 | SAH-Beds | FIU | SAH | SAH
BC160767 | Patient Bed | 101318 | Hill-Rom Company Inc | P3200 | VersaCare | 02/08/2012 | IU | Active | BEDS-1105-88570 | SAH-Beds |  | SAH | SAH
BC160768 | Critical Care Bed | 101318 | Hill-Rom Company Inc | P1900 | TotalCare | 01/30/2012 | IU | Active | BEDS-1105-88570 | SAH-Beds |  | SAH | SAH
BC160771 | Critical Care Bed | 101318 | Hill-Rom Company Inc | P1900 | TotalCare | 06/30/2011 | IU | Active | BEDS-1105-88570 | SAH-Beds | FIU | SAH | SAH
BC160772 | Critical Care Bed | 101318 | Hill-Rom Company Inc | P1900 | TotalCare | 06/30/2011 | IU | Active | BEDS-1105-88570 | SAH-Beds | xx | SAH | SAH
BC160773 | Patient Bed | 101318 | Hill-Rom Company Inc | P3200 | VersaCare | 02/08/2012 | IU | Active | BEDS-1105-88570 | SAH-Beds |  | SAH | SAH
BC160774 | Patient Bed | 101318 | Hill-Rom Company Inc | P3200 | VersaCare | 11/19/2015 | IU | Active | BEDS-1105-88570 | SAH-Beds |  | SAH | SAH
BC160775 | Patient Bed | 101318 | Hill-Rom Company Inc | P3200 | VersaCare | 05/24/2016 | IU | Active | BEDS-1105-88570 | SAH-Beds | FIU | SAH | SAH
BC160776 | Patient Bed | 101318 | Hill-Rom Company Inc | P3200 | VersaCare | 02/08/2012 | IU | Active | BEDS-1105-88570 | SAH-Beds | FIU | SAH | SAH
BC160777 | Patient Bed | 101318 | Hill-Rom Company Inc | P3200 | VersaCare | 11/19/2015 | IU | Active | BEDS-1105-88570 | SAH-Beds | FIU | SAH | SAH
BC160780 | NEED Description | 001 | NO-MFG-NAME | NEED BED INFORMATION | NEED MODEL | 03/04/2022 | IU | Active | BEDS-1105-88570 | SAH-Beds | FIU | SAH | SAH
BC160782 | Patient Bed | 101318 | Hill-Rom Company Inc | P1600 | Advanta | 12/18/2003 | OS | In - Active | 1105-86245 | SAH-Clinical Education | . | SAH | SAH
BC160784 | Patient Bed | 101318 | Hill-Rom Company Inc | P3200 | VersaCare | 02/08/2012 | IU | Active | BEDS-1105-88570 | SAH-Beds |  | SAH | SAH
BC160785 | Patient Bed | 101318 | Hill-Rom Company Inc | P3200 | VersaCare | 02/08/2012 | IU | Active | BEDS-1105-88570 | SAH-Beds |  | SAH | SAH
BC160786 | Patient Bed | 101318 | Hill-Rom Company Inc | P3200 | VersaCare | 12/29/2014 | IU | Active | BEDS-1105-88570 | SAH-Beds |  | SAH | SAH
BC160787 | Critical Care Bed | 101318 | Hill-Rom Company Inc | P1900 | TotalCare | 06/30/2011 | IU | Active | BEDS-1105-88570 | SAH-Beds | FIU | SAH | SAH
BC160788 | Patient Bed | 101318 | Hill-Rom Company Inc | P3200 | VersaCare | 02/08/2012 | IU | Active | BEDS-1105-88570 | SAH-Beds |  | SAH | SAH
BC160793 | Patient Bed | 101318 | Hill-Rom Company Inc | P3200 | VersaCare | 02/08/2012 | IU | Active | BEDS-1105-88570 | SAH-Beds |  | SAH | SAH
BC160795 | Patient Bed | 101318 | Hill-Rom Company Inc | P3200 | VersaCare | 02/08/2012 | IU | Active | BEDS-1105-88570 | SAH-Beds | FIU | SAH | SAH
BC160802 | Patient Bed | 101318 | Hill-Rom Company Inc | P1600 | Advanta | 12/18/2003 | IU | Active | BEDS-1105-88570 | SAH-Beds |  | SAH | SAH
BC160803 | Patient Bed | 101318 | Hill-Rom Company Inc | P3200 | VersaCare | 02/08/2012 | IU | Active | BEDS-1105-88570 | SAH-Beds |  | SAH | SAH
BC160804 | Patient Bed | 101318 | Hill-Rom Company Inc | P1600 | Advanta | 05/06/2002 | IU | Active | BEDS-1105-88570 | SAH-Beds | FIU | SAH | SAH
BC160805 | Patient Bed | 101318 | Hill-Rom Company Inc | P1600 | Advanta | 12/18/2003 | IU | Active | BEDS-1105-88570 | SAH-Beds |  | SAH | SAH
BC160808 | Patient Bed | 101318 | Hill-Rom Company Inc | P3200 | VersaCare | 02/08/2012 | IU | Active | BEDS-1105-88570 | SAH-Beds | FIU | SAH | SAH
BC160809 | Patient Bed | 101318 | Hill-Rom Company Inc | P3200 | VersaCare | 05/24/2016 | IU | Active | BEDS-1105-88570 | SAH-Beds | FIU | SAH | SAH
BC160810 | Critical Care Bed | 101318 | Hill-Rom Company Inc | P7500A000180 | Progressa | 05/24/2016 | IU | Active | BEDS-1105-88570 | SAH-Beds | FIU | SAH | SAH
BC160811 | Patient Bed | 101318 | Hill-Rom Company Inc | P3200 | VersaCare | 02/08/2012 | IU | Active | BEDS-1105-88570 | SAH-Beds | FIU | SAH | SAH
BC160812 | Patient Bed | 101318 | Hill-Rom Company Inc | P3200 | VersaCare | 02/08/2012 | IU | Active | BEDS-1105-88570 | SAH-Beds | FIU | SAH | SAH
BC160813 | Patient Bed | 101318 | Hill-Rom Company Inc | P3200 | VersaCare | 02/08/2012 | IU | Active | BEDS-1105-88570 | SAH-Beds |  | SAH | SAH
BC160818 | Patient Bed | 101318 | Hill-Rom Company Inc | P1600 | Advanta | 05/06/2002 | IU | Active | BEDS-1105-88570 | SAH-Beds |  | SAH | SAH
BC160819 | Patient Bed | 101318 | Hill-Rom Company Inc | P3200 | VersaCare | 02/08/2012 | IU | Active | BEDS-1105-88570 | SAH-Beds |  | SAH | SAH
BC160820 | Patient Bed | 101318 | Hill-Rom Company Inc | P3200 | VersaCare | 02/08/2012 | IU | Active | BEDS-1105-88570 | SAH-Beds |  | SAH | SAH
BC160821 | Patient Bed | 101318 | Hill-Rom Company Inc | P3200 | VersaCare | 02/08/2012 | IU | Active | BEDS-1105-88570 | SAH-Beds |  | SAH | SAH
BC160822 | Patient Bed | 101318 | Hill-Rom Company Inc | P3200 | VersaCare | 02/08/2012 | IU | Active | BEDS-1105-88570 | SAH-Beds |  | SAH | SAH
BC160823 | Patient Bed | 101318 | Hill-Rom Company Inc | P3200 | VersaCare | 12/29/2014 | IU | Active | BEDS-1105-88570 | SAH-Beds | FIU | SAH | SAH
BC160824 | Patient Bed | 101318 | Hill-Rom Company Inc | P1600 | Advanta | 12/18/2003 | OS | In - Active | 1105-86245 | SAH-Clinical Education | FIU | SAH | SAH
BC160828 | Patient Bed | 101318 | Hill-Rom Company Inc | P3200 | VersaCare | 11/19/2015 | IU | Active | BEDS-1105-88570 | SAH-Beds | FIU | SAH | SAH
BC160829 | Patient Bed | 101318 | Hill-Rom Company Inc | P3200 | VersaCare | 12/29/2014 | IU | Active | BEDS-1105-88570 | SAH-Beds | FIU | SAH | SAH
BC160831 | Patient Bed | 101318 | Hill-Rom Company Inc | P3200 | VersaCare | 02/08/2012 | IU | Active | BEDS-1105-88570 | SAH-Beds |  | SAH | SAH
BC160833 | Patient Bed | 101318 | Hill-Rom Company Inc | P1600 | Advanta | 05/06/2002 | OS | In - Active | 1105-86245 | SAH-Clinical Education | . | SAH | SAH
BC160834 | Patient Bed | 101318 | Hill-Rom Company Inc | P1600 | Advanta | 05/06/2002 | OS | In - Active | 1105-86245 | SAH-Clinical Education | . | SAH | SAH
BC160835 | Patient Bed | 101318 | Hill-Rom Company Inc | P3200 | VersaCare | 02/08/2012 | IU | Active | BEDS-1105-88570 | SAH-Beds |  | SAH | SAH
BC160837 | Patient Bed | 101318 | Hill-Rom Company Inc | P3200 | VersaCare | 12/29/2014 | IU | Active | BEDS-1105-88570 | SAH-Beds |  | SAH | SAH
BC160840 | Patient Bed | 101318 | Hill-Rom Company Inc | P3200 | VersaCare | 12/29/2014 | IU | Active | BEDS-1105-88570 | SAH-Beds |  | SAH | SAH
BC160841 | Patient Bed | 101318 | Hill-Rom Company Inc | P3200 | VersaCare | 02/08/2012 | IU | Active | BEDS-1105-88570 | SAH-Beds |  | SAH | SAH
BC160842 | Patient Bed | 101318 | Hill-Rom Company Inc | P3200 | VersaCare | 11/19/2015 | IU | Active | BEDS-1105-88570 | SAH-Beds |  | SAH | SAH
BC160845 | Critical Care Bed | 101318 | Hill-Rom Company Inc | P7500A000180 | Progressa | 05/24/2016 | IU | Active | BEDS-1105-88570 | SAH-Beds | FIU | SAH | SAH
BC160849 | Patient Bed | 101318 | Hill-Rom Company Inc | P3200 | VersaCare | 11/19/2015 | IU | Active | BEDS-1105-88570 | SAH-Beds | FIU | SAH | SAH
BC160857 | Critical Care Bed | 101318 | Hill-Rom Company Inc | P7500A000180 | Progressa | 05/24/2016 | IU | Active | BEDS-1105-88570 | SAH-Beds | FIU | SAH | SAH
BC160861 | Patient Bed | 101318 | Hill-Rom Company Inc | P3200 | VersaCare | 12/07/2017 | IU | Active | BEDS-1105-88570 | SAH-Beds | 611000850-0-CAP | SAH | SAH
BC160866 | Patient Bed | 101318 | Hill-Rom Company Inc | P3200 | VersaCare | 05/18/2017 | IU | Active | BEDS-1105-88570 | SAH-Beds | 611000869-0-CAP | SAH | SAH
BC160867 | Patient Bed | 101318 | Hill-Rom Company Inc | P3200 | VersaCare | 05/18/2017 | IU | Active | BEDS-1105-88570 | SAH-Beds | 611000869-0-CAP | SAH | SAH
BC160868 | Patient Bed | 101318 | Hill-Rom Company Inc | P3200 | VersaCare | 05/18/2017 | IU | Active | BEDS-1105-88570 | SAH-Beds | 611000869-0-CAP | SAH | SAH
BC160869 | Patient Bed | 101318 | Hill-Rom Company Inc | P3200 | VersaCare | 05/18/2017 | IU | Active | BEDS-1105-88570 | SAH-Beds | 611000869-0-CAP | SAH | SAH
BC160870 | Patient Bed | 101318 | Hill-Rom Company Inc | P3200 | VersaCare | 05/18/2017 | IU | Active | BEDS-1105-88570 | SAH-Beds | 611000869-0-CAP | SAH | SAH
BC160871 | Patient Bed | 101318 | Hill-Rom Company Inc | P3200 | VersaCare | 05/18/2017 | IU | Active | BEDS-1105-88570 | SAH-Beds | 611000869-0-CAP | SAH | SAH
BC160873 | Patient Bed | 101318 | Hill-Rom Company Inc | P3200 | VersaCare | 05/18/2017 | IU | Active | BEDS-1105-88570 | SAH-Beds | 611000869-0-CAP | SAH | SAH
BC160874 | Patient Bed | 101318 | Hill-Rom Company Inc | P3200 | VersaCare | 05/18/2017 | IU | Active | BEDS-1105-88570 | SAH-Beds | 611000869-0-CAP | SAH | SAH
BC160875 | Patient Bed | 101318 | Hill-Rom Company Inc | P3200 | VersaCare | 05/18/2017 | IU | Active | BEDS-1105-88570 | SAH-Beds | 611000869-0-CAP | SAH | SAH
BC160876 | Patient Bed | 101318 | Hill-Rom Company Inc | P3200 | VersaCare | 05/18/2017 | IU | Active | BEDS-1105-88570 | SAH-Beds | 611000869-0-CAP | SAH | SAH
BC160877 | Patient Bed | 101318 | Hill-Rom Company Inc | P3200 | VersaCare | 05/18/2017 | IU | Active | BEDS-1105-88570 | SAH-Beds | 611000869-0-CAP | SAH | SAH
BC160878 | Patient Bed | 101318 | Hill-Rom Company Inc | P3200 | VersaCare | 05/18/2017 | IU | Active | BEDS-1105-88570 | SAH-Beds | 611000869-0-CAP | SAH | SAH
BC160879 | Patient Bed | 101318 | Hill-Rom Company Inc | P3200 | VersaCare | 05/18/2017 | IU | Active | BEDS-1105-88570 | SAH-Beds | 611000869-0-CAP | SAH | SAH
BC160880 | Patient Bed | 101318 | Hill-Rom Company Inc | P3200 | VersaCare | 05/18/2017 | IU | Active | BEDS-1105-88570 | SAH-Beds | 611000869-0-CAP | SAH | SAH
BC160881 | Patient Bed | 101318 | Hill-Rom Company Inc | P3200 | VersaCare | 05/18/2017 | IU | Active | BEDS-1105-88570 | SAH-Beds | 611000869-0-CAP | SAH | SAH
BC160882 | Patient Bed | 101318 | Hill-Rom Company Inc | P3200 | VersaCare | 05/18/2017 | IU | Active | BEDS-1105-88570 | SAH-Beds | 611000869-0-CAP | SAH | SAH
BC160883 | Patient Bed | 101318 | Hill-Rom Company Inc | P3200 | VersaCare | 05/18/2017 | IU | Active | BEDS-1105-88570 | SAH-Beds | 611000869-0-CAP | SAH | SAH
BC160884 | Patient Bed | 101318 | Hill-Rom Company Inc | P3200 | VersaCare | 05/18/2017 | IU | Active | BEDS-1105-88570 | SAH-Beds | 611000869-0-CAP | SAH | SAH
BC160885 | Patient Bed | 101318 | Hill-Rom Company Inc | P3200 | VersaCare | 05/18/2017 | IU | Active | BEDS-1105-88570 | SAH-Beds | 611000869-0-CAP | SAH | SAH
BC160886 | Patient Bed | 101318 | Hill-Rom Company Inc | P3200 | VersaCare | 05/18/2017 | IU | Active | BEDS-1105-88570 | SAH-Beds | 611000869-0-CAP | SAH | SAH
BC160887 | Patient Bed | 101318 | Hill-Rom Company Inc | P3200 | VersaCare | 05/18/2017 | MI | Missing | BEDS-1105-88570 | SAH-Beds | 611000869-0-CAP | SAH | SAH
BC160888 | Patient Bed | 101318 | Hill-Rom Company Inc | P3200 | VersaCare | 05/18/2017 | IU | Active | BEDS-1105-88570 | SAH-Beds | 611000869-0-CAP | SAH | SAH
BC160889 | Patient Bed | 101318 | Hill-Rom Company Inc | P3200 | VersaCare | 05/18/2017 | IU | Active | BEDS-1105-88570 | SAH-Beds | 611000869-0-CAP | SAH | SAH
BC160890 | Patient Bed | 101318 | Hill-Rom Company Inc | P3200 | VersaCare | 05/18/2017 | IU | Active | BEDS-1105-88570 | SAH-Beds | 611000869-0-CAP | SAH | SAH
BC160891 | Patient Bed | 101318 | Hill-Rom Company Inc | P3200 | VersaCare | 05/18/2017 | IU | Active | BEDS-1105-88570 | SAH-Beds | 611000869-0-CAP | SAH | SAH
BC160892 | Mental Health Patient Bed | 271227 | Stryker Medical | 5700 | Spirit 5700 | 04/07/2016 | IU | Active | 1105-15000 | SAH-Psychiatric Acute | 611000745-0-CAP | SAH | SAH
BC160893 | Mental Health Patient Bed | 271227 | Stryker Medical | 5700 | Spirit 5700 | 05/22/2017 | IU | Active | 1105-15000 | SAH-Psychiatric Acute | 611000745-0-CAP | SAH | SAH
BC160894 | Mental Health Patient Bed | 271227 | Stryker Medical | 5700 | Spirit 5700 | 05/22/2017 | IU | Active | 1105-15000 | SAH-Psychiatric Acute | 611000745-0-CAP | SAH | SAH
BC160895 | Mental Health Patient Bed | 271227 | Stryker Medical | 5700 | Spirit 5700 | 04/07/2016 | IU | Active | 1105-15000 | SAH-Psychiatric Acute | 611000745-0-CAP | SAH | SAH
BC160896 | Mental Health Patient Bed | 271227 | Stryker Medical | 5700 | Spirit 5700 | 05/22/2017 | IU | Active | 1105-15000 | SAH-Psychiatric Acute | 611000745-0-CAP | SAH | SAH
BC160897 | Mental Health Patient Bed | 271227 | Stryker Medical | 5700 | Spirit 5700 | 09/14/2016 | IU | Active | 1105-15000 | SAH-Psychiatric Acute | FIU | SAH | SAH
BC160898 | Mental Health Patient Bed | 271227 | Stryker Medical | 5700 | Spirit 5700 | 09/14/2016 | IU | Active | 1105-15000 | SAH-Psychiatric Acute | FIU | SAH | SAH
BC160899 | Mental Health Patient Bed | 271227 | Stryker Medical | 5700 | Spirit 5700 | 04/07/2016 | IU | Active | 1105-15000 | SAH-Psychiatric Acute | FIU | SAH | SAH
BC160900 | Mental Health Patient Bed | 271227 | Stryker Medical | 5700 | Spirit 5700 | 09/14/2016 | IU | Active | 1105-15000 | SAH-Psychiatric Acute | FIU | SAH | SAH
BC160901 | Mental Health Patient Bed | 271227 | Stryker Medical | 5700 | Spirit 5700 | 09/14/2016 | IU | Active | 1105-15000 | SAH-Psychiatric Acute | FIU | SAH | SAH
BC160903 | Patient Bed | 101318 | Hill-Rom Company Inc | P3200 | VersaCare | 11/19/2015 | IU | Active | BEDS-1105-88570 | SAH-Beds | FIU | SAH | SAH
BC160905 | Stretcher | 271227 | Stryker Medical | 1005 | 1005 | 05/01/2008 | IU | Active | BEDS-1105-88570 | SAH-Beds | FIU | SAH | SAH
BC160906 | Mental Health Patient Bed | 271227 | Stryker Medical | 5700 | Spirit 5700 | 09/14/2016 | IU | Active | 1105-15000 | SAH-Psychiatric Acute | FIU | SAH | SAH
BC160910 | Stretcher | 271227 | Stryker Medical | 1115 | Big Wheel | 08/01/2016 | IU | Active | BEDS-1105-88570 | SAH-Beds | 626000532-0-CAP | SAH | SAH
BC160921 | Patient Bed | 101318 | Hill-Rom Company Inc | P1600 | Advanta | 05/06/2002 | IU | Active | BEDS-1105-88570 | SAH-Beds |  | SAH | SAH
BC160923 | Stretcher | 271227 | Stryker Medical | 1005 | 1005 | 05/01/2008 | MI | Missing | BEDS-1105-88570 | SAH-Beds | FIU | SAH | SAH
BC160935 | Critical Care Bed | 101318 | Hill-Rom Company Inc | P7500A000180 | Progressa | 01/17/2018 | IU | Active | BEDS-1105-88570 | SAH-Beds | 626001145-0-CAP | SAH | SAH
BC160936 | Critical Care Bed | 101318 | Hill-Rom Company Inc | P7500A000180 | Progressa | 01/17/2018 | IU | Active | BEDS-1105-88570 | SAH-Beds | 626001145-0-CAP | SAH | SAH
BC160937 | Critical Care Bed | 101318 | Hill-Rom Company Inc | P7500A000180 | Progressa | 01/17/2018 | IU | Active | BEDS-1105-88570 | SAH-Beds | 626001145-0-cap | SAH | SAH
BC160938 | Critical Care Bed | 101318 | Hill-Rom Company Inc | P7500A000180 | Progressa | 01/17/2018 | IU | Active | BEDS-1105-88570 | SAH-Beds | 626001145-0-CAP | SAH | SAH
BC160939 | Patient Bed | 101318 | Hill-Rom Company Inc | P3200 | VersaCare | 02/08/2012 | IU | Active | BEDS-1105-88570 | SAH-Beds | FIU | SAH | SAH
BC160940 | Med Surg Bed | 101318 | Hill-Rom Company Inc | P7900A000010 | Centrella | 03/15/2018 | IU | Active | 1105-10000 | SAH-Nursing Administration | 626001145 | SAH | SAH
BC160941 | Med Surg Bed | 101318 | Hill-Rom Company Inc | P7900A000010 | Centrella | 03/15/2018 | IU | Active | 1105-10000 | SAH-Nursing Administration | 626001145 | SAH | SAH
BC160942 | Med Surg Bed | 101318 | Hill-Rom Company Inc | P7900A000010 | Centrella | 03/15/2018 | IU | Active | 1105-10000 | SAH-Nursing Administration | 626001145 | SAH | SAH
BC160943 | Med Surg Bed | 101318 | Hill-Rom Company Inc | P7900A000010 | Centrella | 03/15/2018 | IU | Active | 1105-10000 | SAH-Nursing Administration | 626001145 | SAH | SAH
BC160944 | Med Surg Bed | 101318 | Hill-Rom Company Inc | P7900A000010 | Centrella | 03/15/2018 | IU | Active | 1105-10000 | SAH-Nursing Administration | 626001145 | SAH | SAH
BC160945 | Med Surg Bed | 101318 | Hill-Rom Company Inc | P7900A000010 | Centrella | 03/15/2018 | IU | Active | 1105-10000 | SAH-Nursing Administration | 626001145 | SAH | SAH
BC160946 | Med Surg Bed w/Air Surface Mat | 101318 | Hill-Rom Company Inc | P7900A000011 | Centrella w/Air Surf | 03/15/2018 | IU | Active | 1105-10000 | SAH-Nursing Administration | 626001145 | SAH | SAH
BC160947 | Med Surg Bed | 101318 | Hill-Rom Company Inc | P7900A000010 | Centrella | 03/15/2018 | IU | Active | 1105-10000 | SAH-Nursing Administration | 626001145 | SAH | SAH
BC160948 | Med Surg Bed | 101318 | Hill-Rom Company Inc | P7900A000010 | Centrella | 03/15/2018 | IU | Active | 1105-10000 | SAH-Nursing Administration | 626001145 | SAH | SAH
BC160949 | Med Surg Bed w/Air Surface Mat | 101318 | Hill-Rom Company Inc | P7900A000011 | Centrella w/Air Surf | 03/15/2018 | IU | Active | 1105-10000 | SAH-Nursing Administration | 626001145 | SAH | SAH
BC160950 | Med Surg Bed | 101318 | Hill-Rom Company Inc | P7900A000010 | Centrella | 03/15/2018 | IU | Active | 1105-10000 | SAH-Nursing Administration | 626001145 | SAH | SAH
BC160951 | Med Surg Bed | 101318 | Hill-Rom Company Inc | P7900A000010 | Centrella | 03/15/2018 | IU | Active | 1105-10000 | SAH-Nursing Administration | 626001145 | SAH | SAH
BC160952 | Med Surg Bed w/Air Surface Mat | 101318 | Hill-Rom Company Inc | P7900A000011 | Centrella w/Air Surf | 03/15/2018 | IU | Active | 1105-10000 | SAH-Nursing Administration | 626001145 | SAH | SAH
BC160953 | Med Surg Bed w/Air Surface Mat | 101318 | Hill-Rom Company Inc | P7900A000011 | Centrella w/Air Surf | 03/15/2018 | IU | Active | 1105-10000 | SAH-Nursing Administration | 626001145 | SAH | SAH
BC160954 | Med Surg Bed w/Air Surface Mat | 101318 | Hill-Rom Company Inc | P7900A000011 | Centrella w/Air Surf | 03/15/2018 | IU | Active | 1105-10000 | SAH-Nursing Administration | 626001145 | SAH | SAH
BC160955 | Med Surg Bed w/Air Surface Mat | 101318 | Hill-Rom Company Inc | P7900A000011 | Centrella w/Air Surf | 03/15/2018 | IU | Active | 1105-10000 | SAH-Nursing Administration | 626001145 | SAH | SAH
BC160956 | Med Surg Bed w/Air Surface Mat | 101318 | Hill-Rom Company Inc | P7900A000011 | Centrella w/Air Surf | 03/15/2018 | IU | Active | 1105-10000 | SAH-Nursing Administration | 626001145 | SAH | SAH
BC160957 | Med Surg Bed w/Air Surface Mat | 101318 | Hill-Rom Company Inc | P7900A000011 | Centrella w/Air Surf | 03/15/2018 | IU | Active | 1105-10000 | SAH-Nursing Administration | 626001145 | SAH | SAH
BC160958 | Med Surg Bed w/Air Surface Mat | 101318 | Hill-Rom Company Inc | P7900A000011 | Centrella w/Air Surf | 03/15/2018 | IU | Active | 1105-10000 | SAH-Nursing Administration | 626001145 | SAH | SAH
BC160959 | Med Surg Bed w/Air Surface Mat | 101318 | Hill-Rom Company Inc | P7900A000011 | Centrella w/Air Surf | 03/15/2018 | IU | Active | 1105-10000 | SAH-Nursing Administration | 626001145 | SAH | SAH
BC160960 | Med Surg Bed w/Air Surface Mat | 101318 | Hill-Rom Company Inc | P7900A000011 | Centrella w/Air Surf | 03/15/2018 | IU | Active | 1105-10000 | SAH-Nursing Administration | 626001145 | SAH | SAH
BC160961 | Med Surg Bed w/Air Surface Mat | 101318 | Hill-Rom Company Inc | P7900A000011 | Centrella w/Air Surf | 03/15/2018 | IU | Active | 1105-10000 | SAH-Nursing Administration | 626001145 | SAH | SAH
BC160962 | Med Surg Bed | 101318 | Hill-Rom Company Inc | P7900A000010 | Centrella | 03/15/2018 | IU | Active | 1105-10000 | SAH-Nursing Administration | 626001145 | SAH | SAH
BC160963 | Med Surg Bed | 101318 | Hill-Rom Company Inc | P7900A000010 | Centrella | 03/15/2018 | IU | Active | 1105-10000 | SAH-Nursing Administration | 626001145 | SAH | SAH
BC160964 | Med Surg Bed | 101318 | Hill-Rom Company Inc | P7900A000010 | Centrella | 03/15/2018 | IU | Active | 1105-10000 | SAH-Nursing Administration | 626001145 | SAH | SAH
BC160965 | Med Surg Bed | 101318 | Hill-Rom Company Inc | P7900A000010 | Centrella | 03/15/2018 | IU | Active | 1105-10000 | SAH-Nursing Administration | 626001145 | SAH | SAH
BC160966 | Med Surg Bed w/Air Surface Mat | 101318 | Hill-Rom Company Inc | P7900A000011 | Centrella w/Air Surf | 03/15/2018 | IU | Active | 1105-10000 | SAH-Nursing Administration | 626001145 | SAH | SAH
BC160967 | Med Surg Bed w/Air Surface Mat | 101318 | Hill-Rom Company Inc | P7900A000011 | Centrella w/Air Surf | 03/15/2018 | IU | Active | 1105-10000 | SAH-Nursing Administration | 626001145 | SAH | SAH
BC160968 | Med Surg Bed | 101318 | Hill-Rom Company Inc | P7900A000010 | Centrella | 03/15/2018 | IU | Active | 1105-10000 | SAH-Nursing Administration | 626001145 | SAH | SAH
BC160969 | Med Surg Bed | 101318 | Hill-Rom Company Inc | P7900A000010 | Centrella | 03/15/2018 | IU | Active | 1105-10000 | SAH-Nursing Administration | 626001145 | SAH | SAH
BC160970 | Med Surg Bed | 101318 | Hill-Rom Company Inc | P7900A000010 | Centrella | 03/15/2018 | IU | Active | 1105-10000 | SAH-Nursing Administration | 626001145 | SAH | SAH
BC160971 | Med Surg Bed | 101318 | Hill-Rom Company Inc | P7900A000010 | Centrella | 03/15/2018 | IU | Active | 1105-10000 | SAH-Nursing Administration | 626001145 | SAH | SAH
BC160972 | Med Surg Bed | 101318 | Hill-Rom Company Inc | P7900A000010 | Centrella | 03/15/2018 | IU | Active | 1105-10000 | SAH-Nursing Administration | 626001145 | SAH | SAH
BC160973 | Med Surg Bed | 101318 | Hill-Rom Company Inc | P7900A000010 | Centrella | 03/15/2018 | IU | Active | 1105-10000 | SAH-Nursing Administration | 626001145 | SAH | SAH
BC160974 | Med Surg Bed w/Air Surface Mat | 101318 | Hill-Rom Company Inc | P7900A000011 | Centrella w/Air Surf | 03/15/2018 | IU | Active | 1105-10000 | SAH-Nursing Administration | 626001145 | SAH | SAH
BC160975 | Med Surg Bed | 101318 | Hill-Rom Company Inc | P7900A000010 | Centrella | 03/15/2018 | IU | Active | 1105-10000 | SAH-Nursing Administration | 626001145 | SAH | SAH
BC160976 | Med Surg Bed | 101318 | Hill-Rom Company Inc | P7900A000010 | Centrella | 03/15/2018 | IU | Active | 1105-10000 | SAH-Nursing Administration | 626001145 | SAH | SAH
BC160977 | Med Surg Bed | 101318 | Hill-Rom Company Inc | P7900A000010 | Centrella | 03/15/2018 | IU | Active | 1105-10000 | SAH-Nursing Administration | 626001145 | SAH | SAH
BC160978 | Med Surg Bed | 101318 | Hill-Rom Company Inc | P7900A000010 | Centrella | 03/15/2018 | IU | Active | 1105-10000 | SAH-Nursing Administration | 626001145 | SAH | SAH
BC160979 | Med Surg Bed | 101318 | Hill-Rom Company Inc | P7900A000010 | Centrella | 03/15/2018 | IU | Active | 1105-10000 | SAH-Nursing Administration | 626001145 | SAH | SAH
BC160980 | Med Surg Bed | 101318 | Hill-Rom Company Inc | P7900A000010 | Centrella | 03/15/2018 | IU | Active | 1105-10000 | SAH-Nursing Administration | 626001145 | SAH | SAH
BC160981 | Critical Care Bed | 101318 | Hill-Rom Company Inc | P7500A000180 | Progressa | 05/24/2016 | IU | Active | BEDS-1105-88570 | SAH-Beds | FIU | SAH | SAH
BC160982 | Patient Bed | 101318 | Hill-Rom Company Inc | P3200 | VersaCare | 03/04/2022 | IU | Active | BEDS-1105-88570 | SAH-Beds | FIU | SAH | SAH
BC160986 | Stretcher with Scale | 271227 | Stryker Medical | 1105 | 1105 | 09/14/2016 | MI | Missing | BEDS-1105-88570 | SAH-Beds | FIU | SAH | SAH
BC160988 | Stretcher with Scale | 271227 | Stryker Medical | 1105 | 1105 | 12/01/2019 | IU | Active | BEDS-1105-88570 | SAH-Beds | 260730632 | SAH | SAH
BC160994 | Stretcher with Scale | 271227 | Stryker Medical | 1105 | 1105 | 12/01/2015 | MI | Missing | BEDS-1105-88570 | SAH-Beds | FIU | SAH | SAH
BC160995 | Stretcher | 271227 | Stryker Medical | 1115 | Big Wheel | 05/28/2012 | IU | Active | BEDS-1105-88570 | SAH-Beds | FIU | SAH | SAH
BC160996 | Stretcher | 271227 | Stryker Medical | 1115 | Big Wheel | 02/06/2016 | MI | Missing | BEDS-1105-88570 | SAH-Beds | 623000454-0-CES | SAH | SAH
BC160997 | Stretcher | 271227 | Stryker Medical | 1115 | Big Wheel | 07/01/2016 | IU | Active | BEDS-1105-88570 | SAH-Beds | 626000532-0-CAP | SAH | SAH
BC160998 | Stretcher with Scale | 271227 | Stryker Medical | 1115E | Prime Big Wheel E | 01/01/2017 | IU | Active | BEDS-1105-88570 | SAH-Beds | 626000867-0-CAP | SAH | SAH
BC160999 | Stretcher with Scale | 271227 | Stryker Medical | 1115E | Prime Big Wheel E | 01/01/2017 | IU | Active | BEDS-1105-88570 | SAH-Beds | 626000867-0-CAP | SAH | SAH
BC167501 | Microsurgical Instrum. Console | 451932 | Medtronic Surgical Technologie | XPS3000 | XPS3000 | 02/20/2019 | IU | Active | 1730-21100 | SAH-CARIL Surgery Center | 626002327-0-CAP | SAH | SAH
BC167502 | Electronic Thermometer | 101850 | Welch Allyn Inc A Subsidiary | 690 | Sure Temp Plus | 10/01/2018 | 04 | Inventory | 5100-42315 | SAH-Pinellas Care Center | 420003140 | SAH | SAH
BC167503 | Electronic Thermometer | 101850 | Welch Allyn Inc A Subsidiary | 692 | Sure Temp Plus | 10/01/2018 | 04 | Inventory | 5100-42315 | SAH-Pinellas Care Center | 420003140 | SAH | SAH
BC167505 | Ceiling Examination Light | 452594 | Stryker Communications | LL305 | Visum 300 | 01/26/2012 | IU | Active | 1730-21100 | SAH-CARIL Surgery Center | 000 | SAH | SAH
BC167513 | AED Defibrillator | 435457 | Defibtech LLC | DDU-100A | Life Line AED | 10/21/2019 | LS | High Risk | 1815-87515 | SAH-Wellness Center CARIL | EXCHANGE | SAH | SAH
BC167514 | 4K Video Monitor | 182624 | Sony Electronics Inc Medical S | LMD-X2705MD | LMD-X2705MD | 12/12/2019 | IU | Active | 1730-21100 | SAH-CARIL Surgery Center | 09272019HK1739 | SAH | SAH
BC167515 | 4K Video Monitor | 182624 | Sony Electronics Inc Medical S | LMD-X2705MD | LMD-X2705MD | 12/12/2019 | IU | Active | 1730-21100 | SAH-CARIL Surgery Center | 09272019HK1739 | SAH | SAH
BC167516 | 4K Video Monitor | 182624 | Sony Electronics Inc Medical S | LMD-X2705MD | LMD-X2705MD | 12/12/2019 | IU | Active | 1730-21100 | SAH-CARIL Surgery Center | 09272019HK1739 | SAH | SAH
BC167517 | 4K Video Monitor | 182624 | Sony Electronics Inc Medical S | LMD-X2705MD | LMD-X2705MD | 12/12/2019 | IU | Active | 1730-21100 | SAH-CARIL Surgery Center | 09272019HK1739 | SAH | SAH
BC167521 | Digital Xray Phantom | 457018 | Unfors RaySafe Inc | 1922078 | Pro-Digi Phantom | 07/15/2019 | 04 | Inventory | 1105-88570 | SAH-Clinical Engineering | 711009003-0-CES | SAH | SAH
BC167526 | Mini C-Arm | 454670 | OrthoScan Inc | 1000-0004-FD | FD | 12/02/2019 | IU | Active | 1730-21100 | SAH-CARIL Surgery Center | 11142019HK1730 | SAH | SAH
BC167533 | 4K Endo Video Camera Console | 270765 | Smith & Nephew Inc Endoscopy D | 72205059 | Lens 4K | 01/10/2020 | IU | Active | 1730-21100 | SAH-CARIL Surgery Center | 09272019MK1730 | SAH | SAH
BC167538 | Patient Monitor | 371341 | Draeger Medical Inc | MS18597 | Infinity Delta | 12/15/2011 | IU | Active | 1730-21100 | SAH-CARIL Surgery Center | UNKNOWN | SAH | SAH
BC167539 | Battery Charger | 452575 | Physio-Control Inc | VBSS2-02-000009 | VBSS2-02-000009 | 06/01/2011 | 04 | Inventory | 1815-87932 | SAH-Fan Care Devil Rays Tropicana field | 000 | SAH | SAH
BC167540 | LP20e Defibrillator/Pacer | 452575 | Physio-Control Inc | LP20E | LIFEPAK 20E | 04/21/2020 | LS | High Risk | 1730-21100 | SAH-CARIL Surgery Center | 626003439-0-CAP | SAH | SAH
BC167541 | AED Defibrillator | 435457 | Defibtech LLC | DDU-100 | Life Line AED | 02/17/2014 | LS | High Risk | 1730-21100 | SAH-CARIL Surgery Center | NA | SAH | SAH
BC167543 | Gas analyzer | 371341 | Draeger Medical Inc | 6871802 | Scio Four Plus | 02/06/2014 | IU | Active | 1730-21100 | SAH-CARIL Surgery Center | NA | SAH | SAH
BC167544 | Endo Video Cart | 276750 | Olympus America Inc | WM-30 | WM-30 | 04/07/2020 | IU | Active | 1730-21100 | SAH-CARIL Surgery Center | FIU | SAH | SAH
BC167545 | Dual CH Auto Tourniquet System | 101991 | Stryker Instruments | 5920-011-000 | SmartPump Tourniquet | 01/23/2012 | IU | Active | 1730-21100 | SAH-CARIL Surgery Center | 000 | SAH | SAH
BC167546 | Surgical Table | 107114 | STERIS Corp | 3080 | 3080 | 01/16/2012 | IU | Active | 1730-21100 | SAH-CARIL Surgery Center | NONE | SAH | SAH
BC167547 | Syringe Infuser | 453713 | Baxter Healthcare Corp Medicat | AS50 | Auto Syringe AS50 | 06/11/2012 | IU | Active | 1730-21100 | SAH-CARIL Surgery Center | 000 | SAH | SAH
BC167550 | Endo Video Cart | 107536 | Stryker Endoscopy | 0240-099-011 | 0240-099-011 | 01/02/2012 | IU | Active | 1730-21100 | SAH-CARIL Surgery Center | 000 | SAH | SAH
BC167551 | HDTV Surgical Viewing Monitor | 107536 | Stryker Endoscopy | 0240-030-960 | 26 Vision Elect HD | 11/21/2014 | IU | Active | 1730-21100 | SAH-CARIL Surgery Center | UNKNOWN | SAH | SAH
BC167552 | Sterilization Process Reader | 186653 | Advanced Sterilization Product | 43220 | STERRAD VELOCITY | 07/15/2020 | 04 | Inventory | 1730-21100 | SAH-CARIL Surgery Center | 811020792-0-SVC | SAH | SAH
BC167554 | Laparoscopic Insufflator | 270765 | Smith & Nephew Inc Endoscopy D | 72203994 | 500 Insufflator | 08/26/2020 | IU | Active | 1730-21100 | SAH-CARIL Surgery Center | 08062020HK1730 | SAH | SAH
BC167555 | Laparoscopic Insufflator | 270765 | Smith & Nephew Inc Endoscopy D | 72203994 | 500 Insufflator | 10/02/2020 | IU | Active | 1730-21100 | SAH-CARIL Surgery Center | 08062020HK1730 | SAH | SAH
BC167556 | Laparoscopic Insufflator | 270765 | Smith & Nephew Inc Endoscopy D | 72203994 | 500 Insufflator | 10/02/2020 | IU | Active | 1730-21100 | SAH-CARIL Surgery Center | 08062020HK1730 | SAH | SAH
BC167562 | Docking Station Waste Managemt | 101991 | Stryker Instruments | 0702-014-000 | Neptune 3 Docking St | 06/29/2023 | IU | Active | 1730-21100 | SAH-CARIL Surgery Center | 626005620-0-CAP | SAH | SAH
BC167568 | Anesthesia Machine | 371341 | Draeger Medical Inc | FABIUS GS | Fabius GS | 02/15/2011 | LS | High Risk | 1730-21100 | SAH-CARIL Surgery Center | 000 | SAH | SAH
BC167569 | Printer | E10010 | Epson America Inc | C491N | XP-630 | 11/01/2019 | IU | Active | 1730-21100 | SAH-CARIL Surgery Center | FIU | SAH | SAH
BC167570 | Printer | E10010 | Epson America Inc | C491N | XP-630 | 11/01/2019 | IU | Active | 1730-21100 | SAH-CARIL Surgery Center | FIU | SAH | SAH
BC167572 | Patient Monitor | 371341 | Draeger Medical Inc | MS18597 | Infinity Delta | 10/19/2011 | IU | Active | 1730-21100 | SAH-CARIL Surgery Center | UNKNOWN | SAH | SAH
BC167573 | Transport Ventilator 3T MRI | 455334 | Smiths Medical ASD Inc | P200D | Pneupac | 07/14/2014 | LS | High Risk | 1730-21100 | SAH-CARIL Surgery Center | 260374781 | SAH | SAH
BC167575 | Blanket Warmer | 417559 | Getinge USA Inc | 5624 | 5624 Warming Cabinet | 06/10/2012 | IU | Active | 1730-21100 | SAH-CARIL Surgery Center | 000 | SAH | SAH
BC167576 | Endoscope Flushing Pump | 276750 | Olympus America Inc | OFP-2 | OFP-2 | 03/15/2021 | IU | Active | 1730-21100 | SAH-CARIL Surgery Center | NON-CAPITAL | SAH | SAH
BC167577 | Electrocardiograph, Mulit Ch | 105481 | Burdick Inc A Quinton Co | A3100 | Atria 3100 | 05/03/2021 | IU | Active | 1730-21100 | SAH-CARIL Surgery Center | PENDING | SAH | SAH
BC167578 | Video Printer | 182624 | Sony Electronics Inc Medical S | UP-DR80MD | UP-DR80MD | 06/29/2021 | IU | Active | 1730-21100 | SAH-CARIL Surgery Center | NON-CAPITAL | SAH | SAH
BC167580 | Video Printer | 182624 | Sony Electronics Inc Medical S | UP-DR80MD | UP-DR80MD | 04/07/2021 | IU | Active | 1730-21100 | SAH-CARIL Surgery Center | NON-CAPITAL | SAH | SAH
BC167581 | Xenon Light Source, Endo | 276750 | Olympus America Inc | CLV-190 | EVIS EXERA lll | 03/20/2017 | IU | Active | 1730-21100 | SAH-CARIL Surgery Center | 62200357 | SAH | SAH
BC167594 | Tabletop Centrifuge | 466869 | Drucker Diagnostics | 642E | horizon mini E 642E | 09/29/2021 | IU | Active | 5100-42315 | SAH-Pinellas Care Center | NON-CAPITAL | SAH | SAH
BC167595 | Digital Color Printer | 182624 | Sony Electronics Inc Medical S | UP-DR80MD | UP-DR80MD | 11/29/2021 | 04 | Inventory | 1730-21100 | SAH-CARIL Surgery Center | NON-CAPITAL | SAH | SAH
BC167710 | Nerve Stimulators | 106650 | Sun Med | 8-1053-60 | Sun Stim | 04/25/2022 | 04 | Inventory | 1730-21100 | SAH-CARIL Surgery Center | NON-CAPITAL | SAH | SAH
BC167711 | Nerve Stimulators | 106650 | Sun Med | 8-1053-60 | Sun Stim | 04/25/2022 | 04 | Inventory | 1730-21100 | SAH-CARIL Surgery Center | NON-CAPITAL | SAH | SAH
BC167727 | Monitors, Bedside, Physiologic | 454750 | Mindray North America A Mindra | PM-8000 Express | PM-8000 Express | 06/23/2022 | IU | Active | 1730-21100 | SAH-CARIL Surgery Center | NON-CAPITAL | SAH | SAH
BC167728 | Equipment Boom System | 452594 | Stryker Communications | 0682-000-604 | EDS | 06/23/2022 | IU | Active | 1730-21100 | SAH-CARIL Surgery Center | FIU | SAH | SAH
BC167729 | Equipment Boom System | 452594 | Stryker Communications | 0682-000-604 | EDS | 06/23/2022 | IU | Active | 1730-21100 | SAH-CARIL Surgery Center | FIU | SAH | SAH
BC167730 | Syringe Infuser | 453713 | Baxter Healthcare Corp Medicat | 2L3100 | InfusO.R. | 04/25/2022 | IU | Active | 1730-21100 | SAH-CARIL Surgery Center | NON-CAPITAL | SAH | SAH
BC167731 | Nerve Block Stimulators | 102449 | Mercury Medical | MICROSTIM | Microstim | 01/23/2012 | 04 | Inventory | 1730-21100 | SAH-CARIL Surgery Center | 000 | SAH | SAH
BC167742 | Mobile C-Arm | 453503 | GE Healthcare Surgery | 9900 ELITE | 9900 ELITE | 06/10/2012 | IU | Active | 1730-21100 | SAH-CARIL Surgery Center | 000 | SAH | SAH
BC167746 | Nerve Stimulators | 106650 | Sun Med | 8-1053-60 | Sun Stim | 09/20/2022 | 04 | Inventory | 1730-21100 | SAH-CARIL Surgery Center | NON-CAPITAL | SAH | SAH
BC167747 | Nerve Stimulators | 106650 | Sun Med | 8-1053-60 | Sun Stim | 09/20/2022 | 04 | Inventory | 1730-21100 | SAH-CARIL Surgery Center | NON-CAPITAL | SAH | SAH
BC167748 | 26 in LED Video Monitor | 107536 | Stryker Endoscopy | 0240-031-020 | VisionPro 26 LED | 12/09/2022 | IU | Active | 1730-21100 | SAH-CARIL Surgery Center | 411000393-0-CRE | SAH | SAH
BC167749 | 4K Endo Video Camera Console | 270765 | Smith & Nephew Inc Endoscopy D | 72205059 | Lens 4K | 02/15/2023 | IU | Active | 1730-21100 | SAH-CARIL Surgery Center | 09272019MK1730 | SAH | SAH
BC167765 | Warmer, Blanket | 107114 | STERIS Corp | QDJ04 | QDJ04 | 11/14/2023 | IU | Active | 1730-21100 | SAH-CARIL Surgery Center | NON-CAPITAL | SAH | SAH
BC167772 | Rover Waste Management | 101991 | Stryker Instruments | 0703-001-000 | Neptune 3 Rover | 06/29/2023 | IU | Active | 1730-21100 | SAH-CARIL Surgery Center | 626005620-0-CAP | SAH | SAH
BC167773 | Rover Waste Management | 101991 | Stryker Instruments | 0703-001-000 | Neptune 3 Rover | 06/29/2023 | IU | Active | 1730-21100 | SAH-CARIL Surgery Center | 626005620-0-CAP | SAH | SAH
BC167774 | Rover Waste Management | 101991 | Stryker Instruments | 0703-001-000 | Neptune 3 Rover | 06/29/2023 | IU | Active | 1730-21100 | SAH-CARIL Surgery Center | 626005620-0-CAP | SAH | SAH
BC167775 | Rover Waste Management | 101991 | Stryker Instruments | 0703-001-000 | Neptune 3 Rover | 06/29/2023 | IU | Active | 1730-21100 | SAH-CARIL Surgery Center | 626005620-0-CAP | SAH | SAH
BC179771 | Quality Assurance Tester, DI | 457018 | Unfors RaySafe Inc | 8251010-6 | Raysafe X2 | 05/26/2017 | IU | Active | 1105-88570 | SAH-Clinical Engineering | 620002939 | SAH | SAH
BC18293 | Battery Charger | 271227 | Stryker Medical | 400-655 | 400-655 | 06/07/2002 | 04 | Inventory | 1105-21100 | SAH-Surgery | 000 | SAH | SAH
BC18294 | Battery Charger | 271227 | Stryker Medical | 400-655 | 400-655 | 06/10/2002 | 04 | Inventory | 1105-21100 | SAH-Surgery | 000 | SAH | SAH
BC18585 | Monitor, Terminal Lcd | 233882 | Planar Systems Inc | PL170-BK |  | 07/23/2004 | 04 | Inventory | 1105-39500 | SAH-Neurodiagnostics | 000 | SAH | SAH
BC18602 | Monitor, Terminal Lcd | 233882 | Planar Systems Inc | PX171M-BK |  | 04/21/2005 | 04 | Inventory | 1105-39500 | SAH-Neurodiagnostics | 000 | SAH | SAH
BC18603 | Monitor, Terminal Lcd | 233882 | Planar Systems Inc | PX171M-BK |  | 04/21/2005 | 04 | Inventory | 1105-39500 | SAH-Neurodiagnostics | 000 | SAH | SAH
BC18677 | Table | 452204 | DJO Global Inc | KL88 | KL88 | 07/01/1999 | OS | In - Active | 1105-39155 | SAH-Rehab O/P Clinic Sports Med | 000 | SAH | SAH
BC18931 | Video Monitor | 182624 | Sony Electronics Inc Medical S | PVM | PVM | 07/01/1999 | 04 | Inventory | 1105-21221 | SAH-Endoscopy (2SE) | 000 | SAH | SAH
BC19134 | Pulse Ox Docking Station | 371567 | Masimo Corp | RDS-1 | Radical Cradle | 09/09/2004 | 04 | Inventory | 1105-35000 | SAH-Respiratory Care Services 2nd | 000 | SAH | SAH
BC191520 | Med Surg Bed | 101318 | Hill-Rom Company Inc | P7900A000010 | Centrella | 03/04/2022 | MI | Missing | BEDS-1105-88570 | SAH-Beds | FIU | SAH | SAH
BC191522 | Med Surg Bed w/Air Surface Mat | 101318 | Hill-Rom Company Inc | P7900B100011 | Centrella Smart+ | 12/18/2019 | IU | Active | 1105-10000 | SAH-Nursing Administration | 626003228-0-CAP | SAH | SAH
BC191523 | Med Surg Bed w/Air Surface Mat | 101318 | Hill-Rom Company Inc | P7900B100011 | Centrella Smart+ | 12/18/2019 | IU | Active | 1105-10000 | SAH-Nursing Administration | 626003228-0-CAP | SAH | SAH
BC191524 | Med Surg Bed w/Air Surface Mat | 101318 | Hill-Rom Company Inc | P7900B100011 | Centrella Smart+ | 12/18/2019 | IU | Active | 1105-10000 | SAH-Nursing Administration | 626003228-0-CAP | SAH | SAH
BC191525 | Med Surg Bed | 101318 | Hill-Rom Company Inc | P7900B100010 | Centrella Smart+ | 12/18/2019 | IU | Active | 1105-10000 | SAH-Nursing Administration | 626003228-0-CAP | SAH | SAH
BC191526 | Med Surg Bed | 101318 | Hill-Rom Company Inc | P7900B100010 | Centrella Smart+ | 12/18/2019 | IU | Active | 1105-10000 | SAH-Nursing Administration | 626003228-0-CAP | SAH | SAH
BC191527 | Med Surg Bed | 101318 | Hill-Rom Company Inc | P7900B100010 | Centrella Smart+ | 12/18/2019 | IU | Active | 1105-10000 | SAH-Nursing Administration | 626003228-0-CAP | SAH | SAH
BC191528 | Med Surg Bed | 101318 | Hill-Rom Company Inc | P7900B100010 | Centrella Smart+ | 12/18/2019 | IU | Active | 1105-10000 | SAH-Nursing Administration | 626003228-0-CAP | SAH | SAH
BC191529 | Med Surg Bed | 101318 | Hill-Rom Company Inc | P7900B100010 | Centrella Smart+ | 12/18/2019 | IU | Active | 1105-10000 | SAH-Nursing Administration | 626003228-0-CAP | SAH | SAH
BC191530 | Med Surg Bed | 101318 | Hill-Rom Company Inc | P7900B100010 | Centrella Smart+ | 12/18/2019 | IU | Active | 1105-10000 | SAH-Nursing Administration | 626003228-0-CAP | SAH | SAH
BC191531 | Med Surg Bed | 101318 | Hill-Rom Company Inc | P7900B100010 | Centrella Smart+ | 12/18/2019 | IU | Active | 1105-10000 | SAH-Nursing Administration | 626003228-0-CAP | SAH | SAH
BC191532 | Med Surg Bed | 101318 | Hill-Rom Company Inc | P7900B100010 | Centrella Smart+ | 12/18/2019 | IU | Active | 1105-10000 | SAH-Nursing Administration | 626003228-0-CAP | SAH | SAH
BC191533 | Med Surg Bed | 101318 | Hill-Rom Company Inc | P7900B100010 | Centrella Smart+ | 12/18/2019 | IU | Active | 1105-10000 | SAH-Nursing Administration | 626003228-0-CAP | SAH | SAH
BC191534 | Med Surg Bed | 101318 | Hill-Rom Company Inc | P7900B100010 | Centrella Smart+ | 12/18/2019 | IU | Active | 1105-10000 | SAH-Nursing Administration | 626003228-0-CAP | SAH | SAH
BC191543 | Stretcher | 271227 | Stryker Medical | 1115 | Big Wheel | 10/15/2020 | IU | Active | 1105-40110 | SAH-Outpatient Testing | 411000537-0-CRE | SAH | SAH
BC191544 | Med Surg Bed w/Air Surface Mat | 101318 | Hill-Rom Company Inc | P7900A000011 | Centrella w/Air Surf | 11/01/2020 | IU | Active | 1105-10000 | SAH-Nursing Administration | 626003914 | SAH | SAH
BC191545 | Med Surg Bed w/Air Surface Mat | 101318 | Hill-Rom Company Inc | P7900A000011 | Centrella w/Air Surf | 11/01/2020 | IU | Active | 1105-10000 | SAH-Nursing Administration | 626003914 | SAH | SAH
BC191546 | Med Surg Bed w/Air Surface Mat | 101318 | Hill-Rom Company Inc | P7900A000011 | Centrella w/Air Surf | 11/01/2020 | IU | Active | 1105-10000 | SAH-Nursing Administration | 626003914 | SAH | SAH
BC191547 | Med Surg Bed w/Air Surface Mat | 101318 | Hill-Rom Company Inc | P7900A000011 | Centrella w/Air Surf | 11/01/2020 | IU | Active | 1105-10000 | SAH-Nursing Administration | 626003914 | SAH | SAH
BC191548 | Med Surg Bed w/Air Surface Mat | 101318 | Hill-Rom Company Inc | P7900A000011 | Centrella w/Air Surf | 11/01/2020 | IU | Active | 1105-10000 | SAH-Nursing Administration | 626003914 | SAH | SAH
BC191549 | Med Surg Bed w/Air Surface Mat | 101318 | Hill-Rom Company Inc | P7900A000011 | Centrella w/Air Surf | 11/01/2020 | IU | Active | 1105-10000 | SAH-Nursing Administration | 626003914 | SAH | SAH
BC191550 | Med Surg Bed w/Air Surface Mat | 101318 | Hill-Rom Company Inc | P7900A000011 | Centrella w/Air Surf | 11/01/2020 | IU | Active | 1105-10000 | SAH-Nursing Administration | 626003914 | SAH | SAH
BC191551 | Med Surg Bed w/Air Surface Mat | 101318 | Hill-Rom Company Inc | P7900A000011 | Centrella w/Air Surf | 11/01/2020 | IU | Active | 1105-10000 | SAH-Nursing Administration | 626003914 | SAH | SAH
BC191552 | Med Surg Bed w/Air Surface Mat | 101318 | Hill-Rom Company Inc | P7900A000011 | Centrella w/Air Surf | 11/01/2020 | IU | Active | 1105-10000 | SAH-Nursing Administration | 626003914 | SAH | SAH
BC191553 | Med Surg Bed w/Air Surface Mat | 101318 | Hill-Rom Company Inc | P7900A000011 | Centrella w/Air Surf | 11/01/2020 | IU | Active | 1105-10000 | SAH-Nursing Administration | 626003914 | SAH | SAH
BC191554 | Med Surg Bed w/Air Surface Mat | 101318 | Hill-Rom Company Inc | P7900A000011 | Centrella w/Air Surf | 11/01/2020 | IU | Active | 1105-10000 | SAH-Nursing Administration | 626003914 | SAH | SAH
BC191555 | Med Surg Bed w/Air Surface Mat | 101318 | Hill-Rom Company Inc | P7900A000011 | Centrella w/Air Surf | 11/01/2020 | IU | Active | 1105-10000 | SAH-Nursing Administration | 626003914 | SAH | SAH
BC191557 | Med Surg Bed w/Air Surface Mat | 101318 | Hill-Rom Company Inc | P7900A000011 | Centrella w/Air Surf | 11/01/2020 | IU | Active | 1105-10000 | SAH-Nursing Administration | 626003914 | SAH | SAH
BC191558 | Med Surg Bed w/Air Surface Mat | 101318 | Hill-Rom Company Inc | P7900A000011 | Centrella w/Air Surf | 11/01/2020 | IU | Active | 1105-10000 | SAH-Nursing Administration | 626003914 | SAH | SAH
BC191559 | Med Surg Bed w/Air Surface Mat | 101318 | Hill-Rom Company Inc | P7900A000011 | Centrella w/Air Surf | 11/01/2020 | IU | Active | 1105-10000 | SAH-Nursing Administration | 626003914 | SAH | SAH
BC191560 | Med Surg Bed w/Air Surface Mat | 101318 | Hill-Rom Company Inc | P7900A000011 | Centrella w/Air Surf | 11/01/2020 | IU | Active | 1105-10000 | SAH-Nursing Administration | 626003914 | SAH | SAH
BC191561 | Med Surg Bed w/Air Surface Mat | 101318 | Hill-Rom Company Inc | P7900A000011 | Centrella w/Air Surf | 11/01/2020 | IU | Active | 1105-10000 | SAH-Nursing Administration | 626003914 | SAH | SAH
BC191562 | Med Surg Bed w/Air Surface Mat | 101318 | Hill-Rom Company Inc | P7900A000011 | Centrella w/Air Surf | 11/01/2020 | IU | Active | 1105-10000 | SAH-Nursing Administration | 626003914 | SAH | SAH
BC191563 | Med Surg Bed w/Air Surface Mat | 101318 | Hill-Rom Company Inc | P7900A000011 | Centrella w/Air Surf | 11/01/2020 | IU | Active | 1105-10000 | SAH-Nursing Administration | 626003914 | SAH | SAH
BC191564 | Med Surg Bed w/Air Surface Mat | 101318 | Hill-Rom Company Inc | P7900A000011 | Centrella w/Air Surf | 11/01/2020 | IU | Active | 1105-10000 | SAH-Nursing Administration | 626003914 | SAH | SAH
BC191565 | Med Surg Bed w/Air Surface Mat | 101318 | Hill-Rom Company Inc | P7900A000011 | Centrella w/Air Surf | 11/01/2020 | IU | Active | 1105-10000 | SAH-Nursing Administration | 626003914 | SAH | SAH
BC191566 | Med Surg Bed w/Air Surface Mat | 101318 | Hill-Rom Company Inc | P7900A000011 | Centrella w/Air Surf | 11/01/2020 | IU | Active | 1105-10000 | SAH-Nursing Administration | 626003914 | SAH | SAH
BC191567 | Med Surg Bed w/Air Surface Mat | 101318 | Hill-Rom Company Inc | P7900A000011 | Centrella w/Air Surf | 11/01/2020 | IU | Active | 1105-10000 | SAH-Nursing Administration | 626003914 | SAH | SAH
BC191568 | Med Surg Bed w/Air Surface Mat | 101318 | Hill-Rom Company Inc | P7900A000011 | Centrella w/Air Surf | 11/01/2020 | IU | Active | 1105-10000 | SAH-Nursing Administration | 626003914 | SAH | SAH
BC191569 | Med Surg Bed w/Air Surface Mat | 101318 | Hill-Rom Company Inc | P7900A000011 | Centrella w/Air Surf | 11/01/2020 | IU | Active | 1105-10000 | SAH-Nursing Administration | 626003914 | SAH | SAH
BC191570 | Med Surg Bed w/Air Surface Mat | 101318 | Hill-Rom Company Inc | P7900A000011 | Centrella w/Air Surf | 11/01/2020 | IU | Active | 1105-10000 | SAH-Nursing Administration | 626003914 | SAH | SAH
BC191571 | Med Surg Bed | 101318 | Hill-Rom Company Inc | P7900B000010 | Centrella Smart+ | 03/11/2021 | IU | Active | 1105-10000 | SAH-Nursing Administration | 626004084 | SAH | SAH
BC191572 | Med Surg Bed | 101318 | Hill-Rom Company Inc | P7900B000010 | Centrella Smart+ | 03/11/2021 | IU | Active | 1105-10000 | SAH-Nursing Administration | 626004084 | SAH | SAH
BC191573 | Med Surg Bed | 101318 | Hill-Rom Company Inc | P7900B000010 | Centrella Smart+ | 03/11/2021 | IU | Active | 1105-10000 | SAH-Nursing Administration | 626004084 | SAH | SAH
BC191574 | Med Surg Bed | 101318 | Hill-Rom Company Inc | P7900B000010 | Centrella Smart+ | 03/11/2021 | IU | Active | 1105-10000 | SAH-Nursing Administration | 626004084 | SAH | SAH
BC191582 | Med Surg Bed w/Air Surface Mat | 101318 | Hill-Rom Company Inc | P7900B100011 | Centrella Smart+ | 09/07/2021 | IU | Active | 1105-10000 | SAH-Nursing Administration | 626004676-0-CAP | SAH | SAH
BC191583 | Med Surg Bed w/Air Surface Mat | 101318 | Hill-Rom Company Inc | P7900B100011 | Centrella Smart+ | 09/07/2021 | IU | Active | 1105-10000 | SAH-Nursing Administration | 626004676-0-CAP | SAH | SAH
BC191584 | Med Surg Bed w/Air Surface Mat | 101318 | Hill-Rom Company Inc | P7900B100011 | Centrella Smart+ | 09/07/2021 | IU | Active | 1105-10000 | SAH-Nursing Administration | 626004676-0-CAP | SAH | SAH
BC191585 | Med Surg Bed w/Air Surface Mat | 101318 | Hill-Rom Company Inc | P7900B100011 | Centrella Smart+ | 09/07/2021 | IU | Active | 1105-10000 | SAH-Nursing Administration | 626004676-0-CAP | SAH | SAH
BC191586 | Med Surg Bed w/Air Surface Mat | 101318 | Hill-Rom Company Inc | P7900B100011 | Centrella Smart+ | 09/07/2021 | IU | Active | 1105-10000 | SAH-Nursing Administration | 626004676-0-CAP | SAH | SAH
BC191587 | Med Surg Bed w/Air Surface Mat | 101318 | Hill-Rom Company Inc | P7900B100011 | Centrella Smart+ | 09/07/2021 | IU | Active | 1105-10000 | SAH-Nursing Administration | 626004676-0-CAP | SAH | SAH
BC191588 | Med Surg Bed w/Air Surface Mat | 101318 | Hill-Rom Company Inc | P7900B100011 | Centrella Smart+ | 09/07/2021 | IU | Active | 1105-10000 | SAH-Nursing Administration | 626004676-0-CAP | SAH | SAH
BC191589 | Med Surg Bed w/Air Surface Mat | 101318 | Hill-Rom Company Inc | P7900B100011 | Centrella Smart+ | 09/07/2021 | IU | Active | 1105-10000 | SAH-Nursing Administration | 626004676-0-CAP | SAH | SAH
BC191590 | Med Surg Bed w/Air Surface Mat | 101318 | Hill-Rom Company Inc | P7900B100011 | Centrella Smart+ | 09/07/2021 | IU | Active | 1105-10000 | SAH-Nursing Administration | 626004676-0-CAP | SAH | SAH
BC191591 | Med Surg Bed w/Air Surface Mat | 101318 | Hill-Rom Company Inc | P7900B100011 | Centrella Smart+ | 09/07/2021 | IU | Active | 1105-10000 | SAH-Nursing Administration | 626004676-0-CAP | SAH | SAH
BC191592 | Med Surg Bed w/Air Surface Mat | 101318 | Hill-Rom Company Inc | P7900B100011 | Centrella Smart+ | 09/07/2021 | IU | Active | 1105-10000 | SAH-Nursing Administration | 626004676-0-CAP | SAH | SAH
BC191593 | Med Surg Bed w/Air Surface Mat | 101318 | Hill-Rom Company Inc | P7900B100011 | Centrella Smart+ | 09/07/2021 | IU | Active | 1105-10000 | SAH-Nursing Administration | 626004676-0-CAP | SAH | SAH
BC191594 | Med Surg Bed w/Air Surface Mat | 101318 | Hill-Rom Company Inc | P7900B100011 | Centrella Smart+ | 09/07/2021 | IU | Active | 1105-10000 | SAH-Nursing Administration | 626004676-0-CAP | SAH | SAH
BC191595 | Med Surg Bed w/Air Surface Mat | 101318 | Hill-Rom Company Inc | P7900B100011 | Centrella Smart+ | 09/07/2021 | IU | Active | 1105-10000 | SAH-Nursing Administration | 626004676-0-CAP | SAH | SAH
BC191596 | Med Surg Bed w/Air Surface Mat | 101318 | Hill-Rom Company Inc | P7900B100011 | Centrella Smart+ | 09/07/2021 | IU | Active | 1105-10000 | SAH-Nursing Administration | 626004676-0-CAP | SAH | SAH
BC191597 | Med Surg Bed w/Air Surface Mat | 101318 | Hill-Rom Company Inc | P7900B100011 | Centrella Smart+ | 09/07/2021 | IU | Active | 1105-10000 | SAH-Nursing Administration | 626004676-0-CAP | SAH | SAH
BC191598 | Med Surg Bed | 101318 | Hill-Rom Company Inc | P7900B200010 | Centrella Smart+ | 04/04/2022 | IU | Active | BEDS-1105-88570 | SAH-Beds | 411000521 | SAH | SAH
BC191599 | Med Surg Bed | 101318 | Hill-Rom Company Inc | P7900B200010 | Centrella Smart+ | 04/04/2022 | IU | Active | BEDS-1105-88570 | SAH-Beds | 411000521 | SAH | SAH
BC191600 | Med Surg Bed | 101318 | Hill-Rom Company Inc | P7900B200010 | Centrella Smart+ | 04/04/2022 | IU | Active | BEDS-1105-88570 | SAH-Beds | 411000521 | SAH | SAH
BC191601 | Med Surg Bed | 101318 | Hill-Rom Company Inc | P7900B200010 | Centrella Smart+ | 04/04/2022 | IU | Active | BEDS-1105-88570 | SAH-Beds | 411000521 | SAH | SAH
BC191602 | Med Surg Bed | 101318 | Hill-Rom Company Inc | P7900B200010 | Centrella Smart+ | 04/04/2022 | IU | Active | BEDS-1105-88570 | SAH-Beds | 411000521 | SAH | SAH
BC191603 | Med Surg Bed | 101318 | Hill-Rom Company Inc | P7900B200010 | Centrella Smart+ | 04/04/2022 | IU | Active | BEDS-1105-88570 | SAH-Beds | 411000521 | SAH | SAH
BC191604 | Med Surg Bed | 101318 | Hill-Rom Company Inc | P7900B200010 | Centrella Smart+ | 04/04/2022 | IU | Active | BEDS-1105-88570 | SAH-Beds | 411000521 | SAH | SAH
BC191605 | Med Surg Bed | 101318 | Hill-Rom Company Inc | P7900B200010 | Centrella Smart+ | 04/04/2022 | IU | Active | BEDS-1105-88570 | SAH-Beds | 411000521 | SAH | SAH
BC191606 | Med Surg Bed | 101318 | Hill-Rom Company Inc | P7900B200010 | Centrella Smart+ | 04/04/2022 | IU | Active | BEDS-1105-88570 | SAH-Beds | 411000521 | SAH | SAH
BC191607 | Med Surg Bed | 101318 | Hill-Rom Company Inc | P7900B200010 | Centrella Smart+ | 04/04/2022 | IU | Active | BEDS-1105-88570 | SAH-Beds | 411000521 | SAH | SAH
BC191608 | Med Surg Bed | 101318 | Hill-Rom Company Inc | P7900B200010 | Centrella Smart+ | 04/04/2022 | IU | Active | BEDS-1105-88570 | SAH-Beds | 411000521 | SAH | SAH
BC191609 | Med Surg Bed | 101318 | Hill-Rom Company Inc | P7900B200010 | Centrella Smart+ | 04/04/2022 | IU | Active | BEDS-1105-88570 | SAH-Beds | 411000521 | SAH | SAH
BC191610 | Med Surg Bed | 101318 | Hill-Rom Company Inc | P7900B200010 | Centrella Smart+ | 04/04/2022 | IU | Active | BEDS-1105-88570 | SAH-Beds | 411000521 | SAH | SAH
BC191611 | Med Surg Bed | 101318 | Hill-Rom Company Inc | P7900B200010 | Centrella Smart+ | 04/04/2022 | IU | Active | BEDS-1105-88570 | SAH-Beds | 411000521 | SAH | SAH
BC191612 | Med Surg Bed | 101318 | Hill-Rom Company Inc | P7900B200010 | Centrella Smart+ | 04/04/2022 | IU | Active | BEDS-1105-88570 | SAH-Beds | 411000521 | SAH | SAH
BC191613 | Med Surg Bed | 101318 | Hill-Rom Company Inc | P7900B200010 | Centrella Smart+ | 04/04/2022 | IU | Active | BEDS-1105-88570 | SAH-Beds | 411000521 | SAH | SAH
BC191614 | Med Surg Bed | 101318 | Hill-Rom Company Inc | P7900B200010 | Centrella Smart+ | 04/04/2022 | IU | Active | BEDS-1105-88570 | SAH-Beds | 411000521 | SAH | SAH
BC191615 | Med Surg Bed | 101318 | Hill-Rom Company Inc | P7900B200010 | Centrella Smart+ | 04/04/2022 | IU | Active | BEDS-1105-88570 | SAH-Beds | 411000521 | SAH | SAH
BC191616 | Med Surg Bed | 101318 | Hill-Rom Company Inc | P7900B200010 | Centrella Smart+ | 04/04/2022 | IU | Active | BEDS-1105-88570 | SAH-Beds | 411000521 | SAH | SAH
BC191617 | Med Surg Bed | 101318 | Hill-Rom Company Inc | P7900B200010 | Centrella Smart+ | 04/04/2022 | IU | Active | BEDS-1105-88570 | SAH-Beds | 411000521 | SAH | SAH
BC191618 | Med Surg Bed | 101318 | Hill-Rom Company Inc | P7900B200010 | Centrella Smart+ | 04/04/2022 | IU | Active | BEDS-1105-88570 | SAH-Beds | 411000521 | SAH | SAH
BC191619 | Med Surg Bed | 101318 | Hill-Rom Company Inc | P7900B200010 | Centrella Smart+ | 04/04/2022 | IU | Active | BEDS-1105-88570 | SAH-Beds | 411000521 | SAH | SAH
BC191620 | Med Surg Bed | 101318 | Hill-Rom Company Inc | P7900B200010 | Centrella Smart+ | 04/04/2022 | IU | Active | BEDS-1105-88570 | SAH-Beds | 411000521 | SAH | SAH
BC191621 | Med Surg Bed | 101318 | Hill-Rom Company Inc | P7900B200010 | Centrella Smart+ | 04/04/2022 | IU | Active | BEDS-1105-88570 | SAH-Beds | 411000521 | SAH | SAH
BC191622 | Med Surg Bed | 101318 | Hill-Rom Company Inc | P7900B200010 | Centrella Smart+ | 04/04/2022 | IU | Active | BEDS-1105-88570 | SAH-Beds | 411000521 | SAH | SAH
BC191623 | Med Surg Bed | 101318 | Hill-Rom Company Inc | P7900B200010 | Centrella Smart+ | 04/04/2022 | IU | Active | BEDS-1105-88570 | SAH-Beds | 411000521 | SAH | SAH
BC191624 | Med Surg Bed | 101318 | Hill-Rom Company Inc | P7900B200010 | Centrella Smart+ | 04/04/2022 | IU | Active | BEDS-1105-88570 | SAH-Beds | 411000521 | SAH | SAH
BC191625 | Med Surg Bed | 101318 | Hill-Rom Company Inc | P7900B200010 | Centrella Smart+ | 04/04/2022 | IU | Active | BEDS-1105-88570 | SAH-Beds | 411000521 | SAH | SAH
BC191626 | Med Surg Bed | 101318 | Hill-Rom Company Inc | P7900B200010 | Centrella Smart+ | 04/04/2022 | IU | Active | BEDS-1105-88570 | SAH-Beds | 411000521 | SAH | SAH
BC191627 | Med Surg Bed | 101318 | Hill-Rom Company Inc | P7900B200010 | Centrella Smart+ | 04/04/2022 | IU | Active | BEDS-1105-88570 | SAH-Beds | 411000521 | SAH | SAH
BC191628 | Med Surg Bed | 101318 | Hill-Rom Company Inc | P7900B200010 | Centrella Smart+ | 04/04/2022 | IU | Active | BEDS-1105-88570 | SAH-Beds | 411000521 | SAH | SAH
BC191629 | Med Surg Bed | 101318 | Hill-Rom Company Inc | P7900B200010 | Centrella Smart+ | 04/04/2022 | IU | Active | BEDS-1105-88570 | SAH-Beds | 411000521 | SAH | SAH
BC191630 | Med Surg Bed | 101318 | Hill-Rom Company Inc | P7900B200010 | Centrella Smart+ | 04/04/2022 | IU | Active | BEDS-1105-88570 | SAH-Beds | 411000521 | SAH | SAH
BC191631 | Med Surg Bed | 101318 | Hill-Rom Company Inc | P7900B200010 | Centrella Smart+ | 04/04/2022 | IU | Active | BEDS-1105-88570 | SAH-Beds | 411000521 | SAH | SAH
BC191632 | Med Surg Bed | 101318 | Hill-Rom Company Inc | P7900B200010 | Centrella Smart+ | 04/04/2022 | IU | Active | BEDS-1105-88570 | SAH-Beds | 411000521 | SAH | SAH
BC191633 | Med Surg Bed | 101318 | Hill-Rom Company Inc | P7900B200010 | Centrella Smart+ | 04/04/2022 | IU | Active | BEDS-1105-88570 | SAH-Beds | 411000521 | SAH | SAH
BC191634 | Med Surg Bed | 101318 | Hill-Rom Company Inc | P7900B200010 | Centrella Smart+ | 04/04/2022 | IU | Active | BEDS-1105-88570 | SAH-Beds | 411000521 | SAH | SAH
BC191635 | Med Surg Bed | 101318 | Hill-Rom Company Inc | P7900B200010 | Centrella Smart+ | 04/04/2022 | IU | Active | BEDS-1105-88570 | SAH-Beds | 411000521 | SAH | SAH
BC191636 | Med Surg Bed | 101318 | Hill-Rom Company Inc | P7900B200010 | Centrella Smart+ | 04/04/2022 | IU | Active | BEDS-1105-88570 | SAH-Beds | 411000521 | SAH | SAH
BC191637 | Med Surg Bed | 101318 | Hill-Rom Company Inc | P7900B200010 | Centrella Smart+ | 04/04/2022 | IU | Active | BEDS-1105-88570 | SAH-Beds | 411000521 | SAH | SAH
BC191638 | Med Surg Bed | 101318 | Hill-Rom Company Inc | P7900B200010 | Centrella Smart+ | 04/04/2022 | IU | Active | BEDS-1105-88570 | SAH-Beds | 411000521 | SAH | SAH
BC191639 | Med Surg Bed | 101318 | Hill-Rom Company Inc | P7900B200010 | Centrella Smart+ | 04/04/2022 | IU | Active | BEDS-1105-88570 | SAH-Beds | 411000521 | SAH | SAH
BC191640 | Med Surg Bed | 101318 | Hill-Rom Company Inc | P7900B200010 | Centrella Smart+ | 04/04/2022 | IU | Active | BEDS-1105-88570 | SAH-Beds | 411000521 | SAH | SAH
BC191641 | Med Surg Bed | 101318 | Hill-Rom Company Inc | P7900B200010 | Centrella Smart+ | 04/04/2022 | IU | Active | BEDS-1105-88570 | SAH-Beds | 411000521 | SAH | SAH
BC191642 | Med Surg Bed | 101318 | Hill-Rom Company Inc | P7900B200010 | Centrella Smart+ | 04/04/2022 | IU | Active | BEDS-1105-88570 | SAH-Beds | 411000521 | SAH | SAH
BC191643 | Med Surg Bed | 101318 | Hill-Rom Company Inc | P7900B200010 | Centrella Smart+ | 04/04/2022 | IU | Active | BEDS-1105-88570 | SAH-Beds | 411000521 | SAH | SAH
BC191644 | Med Surg Bed | 101318 | Hill-Rom Company Inc | P7900B200010 | Centrella Smart+ | 04/04/2022 | IU | Active | BEDS-1105-88570 | SAH-Beds | 411000521 | SAH | SAH
BC191645 | Med Surg Bed | 101318 | Hill-Rom Company Inc | P7900B200010 | Centrella Smart+ | 04/04/2022 | IU | Active | BEDS-1105-88570 | SAH-Beds | 411000521 | SAH | SAH
BC191646 | Med Surg Bed | 101318 | Hill-Rom Company Inc | P7900B200010 | Centrella Smart+ | 04/04/2022 | IU | Active | BEDS-1105-88570 | SAH-Beds | 411000521 | SAH | SAH
BC191647 | Med Surg Bed | 101318 | Hill-Rom Company Inc | P7900B200010 | Centrella Smart+ | 04/04/2022 | IU | Active | BEDS-1105-88570 | SAH-Beds | 411000521 | SAH | SAH
BC191648 | Med Surg Bed | 101318 | Hill-Rom Company Inc | P7900B200010 | Centrella Smart+ | 04/04/2022 | IU | Active | BEDS-1105-88570 | SAH-Beds | 411000521 | SAH | SAH
BC191649 | Med Surg Bed | 101318 | Hill-Rom Company Inc | P7900B200010 | Centrella Smart+ | 04/04/2022 | IU | Active | BEDS-1105-88570 | SAH-Beds | 411000521 | SAH | SAH
BC191650 | Med Surg Bed | 101318 | Hill-Rom Company Inc | P7900B200010 | Centrella Smart+ | 04/04/2022 | IU | Active | BEDS-1105-88570 | SAH-Beds | 411000521 | SAH | SAH
BC191651 | Med Surg Bed | 101318 | Hill-Rom Company Inc | P7900B200010 | Centrella Smart+ | 04/04/2022 | IU | Active | BEDS-1105-88570 | SAH-Beds | 411000521 | SAH | SAH
BC191652 | Med Surg Bed | 101318 | Hill-Rom Company Inc | P7900B200010 | Centrella Smart+ | 04/04/2022 | IU | Active | BEDS-1105-88570 | SAH-Beds | 411000521 | SAH | SAH
BC191653 | Med Surg Bed | 101318 | Hill-Rom Company Inc | P7900B200010 | Centrella Smart+ | 04/04/2022 | IU | Active | BEDS-1105-88570 | SAH-Beds | 411000521 | SAH | SAH
BC191654 | Med Surg Bed | 101318 | Hill-Rom Company Inc | P7900B200010 | Centrella Smart+ | 04/04/2022 | IU | Active | BEDS-1105-88570 | SAH-Beds | 411000521 | SAH | SAH
BC191655 | Med Surg Bed | 101318 | Hill-Rom Company Inc | P7900B200010 | Centrella Smart+ | 04/04/2022 | IU | Active | BEDS-1105-88570 | SAH-Beds | 411000521 | SAH | SAH
BC191656 | Med Surg Bed | 101318 | Hill-Rom Company Inc | P7900B200010 | Centrella Smart+ | 04/04/2022 | IU | Active | BEDS-1105-88570 | SAH-Beds | 411000521 | SAH | SAH
BC191657 | Med Surg Bed | 101318 | Hill-Rom Company Inc | P7900B200010 | Centrella Smart+ | 04/04/2022 | IU | Active | BEDS-1105-88570 | SAH-Beds | 411000521 | SAH | SAH
BC191658 | Med Surg Bed | 101318 | Hill-Rom Company Inc | P7900B200010 | Centrella Smart+ | 04/04/2022 | IU | Active | BEDS-1105-88570 | SAH-Beds | 411000521 | SAH | SAH
BC191659 | Med Surg Bed | 101318 | Hill-Rom Company Inc | P7900B200010 | Centrella Smart+ | 04/04/2022 | IU | Active | BEDS-1105-88570 | SAH-Beds | 411000521 | SAH | SAH
BC191660 | Med Surg Bed | 101318 | Hill-Rom Company Inc | P7900B200010 | Centrella Smart+ | 04/04/2022 | IU | Active | BEDS-1105-88570 | SAH-Beds | 411000521 | SAH | SAH
BC191661 | Med Surg Bed | 101318 | Hill-Rom Company Inc | P7900B200010 | Centrella Smart+ | 04/04/2022 | IU | Active | BEDS-1105-88570 | SAH-Beds | 411000521 | SAH | SAH
BC191662 | Med Surg Bed | 101318 | Hill-Rom Company Inc | P7900B200010 | Centrella Smart+ | 04/04/2022 | IU | Active | BEDS-1105-88570 | SAH-Beds | 411000521 | SAH | SAH
BC191663 | Med Surg Bed | 101318 | Hill-Rom Company Inc | P7900B200010 | Centrella Smart+ | 04/04/2022 | IU | Active | BEDS-1105-88570 | SAH-Beds | 411000521 | SAH | SAH
BC191664 | Med Surg Bed | 101318 | Hill-Rom Company Inc | P7900B200010 | Centrella Smart+ | 04/04/2022 | IU | Active | BEDS-1105-88570 | SAH-Beds | 411000521 | SAH | SAH
BC191665 | Med Surg Bed | 101318 | Hill-Rom Company Inc | P7900B200010 | Centrella Smart+ | 04/04/2022 | IU | Active | BEDS-1105-88570 | SAH-Beds | 411000521 | SAH | SAH
BC191666 | Med Surg Bed | 101318 | Hill-Rom Company Inc | P7900B200010 | Centrella Smart+ | 04/04/2022 | IU | Active | BEDS-1105-88570 | SAH-Beds | 411000521 | SAH | SAH
BC191667 | Med Surg Bed | 101318 | Hill-Rom Company Inc | P7900B200010 | Centrella Smart+ | 04/04/2022 | IU | Active | BEDS-1105-88570 | SAH-Beds | 411000521 | SAH | SAH
BC191668 | Med Surg Bed | 101318 | Hill-Rom Company Inc | P7900B200010 | Centrella Smart+ | 04/04/2022 | IU | Active | BEDS-1105-88570 | SAH-Beds | 411000521 | SAH | SAH
BC191669 | Med Surg Bed | 101318 | Hill-Rom Company Inc | P7900B200010 | Centrella Smart+ | 04/04/2022 | IU | Active | BEDS-1105-88570 | SAH-Beds | 411000521 | SAH | SAH
BC191670 | Med Surg Bed | 101318 | Hill-Rom Company Inc | P7900B200010 | Centrella Smart+ | 04/04/2022 | IU | Active | BEDS-1105-88570 | SAH-Beds | 411000521 | SAH | SAH
BC191671 | Med Surg Bed | 101318 | Hill-Rom Company Inc | P7900B200010 | Centrella Smart+ | 04/04/2022 | IU | Active | BEDS-1105-88570 | SAH-Beds | 411000521 | SAH | SAH
BC191672 | Med Surg Bed | 101318 | Hill-Rom Company Inc | P7900B200010 | Centrella Smart+ | 04/04/2022 | IU | Active | BEDS-1105-88570 | SAH-Beds | 411000521 | SAH | SAH
BC191673 | Med Surg Bed | 101318 | Hill-Rom Company Inc | P7900B200010 | Centrella Smart+ | 04/04/2022 | IU | Active | BEDS-1105-88570 | SAH-Beds | 411000521 | SAH | SAH
BC191674 | Med Surg Bed | 101318 | Hill-Rom Company Inc | P7900B200010 | Centrella Smart+ | 04/04/2022 | IU | Active | BEDS-1105-88570 | SAH-Beds | 411000521 | SAH | SAH
BC191675 | Med Surg Bed | 101318 | Hill-Rom Company Inc | P7900B200010 | Centrella Smart+ | 04/04/2022 | IU | Active | BEDS-1105-88570 | SAH-Beds | 411000521 | SAH | SAH
BC191676 | Med Surg Bed | 101318 | Hill-Rom Company Inc | P7900B200010 | Centrella Smart+ | 04/04/2022 | IU | Active | BEDS-1105-88570 | SAH-Beds | 411000521 | SAH | SAH
BC191677 | Med Surg Bed | 101318 | Hill-Rom Company Inc | P7900B200010 | Centrella Smart+ | 04/04/2022 | IU | Active | BEDS-1105-88570 | SAH-Beds | 411000521 | SAH | SAH
BC191678 | Med Surg Bed | 101318 | Hill-Rom Company Inc | P7900B200010 | Centrella Smart+ | 04/04/2022 | IU | Active | BEDS-1105-88570 | SAH-Beds | 411000521 | SAH | SAH
BC191679 | Med Surg Bed | 101318 | Hill-Rom Company Inc | P7900B200010 | Centrella Smart+ | 04/04/2022 | IU | Active | BEDS-1105-88570 | SAH-Beds | 411000521 | SAH | SAH
BC191680 | Med Surg Bed | 101318 | Hill-Rom Company Inc | P7900B200010 | Centrella Smart+ | 04/04/2022 | IU | Active | BEDS-1105-88570 | SAH-Beds | 411000521 | SAH | SAH
BC191681 | Med Surg Bed | 101318 | Hill-Rom Company Inc | P7900B200010 | Centrella Smart+ | 04/04/2022 | IU | Active | BEDS-1105-88570 | SAH-Beds | 411000521 | SAH | SAH
BC191682 | Med Surg Bed | 101318 | Hill-Rom Company Inc | P7900B200010 | Centrella Smart+ | 04/04/2022 | IU | Active | BEDS-1105-88570 | SAH-Beds | 411000521 | SAH | SAH
BC191683 | Med Surg Bed | 101318 | Hill-Rom Company Inc | P7900B200010 | Centrella Smart+ | 04/04/2022 | IU | Active | BEDS-1105-88570 | SAH-Beds | 411000521 | SAH | SAH
BC191684 | Med Surg Bed | 101318 | Hill-Rom Company Inc | P7900B200010 | Centrella Smart+ | 04/04/2022 | IU | Active | BEDS-1105-88570 | SAH-Beds | 411000521 | SAH | SAH
BC191685 | Med Surg Bed | 101318 | Hill-Rom Company Inc | P7900B200010 | Centrella Smart+ | 04/04/2022 | IU | Active | BEDS-1105-88570 | SAH-Beds | 411000521 | SAH | SAH
BC191686 | Med Surg Bed | 101318 | Hill-Rom Company Inc | P7900B200010 | Centrella Smart+ | 04/04/2022 | IU | Active | BEDS-1105-88570 | SAH-Beds | 411000521 | SAH | SAH
BC191687 | Med Surg Bed | 101318 | Hill-Rom Company Inc | P7900B200010 | Centrella Smart+ | 04/04/2022 | IU | Active | BEDS-1105-88570 | SAH-Beds | 411000521 | SAH | SAH
BC191688 | Med Surg Bed | 101318 | Hill-Rom Company Inc | P7900B200010 | Centrella Smart+ | 04/04/2022 | IU | Active | BEDS-1105-88570 | SAH-Beds | 411000521 | SAH | SAH
BC191689 | Med Surg Bed | 101318 | Hill-Rom Company Inc | P7900B200010 | Centrella Smart+ | 04/04/2022 | IU | Active | BEDS-1105-88570 | SAH-Beds | 411000521 | SAH | SAH
BC191690 | Med Surg Bed | 101318 | Hill-Rom Company Inc | P7900B200010 | Centrella Smart+ | 04/04/2022 | IU | Active | BEDS-1105-88570 | SAH-Beds | 411000521 | SAH | SAH
BC191691 | Med Surg Bed | 101318 | Hill-Rom Company Inc | P7900B200010 | Centrella Smart+ | 04/04/2022 | IU | Active | BEDS-1105-88570 | SAH-Beds | 411000521 | SAH | SAH
BC191692 | Med Surg Bed | 101318 | Hill-Rom Company Inc | P7900B200010 | Centrella Smart+ | 04/04/2022 | IU | Active | BEDS-1105-88570 | SAH-Beds | 411000521 | SAH | SAH
BC191693 | Med Surg Bed | 101318 | Hill-Rom Company Inc | P7900B200010 | Centrella Smart+ | 04/04/2022 | IU | Active | BEDS-1105-88570 | SAH-Beds | 411000521 | SAH | SAH
BC191694 | Critical Bariatric Bed | 101318 | Hill-Rom Company Inc | P7800A000032 | Compella | 04/04/2022 | IU | Active | BEDS-1105-88570 | SAH-Beds | 411000521 | SAH | SAH
BC191695 | Critical Bariatric Bed | 101318 | Hill-Rom Company Inc | P7800A000032 | Compella | 04/04/2022 | IU | Active | BEDS-1105-88570 | SAH-Beds | 411000521 | SAH | SAH
BC191696 | Critical Bariatric Bed | 101318 | Hill-Rom Company Inc | P7800A000032 | Compella | 04/04/2022 | IU | Active | BEDS-1105-88570 | SAH-Beds | 411000521 | SAH | SAH
BC191697 | Critical Bariatric Bed | 101318 | Hill-Rom Company Inc | P7800A000032 | Compella | 04/04/2022 | IU | Active | BEDS-1105-88570 | SAH-Beds | 411000521 | SAH | SAH
BC191698 | Critical Bariatric Bed | 101318 | Hill-Rom Company Inc | P7800A000032 | Compella | 04/04/2022 | IU | Active | BEDS-1105-88570 | SAH-Beds | 411000521 | SAH | SAH
BC191699 | Critical Bariatric Bed | 101318 | Hill-Rom Company Inc | P7800A000032 | Compella | 04/04/2022 | IU | Active | BEDS-1105-88570 | SAH-Beds | 411000521 | SAH | SAH
BC191700 | Mental Health Patient Bed | 271227 | Stryker Medical | 5700V004 | Spirit Select-Varian | 12/09/2022 | MI | Missing | 1105-15000 | SAH-Psychiatric Acute | 626005406-CAP | SAH | SAH
BC191701 | Powered Ambulance Stretcher | 271227 | Stryker Medical | 6506 | Power-Pro XT | 02/23/2023 | MI | Missing | 1105-23100 | SAH-Emergency Service | 411000910 | SAH | SAH
BC191702 | Med Surg Bed w/Air Surface Mat | 101318 | Hill-Rom Company Inc | P7900A000011 | Centrella w/Air Surf | 11/01/2020 | IU | Active | 1105-10000 | SAH-Nursing Administration | 626003914 | SAH | SAH
BC192683 | Med Surg Bed | 101318 | Hill-Rom Company Inc | P7900B100010 | Centrella Smart+ | 03/27/2020 | IU | Active | BEDS-1105-88570 | SAH-Beds | 451001657-0-CRE | SAH | SAH
BC192684 | Med Surg Bed | 101318 | Hill-Rom Company Inc | P7900B100010 | Centrella Smart+ | 03/27/2020 | IU | Active | BEDS-1105-88570 | SAH-Beds | 451001657-0-CRE | SAH | SAH
BC192686 | Med Surg Bed | 101318 | Hill-Rom Company Inc | P7900B100010 | Centrella Smart+ | 03/27/2020 | IU | Active | BEDS-1105-88570 | SAH-Beds | 451001657-0-CRE | SAH | SAH
BC192699 | Med Surg Bed | 101318 | Hill-Rom Company Inc | P7900B100010 | Centrella Smart+ | 03/27/2020 | IU | Active | BEDS-1105-88570 | SAH-Beds | 451001657-0-CRE | SAH | SAH
BC192703 | Med Surg Bed | 101318 | Hill-Rom Company Inc | P7900B100010 | Centrella Smart+ | 03/27/2020 | IU | Active | BEDS-1105-88570 | SAH-Beds | 451001657-0-CRE | SAH | SAH
BC192706 | Med Surg Bed | 101318 | Hill-Rom Company Inc | P7900B100010 | Centrella Smart+ | 03/27/2020 | IU | Active | BEDS-1105-88570 | SAH-Beds | 451001657-0-CRE | SAH | SAH
BC192712 | Med Surg Bed | 101318 | Hill-Rom Company Inc | P7900B100010 | Centrella Smart+ | 03/27/2020 | IU | Active | BEDS-1105-88570 | SAH-Beds | 451001657-0-CRE | SAH | SAH
BC192714 | Med Surg Bed | 101318 | Hill-Rom Company Inc | P7900B100010 | Centrella Smart+ | 03/27/2020 | IU | Active | BEDS-1105-88570 | SAH-Beds | 451001657-0-CRE | SAH | SAH
BC192715 | Med Surg Bed | 101318 | Hill-Rom Company Inc | P7900B100010 | Centrella Smart+ | 03/27/2020 | IU | Active | BEDS-1105-88570 | SAH-Beds | 451001657-0-CRE | SAH | SAH
BC192717 | Med Surg Bed | 101318 | Hill-Rom Company Inc | P7900B100010 | Centrella Smart+ | 03/27/2020 | IU | Active | BEDS-1105-88570 | SAH-Beds | 451001657-0-CRE | SAH | SAH
BC19369 | Pulse Ox Docking Station | 371567 | Masimo Corp | RDS-1 | Radical Cradle | 09/09/2004 | 04 | Inventory | 1105-39600 | SAH-Cardiac Rehab | 000 | SAH | SAH
BC19452 | Electronic Thermometer | 101379 | IVAC Medical Systems | 2180C | Turbo Temp | 05/24/2007 | 04 | Inventory | 1105-23100 | SAH-Emergency Service |  | SAH | SAH
BC20005 | View Boxes, X-Ray, Motorized | 101629 | Radx Technology Div S & S Tech | MS604A | Mammoscope | 03/07/2007 | OS | In - Active | 1105-33510 | SAH-Mammography | 000 | SAH | SAH
BC20130 | Mixer,Vortex | 106642 | Barnstead International Corp D | M63215 |  | 06/22/2005 | 04 | Inventory | 1105-31000 | SAH-Laboratory Services | 000 | SAH | SAH
BC20137 | Steril Tubing Welder | 339565 | Sebra | 1100 | 1100 | 07/01/1999 | 04 | Inventory | 1105-31100 | SAH-Blood Services | 000 | SAH | SAH
BC20190 | Desk Charger Oto/Ophthalmoscop | 101850 | Welch Allyn Inc A Subsidiary | 71110 | 71110 | 06/07/2002 | 04 | Inventory | 1105-35200 | SAH-Wound Care Center | 000 | SAH | SAH
BC20212 | Key Pad | 355175 | GE Marquette Medical Systems | 8000M-KYPD | 8000M-KYPD | 09/20/2002 | 04 | Inventory | 1105-21500 | SAH-PACU | 0.00 | SAH | SAH
BC20225 | Temporal Infrared Thermometer | 107875 | Exergen Corp | TAT-5000 | TAT-5000 | 03/16/2007 | 04 | Inventory | 1105-21500 | SAH-PACU | 000 | SAH | SAH
BC20252 | Ethernet Switch | 440964 | GE Healthcare Technologies | UNITY NETWORK | UNITY NETWORK | 05/18/2005 | 04 | Inventory | 1105-10600 | SAH-Monitor Techs CMU | . | SAH | SAH
BC20282 | Color Video Printer | 276750 | Olympus America Inc | OEP-3 | OEP-3 | 01/01/2002 | 04 | Inventory | 1105-21221 | SAH-Endoscopy (2SE) | 000 | SAH | SAH
BC20302 | Video Monitor | 276750 | Olympus America Inc | OEV-143 | OEV-143 | 01/01/2002 | 04 | Inventory | 1105-21100 | SAH-Surgery | 000 | SAH | SAH
BC20310 | Video Monitor | 276750 | Olympus America Inc | OEV-203 | OEV-203 | 01/01/2002 | 04 | Inventory | 1105-21221 | SAH-Endoscopy (2SE) | 000 | SAH | SAH
BC20362 | View Boxes, x-ray | 103150 | Wolf X-Ray Corp | 29601 | 29601 | 03/26/2007 | 04 | Inventory | 1105-30610 | SAH-Cardiac Cath Lab | 000 | SAH | SAH
BC20371 | Mixer | 453071 | Lantheus Medical Imaging | VIALMIX | VIALMIX | 03/14/2005 | 04 | Inventory | 1105-30620 | SAH-Non Invasive Cardiology | 000 | SAH | SAH
BC20407 | Battery Charger | 175468 | Cadex Electronics Inc | Smart Two | Smart Two | 12/06/2005 | 04 | Inventory | 1105-13100 | SAH-Intensive Care Unit | 000 | SAH | SAH
BC20418 | Flat Screen Monitor Display | 440964 | GE Healthcare Technologies | CDL1556A |  | 05/18/2005 | 04 | Inventory | 1105-13100 | SAH-Intensive Care Unit | UNKNOWN | SAH | SAH
BC20506 | Oto/Ophthalmoscope | 101850 | Welch Allyn Inc A Subsidiary | 74710 | 74710 | 07/01/1999 | 04 | Inventory | 1105-23100 | SAH-Emergency Service | 000 | SAH | SAH
BC20521 | Exam Light | 108194 | Berchtold Corp | C452 | Chromophare | 03/26/2002 | OS | In - Active | 1105-23100 | SAH-Emergency Service | 000 | SAH | SAH
BC20631 | Flat Screen Monitor Display | 440964 | GE Healthcare Technologies | CDL1556A |  | 03/26/2007 | 04 | Inventory | 1105-13100 | SAH-Intensive Care Unit |  | SAH | SAH
BC20669 | Flat Screen Monitor Display | 440964 | GE Healthcare Technologies | CDL1556A |  | 05/18/2005 | 04 | Inventory | 1105-13100 | SAH-Intensive Care Unit |  | SAH | SAH
BC20713 | Electronic Thermometer | 308442 | ALARIS Medical Systems Inc Sub | 2180C | Turbo Temp | 12/06/2005 | 04 | Inventory | 1105-13100 | SAH-Intensive Care Unit |  | SAH | SAH
BC20778 | Exam Light | 108194 | Berchtold Corp | C452 | Chromophare | 10/19/1999 | OS | In - Active | 1105-23100 | SAH-Emergency Service | 000 | SAH | SAH
BC20781 | Light, Surgical | 108194 | Berchtold Corp | C571 | Chromophare | 10/19/1999 | OS | In - Active | 1105-23100 | SAH-Emergency Service | 000 | SAH | SAH
BC20790 | Exam Light | 108194 | Berchtold Corp | C452 | Chromophare | 10/19/1999 | 04 | Inventory | 1105-23100 | SAH-Emergency Service | 000 | SAH | SAH
BC20798 | Exam Light | 108194 | Berchtold Corp | C452 | Chromophare | 10/19/1999 | OS | In - Active | 1105-23100 | SAH-Emergency Service | 000 | SAH | SAH
BC20810 | Exam Light | 108194 | Berchtold Corp | C452 | Chromophare | 10/19/1999 | OS | In - Active | 1105-23100 | SAH-Emergency Service | 000 | SAH | SAH
BC20862 | View Box, 2 Bank | 104413 | Maxant Technologies Inc | DOUBLE |  | 05/16/2007 | 04 | Inventory | 1105-21221 | SAH-Endoscopy (2SE) | 000 | SAH | SAH
BC20863 | Video Monitor | 182624 | Sony Electronics Inc Medical S | PVM-1953MD | PVM-1953MD | 03/15/2005 | 04 | Inventory | 1105-21221 | SAH-Endoscopy (2SE) | 000 | SAH | SAH
BC20866 | Pulse Ox Docking Station | 371567 | Masimo Corp | RDS-1 | Radical Cradle | 09/10/2004 | 04 | Inventory | 1815-87932 | SAH-Fan Care Devil Rays Tropicana field | 000 | SAH | SAH
BC20898 | Module Cardiac Output | 355175 | GE Marquette Medical Systems | ICG | ICG | 03/14/2005 | 04 | Inventory | 1105-13102 | SAH-Intensive Care Unit II 3NW |  | SAH | SAH
BC20916 | Video Monitor | 454261 | ViewSonic Corp | VP2030B | VP2030B | 04/19/2007 | 04 | Inventory | 1105-39500 | SAH-Neurodiagnostics | 000 | SAH | SAH
BC20921 | LCD Display | 150179 | NEC Corp America Inc | LCD1720M | MultiSync | 04/17/2007 | 04 | Inventory | 1105-39500 | SAH-Neurodiagnostics | 000 | SAH | SAH
BC20926 | Compressor | 106736 | Gast Mfg Unit IDEX Corp | 1531-107BG28 | 1531-107BG28 | 07/01/1999 | 04 | Inventory | 1105-39500 | SAH-Neurodiagnostics | 000 | SAH | SAH
BC20928 | EEG Monitor- Display | 233882 | Planar Systems Inc | 997-3152-00 | PL2010 | 04/17/2007 | 04 | Inventory | 1105-39500 | SAH-Neurodiagnostics | 000 | SAH | SAH
BC20943 | Exam Light | 108194 | Berchtold Corp | C452 | Chromophare | 10/19/1999 | OS | In - Active | 1105-23100 | SAH-Emergency Service | 000 | SAH | SAH
BC20948 | Exam Light | 108194 | Berchtold Corp | C452 | Chromophare | 10/19/1999 | OS | In - Active | 1105-23100 | SAH-Emergency Service | 000 | SAH | SAH
BC20963 | Electronic Thermometer | 101379 | IVAC Medical Systems | 2080A | Temp Plus II | 10/18/1999 | 04 | Inventory | 1105-18300 | SAH-Urology 6SW |  | SAH | SAH
BC20995 | Color Video Printer | 276750 | Olympus America Inc | OEP-3 | OEP-3 | 05/18/2001 | 04 | Inventory | 1105-21221 | SAH-Endoscopy (2SE) | 000 | SAH | SAH
BC31621 | Mammography Chair | 440714 | TransMotion Medical Inc | TMM4 | TMM4 | 07/25/2007 | 04 | Inventory | 1105-33510 | SAH-Mammography | 000 | SAH | SAH
BC31669 | Hemodynamic Lab Workstation | 355175 | GE Marquette Medical Systems | CLAB MLAB | CLAB MLAB | 08/01/2007 | 04 | Inventory | 1105-30610 | SAH-Cardiac Cath Lab | . | SAH | SAH
BC31701 | Electronic Thermometer | 101850 | Welch Allyn Inc A Subsidiary | 690 | Sure Temp Plus | 09/04/2007 | 04 | Inventory | 1105-18415 | SAH-Neuroscience Unit 5N | 000 | SAH | SAH
BC31704 | Temporal Infrared Thermometer | 107875 | Exergen Corp | TAT-5000 | TAT-5000 | 09/11/2007 | 04 | Inventory | 1105-12510 | SAH-Cardiac Medical I (3SW) | 000 | SAH | SAH
BC31935 | Printer | 101883 | Hewlett-Packard | 3650 Deskjet | 3650 DeskJet | 10/22/2007 | 04 | Inventory | 1105-39500 | SAH-Neurodiagnostics | 000 | SAH | SAH
BC33574 | Electronic Thermometer | 308442 | ALARIS Medical Systems Inc Sub | 2180C | Turbo Temp | 05/19/2006 | 04 | Inventory | 1105-18300 | SAH-Urology 6SW |  | SAH | SAH
BC33575 | table top exerciser | E10033 | Endorphin Fitness | 300 Series |  | 05/11/2007 | 04 | Inventory | 1105-39400 | SAH-Physical Therapy | 000 | SAH | SAH
BC33576 | Electronic Thermometer | 308442 | ALARIS Medical Systems Inc Sub | 2180C | Turbo Temp | 05/19/2006 | 04 | Inventory | 1105-18300 | SAH-Urology 6SW |  | SAH | SAH
BC33654 | Otoscope, Isolated Wall Unit | 101850 | Welch Allyn Inc A Subsidiary | 767 | 767 | 02/17/2003 | 04 | Inventory | 5100-42315 | SAH-Pinellas Care Center | 000 | SAH | SAH
BC33657 | Exam Light | 340382 | Goodwin Mfg Inc | EXAM LIGHT (NMN) | EXAM LIGHT (NMN) | 02/17/2003 | 04 | Inventory | 5100-42315 | SAH-Pinellas Care Center | 000 | SAH | SAH
BC33659 | Biological Filter | 101147 | Carolina Medical Inc | MAP800 | MAP800 | 02/17/2003 | OS | In - Active | 5100-42315 | SAH-Pinellas Care Center | 000 | SAH | SAH
BC33661 | Otoscope, Isolated Wall Unit | 101850 | Welch Allyn Inc A Subsidiary | 767 | 767 | 12/20/2007 | 04 | Inventory | 5100-42315 | SAH-Pinellas Care Center | 000 | SAH | SAH
BC33667 | Otoscope, Isolated Wall Unit | 101850 | Welch Allyn Inc A Subsidiary | 767 | 767 | 12/21/2007 | 04 | Inventory | 5100-42315 | SAH-Pinellas Care Center | 000 | SAH | SAH
BC33668 | Exam Light | 101850 | Welch Allyn Inc A Subsidiary | LS135 | LS135 | 02/17/2003 | 04 | Inventory | 5100-42315 | SAH-Pinellas Care Center | 000 | SAH | SAH
BC33669 | Exam Table | 103304 | Midmark Corp | 104 | Ritter 104 | 12/26/2007 | 04 | Inventory | 5100-42315 | SAH-Pinellas Care Center | 000 | SAH | SAH
BC33670 | Ophthalmoscopes | 101850 | Welch Allyn Inc A Subsidiary | 74711 | 74711 | 02/17/2003 | 04 | Inventory | 5100-42315 | SAH-Pinellas Care Center | 000 | SAH | SAH
BC33673 | Exam Table | 103304 | Midmark Corp | 104 | Ritter 104 | 12/26/2007 | 04 | Inventory | 5100-42315 | SAH-Pinellas Care Center | 000 | SAH | SAH
BC33715 | Doppler Blood Flow Detector | 101462 | Medasonics Inc | BF4A | BF4A | 12/05/2005 | 04 | Inventory | 1105-39600 | SAH-Cardiac Rehab | 000 | SAH | SAH
BC33860 | Vacuum Cleaners | S10074 | Sanitaire | SC1045 |  | 02/07/2008 | 04 | Inventory | 1105-88570 | SAH-Clinical Engineering | 000 | SAH | SAH
BC33913 | Digital Recorder/Printer | 440964 | GE Healthcare Technologies | PRN-50 | PRN-50 | 03/13/2008 | 04 | Inventory | 1105-13102 | SAH-Intensive Care Unit II 3NW |  | SAH | SAH
BC33958 | Doppler Blood Flow Detector | 101462 | Medasonics Inc | BF4A | BF4A | 04/22/2002 | 04 | Inventory | 1105-21500 | SAH-PACU | 000 | SAH | SAH
BC33986 | Temporal Infrared Thermometer | 107875 | Exergen Corp | TAT-5000 | TAT-5000 | 03/16/2006 | 04 | Inventory | 1105-13100 | SAH-Intensive Care Unit | 000 | SAH | SAH
BC33989 | Electronic Thermometer | 101379 | IVAC Medical Systems | 2180C | Turbo Temp | 05/24/2007 | 04 | Inventory | 1105-23100 | SAH-Emergency Service |  | SAH | SAH
BC37186 | Video Monitor | 182624 | Sony Electronics Inc Medical S | PGM-100P1MD | PGM-100P1MD | 06/01/2001 | 04 | Inventory | 1105-23100 | SAH-Emergency Service | 000 | SAH | SAH
BC38933 | AC/DC Clamp Meter | 452097 | RTI Electronics Inc | Prova 15 | Piranha MAS-2 | 09/15/2010 | OS | In - Active | 1105-88570 | SAH-Clinical Engineering | 620002153-CAP | SAH | SAH
BC38934 | PalmOne PDA | 452097 | RTI Electronics Inc | Tungsten E2 | Tungsten E2 | 09/15/2010 | OS | In - Active | 1105-88570 | SAH-Clinical Engineering | 620002153-CAP | SAH | SAH
BC39121 | EKG Mulitchannel Interp | 440964 | GE Healthcare Technologies | MAC 5000 | MAC 5000 | 05/16/2000 | IU | Active | 5100-42315 | SAH-Pinellas Care Center | FIU | SAH | SAH
BC42001 | Temporal Infrared Thermometer | 107875 | Exergen Corp | TAT-5000 | TAT-5000 | 02/27/2008 | 04 | Inventory | 1105-21500 | SAH-PACU | 000 | SAH | SAH
BC42002 | Temporal Infrared Thermometer | 107875 | Exergen Corp | TAT-2000 | TAT-2000 | 03/16/2007 | 04 | Inventory | 1105-21500 | SAH-PACU | 000 | SAH | SAH
BC42003 | Temporal Infrared Thermometer | 107875 | Exergen Corp | TAT-5000 | TAT-5000 | 02/27/2008 | 04 | Inventory | 1105-21500 | SAH-PACU | 000 | SAH | SAH
BC42006 | Ethernet Switch | 440964 | GE Healthcare Technologies | UNITY NETWORK | UNITY NETWORK | 05/18/2005 | 04 | Inventory | 1105-10600 | SAH-Monitor Techs CMU | . | SAH | SAH
BC42207 | Video Monitor | 182624 | Sony Electronics Inc Medical S | LMD-2140MD | LMD-2140MD | 05/16/2008 | 04 | Inventory | 1105-21221 | SAH-Endoscopy (2SE) | 000 | SAH | SAH
BC42268 | Temporal Infrared Thermometer | 107875 | Exergen Corp | TAT-5000 | TAT-5000 | 07/15/2008 | 04 | Inventory | 1105-12510 | SAH-Cardiac Medical I (3SW) | 000 | SAH | SAH
BC42295 | Printer | 146734 | ScottCare Corp A Scott Fetzer | XE-50P | XE-50P | 06/30/2008 | 04 | Inventory | 1105-39600 | SAH-Cardiac Rehab | 000 | SAH | SAH
BC42296 | Printer-LaserJet | 101883 | Hewlett-Packard | LASERJET 4000 | LASERJET 4000 | 06/13/2008 | 04 | Inventory | 1105-88570 | SAH-Clinical Engineering | 000 | SAH | SAH
BC42416 | Exam Light | 108194 | Berchtold Corp | C452 | Chromophare | 10/19/1999 | OS | In - Active | 1105-23100 | SAH-Emergency Service | 000 | SAH | SAH
BC43002 | Pocket PC | 452137 | Motorola Enterprise Mobility | Symbol MC7090 | Symbol MC70 | 06/05/2008 | 04 | Inventory | 1105-88570 | SAH-Clinical Engineering | 000 | SAH | SAH
BC45226 | Electrosurgical Unit | 452305 | Covidien Valleylab Div Covidie | FORCE FX-C | FORCE FX-C | 10/01/2007 | IU | Active | 1730-21100 | SAH-CARIL Surgery Center | TOO OLD | SAH | SAH
BC45540 | Blood Diff Tabulator 100 | 102577 | Modulus Data Systems Inc | 10-312 | 10-312 | 09/01/2009 | 04 | Inventory | 1105-31000 | SAH-Laboratory Services | 4206164800 | SAH | SAH
BC456789 | Regulator- Suction Intermitten | 351254 | Datex-Ohmeda Inc Div GE Health | 114 | 114 | 03/09/2012 | 04 | Inventory | 1105-88570 | SAH-Clinical Engineering | unknown | SAH | SAH
BC45718 | Dysphagia Fluoroscopy Chair | 440714 | TransMotion Medical Inc | TMM3B | TMM3B | 01/14/2010 | 04 | Inventory | 1105-34000 | SAH-Diagnostic Imaging | 200930030 | SAH | SAH
BC45755 | Exam Table | 105198 | Owens & Minor | 5240 | EXAM5000 | 01/06/2010 | 04 | Inventory | 5100-42315 | SAH-Pinellas Care Center | 260114721 | SAH | SAH
BC45756 | Exam Table | 105198 | Owens & Minor | 5240 | EXAM5000 | 01/06/2010 | 04 | Inventory | 5100-42315 | SAH-Pinellas Care Center | 260114721 | SAH | SAH
BC45922 | Desk Charger Oto/Ophth | 101850 | Welch Allyn Inc A Subsidiary | 7114X | 7114X | 01/23/2012 | 04 | Inventory | 1105-12225 | SAH-Med/Surg Unit I 4SE | 000 | SAH | SAH
BC46053 | Computer, for Mac Lab | 439946 | GE Healthcare USA | 2037934-001 | HP | 12/22/2008 | OS | In - Active | 1105-30610 | SAH-Cardiac Cath Lab | 000 | SAH | SAH
BC46060 | Warmer, Gel | 103416 | Cone Instruments Inc | GW108 | GW108 | 01/09/2009 | 04 | Inventory | 1105-33900 | SAH-Ultrasound | 000 | SAH | SAH
BC46206 | Electronic Thermometer | 101850 | Welch Allyn Inc A Subsidiary | 690 | Sure Temp Plus | 11/20/2007 | 04 | Inventory | 1105-18300 | SAH-Urology 6SW | 000 | SAH | SAH
BC46241 | Agglutination Viewer | 101748 | Clay Adams Div Becton Dickinso | 5384 | 5384 | 07/01/1999 | 04 | Inventory | 1105-31100 | SAH-Blood Services | 000 | SAH | SAH
BC46294 | Electronic Thermometer | 101850 | Welch Allyn Inc A Subsidiary | 690 | Sure Temp Plus | 09/21/2009 | 04 | Inventory | 5100-42315 | SAH-Pinellas Care Center | 000 | SAH | SAH
BC46295 | Electronic Thermometer | 101850 | Welch Allyn Inc A Subsidiary | 690 | Sure Temp Plus | 09/21/2009 | 04 | Inventory | 5100-42315 | SAH-Pinellas Care Center | 000 | SAH | SAH
BC46364 | Pulse Ox Docking Station | 371567 | Masimo Corp | RDS-1 | Radical Cradle | 09/09/2004 | 04 | Inventory | 1105-35000 | SAH-Respiratory Care Services 2nd |  | SAH | SAH
BC46410 | Adjustable Electric Exam Table | 103304 | Midmark Corp | 405 | Midmark 405 | 07/01/1999 | OS | In - Active | 1105-23100 | SAH-Emergency Service | 000 | SAH | SAH
BC46420 | Pulse Ox Docking Station | 371567 | Masimo Corp | RDS-1 | Radical Cradle | 09/09/2004 | 04 | Inventory | 1105-35000 | SAH-Respiratory Care Services 2nd | 000 | SAH | SAH
BC48013 | POC Urine Analyzer | 223454 | Bayer Healthcare Diag Div | CLINITEK STATUS | CLINITEK STATUS | 11/05/2008 | 04 | Inventory | 1105-31350 | SAH-Point of Care Testing (POCT) 3rd | NA | SAH | SAH
BC53888 | Whole Blood MAcrocoag System | 102442 | International Technidyne Corp | 801 | Hemochron 801 | 02/14/2011 | OS | In - Active | 1815-30630 | SAH-Bay Area Heart | NA | SAH | SAH
BC74013 | Electronic Thermometer | 101850 | Welch Allyn Inc A Subsidiary | 690 | Sure Temp Plus | 09/28/2010 | 04 | Inventory | 5100-42315 | SAH-Pinellas Care Center | 000 | SAH | SAH
BC74059 | Sevoflurane Vaporizer | 371341 | Draeger Medical Inc | M35170 | Vapor 2000 | 02/15/2011 | LS | High Risk | 1730-21100 | SAH-CARIL Surgery Center | LEASED | SAH | SAH
BC74195 | Electronic Thermometer | 101850 | Welch Allyn Inc A Subsidiary | 679 | SURE TEMP | 04/01/2012 | 04 | Inventory | 1105-23100 | SAH-Emergency Service | unknown | SAH | SAH
BC74294 | Pulse Ox Docking Station | 371567 | Masimo Corp | RDS-1 | Radical Cradle | 09/09/2004 | 04 | Inventory | 1105-23100 | SAH-Emergency Service | 000 | SAH | SAH
BC74342 | Temporal Infrared Thermometer | 107875 | Exergen Corp | TAT-5000 | TAT-5000 | 07/29/2011 | 04 | Inventory | 1105-13102 | SAH-Intensive Care Unit II 3NW | 000 | SAH | SAH
BC74430 | Video Monitor | 107523 | Advantech Systems | POC-174 | Infinity Explorer | 03/21/2011 | 04 | Inventory | 1105-34000 | SAH-Diagnostic Imaging | 000 | SAH | SAH
BC74489 | Oto/Ophthalmoscope | 101850 | Welch Allyn Inc A Subsidiary | 74710 | 74710 | 07/01/1999 | 04 | Inventory | 1105-23100 | SAH-Emergency Service | 000 | SAH | SAH
BC75932 | HEMOGLOBIN MONITOR | 476030 | OrSense U.S.,LLC | NBM 200 | NBM 200 | 10/03/2017 | 04 | Inventory | 1105-31000 | SAH-Laboratory Services | 260595379 | SAH | SAH
BC76149 | Nerve Block Stimulators | 102449 | Mercury Medical | MICROSTIM | Microstim | 05/27/2014 | 04 | Inventory | 1730-21100 | SAH-CARIL Surgery Center | 000 | SAH | SAH
BC76372 | Recorders, Graphic | 371341 | Draeger Medical Inc | 5952630 | R 50 | 11/23/2014 | IU | Active | 1730-21100 | SAH-CARIL Surgery Center | N/A-FIU | SAH | SAH
BC76390 | Video Printer | 182624 | Sony Electronics Inc Medical S | UP-897MD | UP-897MD | 12/16/2014 | 04 | Inventory | 1730-21100 | SAH-CARIL Surgery Center | N/A-FIU | SAH | SAH
BC76447 | Sterilization Process Reader | 104967 | 3M Health Care | 490 | AUTO-READER 490 | 02/06/2015 | 04 | Inventory | 1730-21100 | SAH-CARIL Surgery Center | REAGENT CONTRAC | SAH | SAH
BC86030 | Nerve Block Stimulators | 105216 | Neuro Technology Inc | 10023 | MicroStim | 10/31/2007 | 04 | Inventory | 1730-21100 | SAH-CARIL Surgery Center | 000 | SAH | SAH
BC86083 | Doppler Blood Flow Detector | 101462 | Medasonics Inc | BF4B | BF4B | 08/17/2000 | 04 | Inventory | 1105-12295 | SAH-Med/Surg Overflow 5E | 000 | SAH | SAH
BC86324 | Temporal Infrared Thermometer | 107875 | Exergen Corp | TAT-5000 | TAT-5000 | 01/02/2013 | 04 | Inventory | 1105-13100 | SAH-Intensive Care Unit | UNKNOWN | SAH | SAH
BC86346 | LCD HD Video Monitor | 276750 | Olympus America Inc | OEV-261H | OEV-261H | 02/15/2013 | 04 | Inventory | 1105-21221 | SAH-Endoscopy (2SE) | UNKNOWN | SAH | SAH
BC86349 | LCD HD Video Monitor | 276750 | Olympus America Inc | OEV-261H | OEV-261H | 02/15/2013 | 04 | Inventory | 1105-21221 | SAH-Endoscopy (2SE) | UNKNOWN | SAH | SAH
BC86367 | Power Tap | 441011 | AIV Inc | PS11076 | PowerMate | 03/25/2013 | 04 | Inventory | 1105-88570 | SAH-Clinical Engineering | NA | SAH | SAH
BC86402 | Temporal Infrared Thermometer | 107875 | Exergen Corp | TAT-5000 | TAT-5000 | 06/19/2013 | 04 | Inventory | 1105-21500 | SAH-PACU | UNKNOWN | SAH | SAH
BC86466 | Shaker | 101703 | Scientific Industries Inc | S8220 | S8220 | 08/29/2013 | 04 | Inventory | 1105-31000 | SAH-Laboratory Services | NA | SAH | SAH
BC86479 | Recorders, Graphic | 371341 | Draeger Medical Inc | 5952630 | R 50 | 11/27/2013 | IU | Active | 1730-21100 | SAH-CARIL Surgery Center | NA | SAH | SAH
BC86480 | Recorders, Graphic | 371341 | Draeger Medical Inc | 5952630 | R 50 | 11/27/2013 | IU | Active | 1730-21100 | SAH-CARIL Surgery Center | NA | SAH | SAH
BC86481 | Recorders, Graphic | 371341 | Draeger Medical Inc | 5952630 | R 50 | 11/27/2013 | IU | Active | 1730-21100 | SAH-CARIL Surgery Center | NA | SAH | SAH
BC86631 | Electronic Thermometer | 101850 | Welch Allyn Inc A Subsidiary | 690 | Sure Temp Plus | 03/25/2013 | 04 | Inventory | 1105-23100 | SAH-Emergency Service | NA | SAH | SAH
BC86650 | AED Defibrillator | 451247 | Cardiac Science Corp | 9390A-501 | Powerheart AED G3 | 01/24/2013 | LS | High Risk | BMG | SAH-BMG | NA | SAH | SAH
BC86651 | AED Defibrillator | 451247 | Cardiac Science Corp | 9390A-501 | Powerheart AED G3 | 01/24/2013 | LS | High Risk | BMG | SAH-BMG | NA | SAH | SAH
BC86777 | Agglutination Viewer | 101748 | Clay Adams Div Becton Dickinso | 420630 | 420630 | 05/04/2018 | 04 | Inventory | 1105-31100 | SAH-Blood Services | FIU | SAH | SAH
BC86782 | Flat Screen Monitor Display | 440964 | GE Healthcare Technologies | CDL1556A |  | 05/18/2005 | 04 | Inventory | 1105-13100 | SAH-Intensive Care Unit |  | SAH | SAH
BC86806 | Nerve Block Stimulators | 105216 | Neuro Technology Inc | MICROSTIM | MicroStim Plus | 05/08/2012 | 04 | Inventory | 1105-13100 | SAH-Intensive Care Unit | UNKNOWN | SAH | SAH
BC86832 | Recorders, Graphic | 371341 | Draeger Medical Inc | 5952630 | R 50 | 11/23/2014 | IU | Active | 1730-21100 | SAH-CARIL Surgery Center | N/A-FIU | SAH | SAH
BC86833 | Recorders, Graphic | 371341 | Draeger Medical Inc | 5952630 | R 50 | 11/27/2013 | IU | Active | 1730-21100 | SAH-CARIL Surgery Center | NA | SAH | SAH
BC86834 | Recorders, Graphic | 371341 | Draeger Medical Inc | 5952630 | R 50 | 11/27/2013 | IU | Active | 1730-21100 | SAH-CARIL Surgery Center | NA | SAH | SAH
BC86835 | Recorders, Graphic | 371341 | Draeger Medical Inc | 5952630 | R 50 | 11/27/2013 | IU | Active | 1730-21100 | SAH-CARIL Surgery Center | NA | SAH | SAH
BC86836 | Recorders, Graphic | 371341 | Draeger Medical Inc | 5952630 | R 50 | 11/27/2013 | IU | Active | 1730-21100 | SAH-CARIL Surgery Center | NA | SAH | SAH
BC87021 | POC Urine Analyzer | 451971 | Siemens Healthcare Diagnostics | Clinitek Status | Clinitek Status | 05/17/2013 | 04 | Inventory | 1105-31350 | SAH-Point of Care Testing (POCT) 3rd | N/A | SAH | SAH
BC87024 | Nerve Block Stimulators | 105216 | Neuro Technology Inc | MICROSTIM | MicroStim Plus | 04/23/2012 | 04 | Inventory | 1730-21100 | SAH-CARIL Surgery Center | UNKNOWN | SAH | SAH
BC87031 | Cast Saw Vacuum | 101991 | Stryker Instruments | 986 | CAST VAC | 06/10/2012 | IU | Active | 1730-21100 | SAH-CARIL Surgery Center | 000 | SAH | SAH
BC87033 | Endometrial Tissue Ablator | 107135 | Boston Scientific Corp | HYDROTHERMABLATOR | Hydrothermablator | 06/10/2012 | OS | In - Active | 1730-21100 | SAH-CARIL Surgery Center | 000 | SAH | SAH
BC87101 | Otoscope, Isolated Wall Unit | 101850 | Welch Allyn Inc A Subsidiary | 767 | 767 | 05/18/2012 | 04 | Inventory | 1105-13100 | SAH-Intensive Care Unit | UNKNOWN | SAH | SAH
BC87132 | Bi-directional Doppler | 102764 | Huntleigh Healthcare Inc A Get | MD2 | Dopplex D900 | 11/29/2000 | 04 | Inventory | 1105-35200 | SAH-Wound Care Center | 000 | SAH | SAH
BC87133 | Video Laryngoscope | 451928 | Verathon Inc | Glidescope | Glidescope | 04/24/2012 | IU | Active | 1730-21100 | SAH-CARIL Surgery Center | UNKNOWN | SAH | SAH
BC87134 | Patient Monitor | 371341 | Draeger Medical Inc | MS18597 | Infinity Delta | 04/23/2012 | IU | Active | 1730-21100 | SAH-CARIL Surgery Center | UNKNOWN | SAH | SAH
BC87180 | Nerve Block Stimulators | 105216 | Neuro Technology Inc | MICROSTIM | MicroStim Plus | 05/08/2012 | 04 | Inventory | 1105-13102 | SAH-Intensive Care Unit II 3NW | UNKNOWN | SAH | SAH
BC87181 | Nerve Block Stimulators | 105216 | Neuro Technology Inc | MICROSTIM | MicroStim Plus | 05/08/2012 | 04 | Inventory | 1105-13102 | SAH-Intensive Care Unit II 3NW | UNKNOWN | SAH | SAH
BC87205 | Syringe Infuser | 453713 | Baxter Healthcare Corp Medicat | AS50 | Auto Syringe AS50 | 06/14/2012 | IU | Active | 1730-21100 | SAH-CARIL Surgery Center | 000 | SAH | SAH
BC87207 | Video Printer | 182624 | Sony Electronics Inc Medical S | UP-870MD | UP-870MD | 06/14/2012 | 04 | Inventory | 1730-21100 | SAH-CARIL Surgery Center | 000 | SAH | SAH
BC87208 | Pumps, Heating, Circulat-Fluid | 271227 | Stryker Medical | TP700 | T/Pump Professional | 06/14/2012 | OS | In - Active | 1730-21100 | SAH-CARIL Surgery Center | 000 | SAH | SAH
BC87226 | US Doppler Flow Detector | 102998 | Parks Medical Electronics Inc | 811BL |  | 06/25/2012 | 04 | Inventory | 1105-12154 | SAH-Cardiovascular Tele PT3 | NA | SAH | SAH
BC87242 | Sealer- Packaging | 105382 | Rennco Inc | LS18-120 | LS18-120 | 07/11/2012 | 04 | Inventory | 1730-21100 | SAH-CARIL Surgery Center | NA | SAH | SAH
BC87269 | Desk Charger Oto/Ophth | 101850 | Welch Allyn Inc A Subsidiary | 7114X | 7114X | 07/25/2012 | 04 | Inventory | 1105-12530 | SAH-Surgical Unit I AT4 | 411000119-cre | SAH | SAH
BC87377 | Nerve Block Stimulators | 171733 | B Braun Medical Inc A Braun Gr | 4891996B | 4891996B | 09/17/2012 | 04 | Inventory | 1730-21100 | SAH-CARIL Surgery Center | 000 | SAH | SAH
BC87410 | Temporal Infrared Thermometer | 107875 | Exergen Corp | TAT-5000 | TAT-5000 | 10/15/2012 | 04 | Inventory | 1105-13100 | SAH-Intensive Care Unit | WARR. EX. | SAH | SAH
BC87451 | Exam Table | 103304 | Midmark Corp | 104 | Ritter 104 | 10/29/2012 | 04 | Inventory | 5100-42315 | SAH-Pinellas Care Center | NA | SAH | SAH
BC87716 | Otoscope, Isolated Wall Unit | 101850 | Welch Allyn Inc A Subsidiary | 767 | 767 | 05/18/2012 | 04 | Inventory | 1105-13100 | SAH-Intensive Care Unit | NA | SAH | SAH
BC88508 | Harmonic Scalpel Generator | 149225 | Ethicon Endo-Surgery A Johnson | GEN11 | GEN11 | 08/03/2011 | IU | Active | 1730-21100 | SAH-CARIL Surgery Center | 811008034 | SAH | SAH
BC88528 | Printer, Thermal | 177847 | Seiko Instrument USA Inc Therm | DPU-414 | DPU-414 | 11/12/2010 | 04 | Inventory | 1105-31000 | SAH-Laboratory Services | 260168248 | SAH | SAH
BC88617 | Exam Table | 103304 | Midmark Corp | 204-001 | Ritter 204 | 01/10/2012 | 04 | Inventory | 1105-23100 | SAH-Emergency Service | 000 | SAH | SAH
BC88626 | Electronic Thermometer | 101850 | Welch Allyn Inc A Subsidiary | 679 | SURE TEMP | 04/01/2012 | 04 | Inventory | 1105-23100 | SAH-Emergency Service | NA | SAH | SAH
BC88643 | Centrifuge, Spins Blood | 399032 | UNICO United Products and Inst | C806 | Powerspin FX | 09/13/2011 | OS | In - Active | 0015-31333 | SAH-Outreach Lab Suncoast MOB | 000 | SAH | SAH
BC88644 | Centrifuge, Spins Blood | 399032 | UNICO United Products and Inst | C806 | Powerspin FX | 09/13/2011 | OS | In - Active | 0015-31333 | SAH-Outreach Lab Suncoast MOB | 000 | SAH | SAH
BC88697 | Ortho Cement Vacuum Pum | 101991 | Stryker Instruments | 206 | Mixevac II | 09/29/2010 | 04 | Inventory | 1105-21100 | SAH-Surgery | UNKNOWN | SAH | SAH
BC88698 | Patient Monitor | 371341 | Draeger Medical Inc | MS18597 | Infinity Delta | 10/19/2011 | IU | Active | 1730-21100 | SAH-CARIL Surgery Center | UNKNOWN | SAH | SAH
BC88699 | Anesthesia Machine | 371341 | Draeger Medical Inc | FABIUS GS | Fabius GS | 10/19/2011 | LS | High Risk | 1730-21100 | SAH-CARIL Surgery Center | UNKNOWN | SAH | SAH
BC88700 | Anesthesia Machine | 371341 | Draeger Medical Inc | FABIUS GS | Fabius GS | 10/19/2011 | LS | High Risk | 1730-21100 | SAH-CARIL Surgery Center | UNKNOWN | SAH | SAH
BC88724 | Anesthesia Machine | 371341 | Draeger Medical Inc | FABIUS GS | Fabius GS | 10/19/2011 | LS | High Risk | 1730-21100 | SAH-CARIL Surgery Center | UNKNOWN | SAH | SAH
BC88725 | Recorders, Graphic | 371341 | Draeger Medical Inc | 5952630 | R 50 | 10/20/2010 | IU | Active | 1730-21100 | SAH-CARIL Surgery Center | UNKNOWN | SAH | SAH
BC88727 | Recorders, Graphic | 371341 | Draeger Medical Inc | 5952630 | R 50 | 10/20/2010 | IU | Active | 1730-21100 | SAH-CARIL Surgery Center | UNKNOWN | SAH | SAH
BC88829 | Patient Monitor | 371341 | Draeger Medical Inc | MS18597 | Infinity Delta | 04/23/2012 | IU | Active | 1730-21100 | SAH-CARIL Surgery Center | UNKNOWN | SAH | SAH
BC88835 | Patient Monitor | 371341 | Draeger Medical Inc | MS18597 | Infinity Delta | 12/15/2011 | IU | Active | 1730-21100 | SAH-CARIL Surgery Center | UNKNOWN | SAH | SAH
BC88836 | Patient Monitor | 371341 | Draeger Medical Inc | MS18597 | Infinity Delta | 12/15/2011 | IU | Active | 1730-21100 | SAH-CARIL Surgery Center | UNKNOWN | SAH | SAH
BC88840 | Portable Suction | 104072 | SSCOR Inc | 2314 | 2314 Duet | 01/16/2012 | IU | Active | 1730-21100 | SAH-CARIL Surgery Center | 000 | SAH | SAH
BC88841 | Patient Monitor | 371341 | Draeger Medical Inc | MS18597 | Infinity Delta | 12/15/2011 | IU | Active | 1730-21100 | SAH-CARIL Surgery Center | UNKNOWN | SAH | SAH
BC88842 | Patient Monitor | 371341 | Draeger Medical Inc | MS18597 | Infinity Delta | 12/15/2011 | IU | Active | 1730-21100 | SAH-CARIL Surgery Center | UNKNOWN | SAH | SAH
BC88844 | Patient Monitor | 371341 | Draeger Medical Inc | MS18597 | Infinity Delta | 12/15/2011 | IU | Active | 1730-21100 | SAH-CARIL Surgery Center | UNKNOWN | SAH | SAH
BC88851 | Patient Monitor | 371341 | Draeger Medical Inc | MS18597 | Infinity Delta | 12/15/2011 | IU | Active | 1730-21100 | SAH-CARIL Surgery Center | UNKNOWN | SAH | SAH
BC88852 | Patient Monitor | 371341 | Draeger Medical Inc | MS18597 | Infinity Delta | 12/15/2011 | IU | Active | 1730-21100 | SAH-CARIL Surgery Center | UNKNOWN | SAH | SAH
BC88854 | Surgical Instrument Controller | 101991 | Stryker Instruments | 5400-050-000 | CORE | 01/16/2012 | IU | Active | 1730-21100 | SAH-CARIL Surgery Center | 000 | SAH | SAH
BC88855 | Universal Wireless Footswitch | 107536 | Stryker Endoscopy | 0277-200-100 | iSwitch | 01/05/2012 | 04 | Inventory | 1730-21100 | SAH-CARIL Surgery Center | 000 | SAH | SAH
BC88858 | Surgical Table | 107114 | STERIS Corp | 3080 | 3080 | 01/16/2012 | IU | Active | 1730-21100 | SAH-CARIL Surgery Center | NONE | SAH | SAH
BC88868 | Visum Control Box | 452594 | Stryker Communications | 0682-001-312 | Visum 600 | 01/26/2012 | IU | Active | 1730-21100 | SAH-CARIL Surgery Center | 000 | SAH | SAH
BC88875 | Irrigation Pump | 107536 | Stryker Endoscopy | 0502-000-001 | FLUIDSAFE | 11/25/2013 | IU | Active | 1730-21100 | SAH-CARIL Surgery Center | NA | SAH | SAH
BC88876 | Patient Transfer System | 409785 | HoverTech International A D T | HOVERMATT | HoverMatt | 01/05/2012 | IU | Active | 1730-21100 | SAH-CARIL Surgery Center | 000 | SAH | SAH
BC88878 | Visum Control Box | 452594 | Stryker Communications | 0682-001-312 | Visum 600 | 01/26/2012 | IU | Active | 1730-21100 | SAH-CARIL Surgery Center | 000 | SAH | SAH
BC88881 | HD LCD Video Monitor | 107536 | Stryker Endoscopy | 0240-030-930 | 21 Vision Elect HD | 01/26/2012 | IU | Active | 1730-21100 | SAH-CARIL Surgery Center | 000 | SAH | SAH
BC88882 | Dual CH Auto Tourniquet System | 101991 | Stryker Instruments | 5920-011-000 | SmartPump Tourniquet | 01/23/2012 | IU | Active | 1730-21100 | SAH-CARIL Surgery Center | 000 | SAH | SAH
BC88884 | Surgical Instrument Controller | 101991 | Stryker Instruments | 5400-050-000 | CORE | 01/16/2012 | IU | Active | 1730-21100 | SAH-CARIL Surgery Center | 000 | SAH | SAH
BC88886 | Universal Wireless Footswitch | 107536 | Stryker Endoscopy | 0277-200-100 | iSwitch | 01/05/2012 | 04 | Inventory | 1730-21100 | SAH-CARIL Surgery Center | 000 | SAH | SAH
BC88888 | Electrosurgical Unit | 452305 | Covidien Valleylab Div Covidie | FORCE 2 | FORCE 2 | 08/01/1994 | IU | Active | 1730-21100 | SAH-CARIL Surgery Center | 000 | SAH | SAH
BC88903 | Universal Wireless Footswitch | 107536 | Stryker Endoscopy | 0277-200-100 | iSwitch | 05/29/2012 | 04 | Inventory | 1730-21100 | SAH-CARIL Surgery Center | unknown | SAH | SAH
BC88917 | Battery Chargers | 101991 | Stryker Instruments | 6110-120 | System 6 | 01/05/2012 | 04 | Inventory | 1730-21100 | SAH-CARIL Surgery Center | 000 | SAH | SAH
BC88918 | Battery Chargers | 101991 | Stryker Instruments | 6110-120 | System 6 | 01/05/2012 | 04 | Inventory | 1730-21100 | SAH-CARIL Surgery Center | 000 | SAH | SAH
BC88920 | Sterilization Process Reader | 186653 | Advanced Sterilization Product | 21005 | Cyclesur BI Indicato | 01/05/2012 | IU | Active | 1730-21100 | SAH-CARIL Surgery Center | 000 | SAH | SAH
BC88921 | Sterilization Indicator Reader | 107114 | STERIS Corp | 01392 | 01392 | 01/05/2012 | IU | Active | 1730-21100 | SAH-CARIL Surgery Center | 000 | SAH | SAH
BC88925 | Nerve Block Stimulators | 102449 | Mercury Medical | MICROSTIM | Microstim | 01/23/2012 | 04 | Inventory | 1730-21100 | SAH-CARIL Surgery Center | 000 | SAH | SAH
BC89010 | LCD Display | 150179 | NEC Corp America Inc | AS192-BK | AccuSync | 09/20/2011 | 04 | Inventory | 1105-13102 | SAH-Intensive Care Unit II 3NW | 711002085-0-CES | SAH | SAH
BC89011 | LCD Display | 150179 | NEC Corp America Inc | AS192-BK | AccuSync | 09/20/2011 | 04 | Inventory | 1105-18300 | SAH-Urology 6SW | 711002085-0-CES | SAH | SAH
BC89043 | Video Monitor | 107536 | Stryker Endoscopy | 0502-000-002 | 0502-000-002 | 11/27/2012 | OS | In - Active | 1730-21100 | SAH-CARIL Surgery Center | NA | SAH | SAH
BC89066 | UPS | 108649 | APC-American Power Conversion | BR1000 | Back-UPS RS 1000VA | 11/15/2011 | OS | In - Active | 1105-12210 | SAH-Med Surg Unit II 5NW | 000 | SAH | SAH
BC89067 | Printer Character | 101883 | Hewlett-Packard | P4015n | P4015n | 11/17/2011 | 04 | Inventory | 1105-30620 | SAH-Non Invasive Cardiology | 000 | SAH | SAH
BC89092 | POC Whole Blood Analyzer | 450992 | Abbott Point of Care Div | 06F16-10 | i-STAT | 12/08/2011 | 04 | Inventory | 1105-31350 | SAH-Point of Care Testing (POCT) 3rd | 000 | SAH | SAH
BC89122 | Portable Ultrasound System | 340440 | SonoSite div of FUJIFILM | P09417-15 | S-Nerve | 07/08/2013 | IU | Active | 1730-21100 | SAH-CARIL Surgery Center | N/A | SAH | SAH
BC89123 | Video Printer | 182624 | Sony Electronics Inc Medical S | UP-897MD | UP-897MD | 06/21/2013 | IU | Active | 1730-21100 | SAH-CARIL Surgery Center | 000 | SAH | SAH
BC89143 | Vital Signs Monitor | 101850 | Welch Allyn Inc A Subsidiary | 53NTO | 53NTO | 05/16/2006 | OS | In - Active | 1105-18300 | SAH-Urology 6SW | 000 | SAH | SAH
BC89169 | Electronic Thermometer | 101850 | Welch Allyn Inc A Subsidiary | 679 | SURE TEMP | 04/01/2012 | 04 | Inventory | 1105-23100 | SAH-Emergency Service | NA | SAH | SAH
BC89172 | Electronic Thermometer | 101850 | Welch Allyn Inc A Subsidiary | 679 | SURE TEMP | 04/01/2012 | 04 | Inventory | 1105-23100 | SAH-Emergency Service | NA | SAH | SAH
BC89184 | Electronic Thermometer | 101850 | Welch Allyn Inc A Subsidiary | 679 | SURE TEMP | 04/01/2012 | 04 | Inventory | 1105-23100 | SAH-Emergency Service | NA | SAH | SAH
BC89195 | Nerve Block Stimulators | 105216 | Neuro Technology Inc | MICROSTIM | MicroStim Plus | 01/16/2012 | 04 | Inventory | 1730-21100 | SAH-CARIL Surgery Center | 000 | SAH | SAH
BC89212 | Electronic Thermometer | 101850 | Welch Allyn Inc A Subsidiary | 679 | SURE TEMP | 04/01/2012 | 04 | Inventory | 1105-23100 | SAH-Emergency Service | NA | SAH | SAH
BC89216 | Electronic Thermometer | 101850 | Welch Allyn Inc A Subsidiary | 679 | SURE TEMP | 04/01/2012 | 04 | Inventory | 1105-23100 | SAH-Emergency Service | NA | SAH | SAH
BC89219 | Electronic Thermometer | 101850 | Welch Allyn Inc A Subsidiary | 679 | SURE TEMP | 04/01/2012 | 04 | Inventory | 1105-23100 | SAH-Emergency Service | NA | SAH | SAH
BC89224 | Electronic Thermometer | 101850 | Welch Allyn Inc A Subsidiary | 679 | SURE TEMP | 04/01/2012 | 04 | Inventory | 1105-23100 | SAH-Emergency Service | NA | SAH | SAH
BC89226 | Electronic Thermometer | 101850 | Welch Allyn Inc A Subsidiary | 679 | SURE TEMP | 04/01/2012 | 04 | Inventory | 1105-23100 | SAH-Emergency Service | NA | SAH | SAH
BC89227 | Electronic Thermometer | 101850 | Welch Allyn Inc A Subsidiary | 679 | SURE TEMP | 04/01/2012 | 04 | Inventory | 1105-23100 | SAH-Emergency Service | NA | SAH | SAH
BC89229 | Electronic Thermometer | 101850 | Welch Allyn Inc A Subsidiary | 679 | SURE TEMP | 04/01/2012 | 04 | Inventory | 1105-23100 | SAH-Emergency Service | NA | SAH | SAH
BC89234 | Electronic Thermometer | 101850 | Welch Allyn Inc A Subsidiary | 679 | SURE TEMP | 04/01/2012 | 04 | Inventory | 1105-23100 | SAH-Emergency Service | NA | SAH | SAH
BC89243 | Otoscope, Isolated Wall Unit | 101850 | Welch Allyn Inc A Subsidiary | 767 | 767 | 05/18/2012 | 04 | Inventory | 1105-13100 | SAH-Intensive Care Unit | unknown | SAH | SAH
BC89263 | Pulse Ox Docking Station | 371567 | Masimo Corp | RDS-1 | Radical Cradle | 09/09/2004 | 04 | Inventory | 1105-35000 | SAH-Respiratory Care Services 2nd | 000 | SAH | SAH
BC89313 | Ultrasound Transducer Adaptor | 276750 | Olympus America Inc | MAJ-1597 | MAJ-1597 | 10/08/2012 | 04 | Inventory | 1105-21221 | SAH-Endoscopy (2SE) | 611000515-CAP | SAH | SAH
BC89314 | Ultrasonic Gastrovideoscope | 276750 | Olympus America Inc | GF-UE160-AL-5 | GF-UE160-AL-5 | 09/20/2012 | 04 | Inventory | 1105-21221 | SAH-Endoscopy (2SE) | 611000515-CAP | SAH | SAH
BC94261 | Light Source | 418173 | Carl Zeiss Meditec Inc | SUPERLUX 175 | SUPERLUX 175 | 04/28/2015 | IU | Active | 1730-21100 | SAH-CARIL Surgery Center | 622000353 | SAH | SAH
BC94264 | Surgical Microscope | 418173 | Carl Zeiss Meditec Inc | OPMI 1-FC / S21 | OPMI 1-FC / S21 | 04/29/2015 | IU | Active | 1730-21100 | SAH-CARIL Surgery Center | 622000353-0-CAP | SAH | SAH
BC98226 | Video Monitor | 182624 | Sony Electronics Inc Medical S | PVM-1943MD | PVM-1943MD | 06/25/2012 | IU | Active | 1730-21100 | SAH-CARIL Surgery Center | NA | SAH | SAH
BC98953 | Steam Sterilizer | 417559 | Getinge USA Inc | 533HC | 533HC | 06/10/2012 | IU | Active | 1730-21100 | SAH-CARIL Surgery Center | 000 | SAH | SAH
BC98955 | Gas Plasma Sterilizer | 186653 | Advanced Sterilization Product | 0033 | STERRAD NX | 03/03/2009 | IU | Active | 1730-21100 | SAH-CARIL Surgery Center | 000 | SAH | SAH
BC98956 | OR Table Beach Chair | 359185 | Schuerch Corporation | 800-0004 | Powered Beach Chair | 07/07/2015 | IU | Active | 1730-21100 | SAH-CARIL Surgery Center | FIU | SAH | SAH
BC99000 | Ortho Cement Vacuum Pum | 101991 | Stryker Instruments | 206 | Mixevac II | 07/10/2012 | 04 | Inventory | 1105-21100 | SAH-Surgery | NA | SAH | SAH
BCZBSAH01 | Zingbox Sec Appliance | Z10003 | Zingbox | Zingbox Sec Applianc | Zingbox Sec Applianc | 05/01/2017 | 04 | Inventory | 1105-88570 | SAH-Clinical Engineering | CONTRACT | SAH | SAH
CES-PROJECT | Special Projects | 000 | Misc-Numbers | Projects | Projects | 06/11/2013 | 04 | Inventory | 1105-88570 | SAH-Clinical Engineering | none | SAH | SAH
DEMO-LOAN | Demo-Loaner-Rental | 000 | Misc-Numbers | DEMO-LOANER | Demo-Loaner | 04/06/2009 | 04 | Inventory | 1105-21100 | SAH-Surgery | 000 | SAH | SAH
EAZ1435 | Esophageal Manometry Catheter | 391192 | Medtronic Given Imaging Inc | 3890 | ManoScan ESO Z | 02/17/2023 | 04 | Inventory | 1105-21221 | SAH-Endoscopy (2SE) | 626005437 | SAH | SAH
EAZ5206 | Esophageal Manometry Catheter | 391192 | Medtronic Given Imaging Inc | 3890 | ManoScan ESO Z | 02/17/2023 | 04 | Inventory | 1105-21221 | SAH-Endoscopy (2SE) | 626005437 | SAH | SAH
ENV-1FLEX | Department Environment Rounds | 000 | Misc-Numbers | ENVIRONMENT | Environment | 02/20/2017 | IU | Active | 1105-12159 | SAH-Flex | N/A | SAH | SAH
ENV-4FLEX | Department Environment Rounds | 000 | Misc-Numbers | ENVIRONMENT | Environment | 02/20/2017 | IU | Active | 1105-12156 | SAH-Observation Close 4Flex | N/A | SAH | SAH
ENV-AMBCAR | Department Environment Rounds | 000 | Misc-Numbers | ENVIRONMENT | Environment | 01/29/2007 | IU | Active | 1105-21300 | SAH-Ambulatory Care Unit |  | SAH | SAH
ENV-ANESTH | Department Environment Rounds | 000 | Misc-Numbers | ENVIRONMENT | Environment | 01/29/2007 | IU | Active | 1105-20100 | SAH-Anesthesiology |  | SAH | SAH
ENV-BEDS | Department Environment Rounds | 000 | Misc-Numbers | ENVIRONMENT | Environment | 02/20/2017 | 04 | Inventory | BEDS-1105-88570 | SAH-Beds | N/A | SAH | SAH
ENV-BIOMED | Department Environment Rounds | 000 | Misc-Numbers | ENVIRONMENT | Environment | 01/29/2007 | IU | Active | 1105-88570 | SAH-Clinical Engineering | UNKNOWN | SAH | SAH
ENV-BLBANK | Department Environment Rounds | 000 | Misc-Numbers | ENVIRONMENT | Environment | 01/29/2007 | IU | Active | 1105-31100 | SAH-Blood Services | XX | SAH | SAH
ENV-CANCAR | Department Environment Rounds | 000 | Misc-Numbers | ENVIRONMENT | Environment | 01/29/2007 | IU | Active | 1105-34620 | SAH-Radiation Therapy |  | SAH | SAH
ENV-CARILOL | Department Environment Rounds | 000 | Misc-Numbers | ENVIRONMENT | Environment | 02/20/2017 | IU | Active | 0015-31330 | SAH-Outreach Lab Carillon | N/A | SAH | SAH
ENV-CARILPO | Department Environment Rounds | 000 | Misc-Numbers | ENVIRONMENT | Environment | 02/20/2017 | IU | Active | 1730-21100 | SAH-CARIL Surgery Center | N/A | SAH | SAH
ENV-CARILSR | Department Environment Rounds | 000 | Misc-Numbers | ENVIRONMENT | Environment | 02/20/2017 | IU | Active | 1730-21100 | SAH-CARIL Surgery Center | N/A | SAH | SAH
ENV-CARILWC | Department Environment Rounds | 000 | Misc-Numbers | ENVIRONMENT | Environment | 02/20/2017 | IU | Active | 1815-87515 | SAH-Wellness Center CARIL | N/A | SAH | SAH
ENV-CARLON | Department Environment Rounds | 000 | Misc-Numbers | ENVIRONMENT | Environment | 01/29/2007 | IU | Active | 1105-39155 | SAH-Rehab O/P Clinic Sports Med |  | SAH | SAH
ENV-CATHLB | Department Environment Rounds | 000 | Misc-Numbers | ENVIRONMENT | Environment | 01/29/2007 | IU | Active | 1105-30610 | SAH-Cardiac Cath Lab |  | SAH | SAH
ENV-COMPRES | Department Environment Rounds | 000 | Misc-Numbers | ENVIRONMENT | Environment | 02/20/2017 | IU | Active | 1105-81110 | SAH-Comprehensive Research 3rd | N/A | SAH | SAH
ENV-CTHLBRU | Department Environment Rounds | 000 | Misc-Numbers | ENVIRONMENT | Environment | 02/20/2017 | IU | Active | 1105-30610 | SAH-Cardiac Cath Lab | N/A | SAH | SAH
ENV-CVICU | Department Environment Rounds | 000 | Misc-Numbers | ENVIRONMENT | Environment | 01/29/2007 | IU | Active | 1105-13102 | SAH-Intensive Care Unit II 3NW |  | SAH | SAH
ENV-CVPRHAB | Department Environment Rounds | 000 | Misc-Numbers | ENVIRONMENT | Environment | 01/29/2007 | IU | Active | 1105-39600 | SAH-Cardiac Rehab |  | SAH | SAH
ENV-CVT3SW | Department Environment Rounds | 000 | Misc-Numbers | ENVIRONMENT | Environment | 01/29/2007 | IU | Active | 1105-12510 | SAH-Cardiac Medical I (3SW) | . | SAH | SAH
ENV-DIALYS | Department Environment Rounds | 000 | Misc-Numbers | ENVIRONMENT | Environment | 01/29/2007 | IU | Active | 1105-32100 | SAH-Hemodialysis |  | SAH | SAH
ENV-EDPSYC | Department Environment Rounds | 000 | Misc-Numbers | ENVIRONMENT | Environment | 01/29/2007 | IU | Active | 1105-23160 | SAH-Emergency Service Beh Hlth |  | SAH | SAH
ENV-EDUCAT | Department Environment Rounds | 000 | Misc-Numbers | ENVIRONMENT | Environment | 01/29/2007 | IU | Active | 1105-86245 | SAH-Clinical Education |  | SAH | SAH
ENV-EKG | Department Environment Rounds | 000 | Misc-Numbers | ENVIRONMENT | Environment | 01/29/2007 | IU | Active | 1105-30620 | SAH-Non Invasive Cardiology |  | SAH | SAH
ENV-EMERG | Department Environment Rounds | 000 | Misc-Numbers | ENVIRONMENT | Environment | 01/29/2007 | IU | Active | 1105-23100 | SAH-Emergency Service |  | SAH | SAH
ENV-ENDO | Department Environment Rounds | 000 | Misc-Numbers | ENVIRONMENT | Environment | 01/29/2007 | IU | Active | 1105-21221 | SAH-Endoscopy (2SE) | NA | SAH | SAH
ENV-FANRAY | Department Environment Rounds | 000 | Misc-Numbers | ENVIRONMENT | Environment | 01/29/2007 | IU | Active | 1815-87932 | SAH-Fan Care Devil Rays Tropicana field | XX | SAH | SAH
ENV-FTHCMNR | Department Environment Rounds | 000 | Misc-Numbers | ENVIRONMENT | Environment | 02/20/2017 | IU | Active | 1105-89220 | SAH-Faith Community Nursing | N/A | SAH | SAH
ENV-ICU | Department Environment Rounds | 000 | Misc-Numbers | ENVIRONMENT | Environment | 01/29/2007 | IU | Active | 1105-13100 | SAH-Intensive Care Unit | 000 | SAH | SAH
ENV-ILLES | Department Environment Rounds | 000 | Misc-Numbers | ENVIRONMENT | Environment | 08/19/2008 | IU | Active | 1105-12225 | SAH-Med/Surg Unit I 4SE |  | SAH | SAH
ENV-LABDPT | Department Environment Rounds | 000 | Misc-Numbers | ENVIRONMENT | Environment | 01/29/2007 | IU | Active | 1105-31000 | SAH-Laboratory Services |  | SAH | SAH
ENV-LFHLPCL | Department Environment Rounds | 000 | Misc-Numbers | ENVIRONMENT | Environment | 02/20/2017 | IU | Active | 1105-39813 | SAH-Life Help Clinic | N/A | SAH | SAH
ENV-MAMMO | Department Environment Rounds | 000 | Misc-Numbers | ENVIRONMENT | Environment | 09/27/2011 | IU | Active | 1105-33510 | SAH-Mammography | none | SAH | SAH
ENV-MEDS6NW | Department Environment Rounds | 000 | Misc-Numbers | ENVIRONMENT | Environment | 01/29/2007 | IU | Active | 1105-18100 | SAH-Orthopedics Unit |  | SAH | SAH
ENV-MRI | Department Environment Rounds | 000 | Misc-Numbers | ENVIRONMENT | Environment | 01/29/2007 | IU | Active | 1105-33700 | SAH-MRI | xx | SAH | SAH
ENV-NEURO | Department Environment Rounds | 000 | Misc-Numbers | ENVIRONMENT | Environment | 01/29/2007 | IU | Active | 1105-39500 | SAH-Neurodiagnostics |  | SAH | SAH
ENV-NUCMED | Department Environment Rounds | 000 | Misc-Numbers | ENVIRONMENT | Environment | 01/29/2007 | IU | Active | 1105-36000 | SAH-Nuclear Medicine |  | SAH | SAH
ENV-NURSADM | Department Environment Rounds | 000 | Misc-Numbers | ENVIRONMENT | Environment | 02/20/2017 | IU | Active | 1105-10000 | SAH-Nursing Administration | N/A | SAH | SAH
ENV-NURSCAL | Department Environment Rounds | 000 | Misc-Numbers | ENVIRONMENT | Environment | 02/20/2017 | IU | Active | NURS-1105-88570 | SAH-Nurse Call | N/A | SAH | SAH
ENV-ONCO3E | Department Environment Rounds | 000 | Misc-Numbers | ENVIRONMENT | Environment | 01/29/2007 | IU | Active | 1105-12245 | SAH-Oncology Unit AT6 |  | SAH | SAH
ENV-OPINF | Department Environment Rounds | 000 | Misc-Numbers | ENVIRONMENT | Environment | 02/20/2017 | IU | Active | 1105-37250 | SAH-Infusion Center | N/A | SAH | SAH
ENV-OR | Department Environment Rounds | 000 | Misc-Numbers | ENVIRONMENT | Environment | 01/29/2007 | IU | Active | 1105-21100 | SAH-Surgery | UNKNOWN | SAH | SAH
ENV-ORPATLB | Department Environment Rounds | 000 | Misc-Numbers | ENVIRONMENT | Environment | 02/20/2017 | IU | Active | 0015-31333 | SAH-Outreach Lab Suncoast MOB | N/A | SAH | SAH
ENV-PACU | Department Environment Rounds | 000 | Misc-Numbers | ENVIRONMENT | Environment | 01/29/2007 | IU | Active | 1105-21500 | SAH-PACU |  | SAH | SAH
ENV-PATHGY | Department Environment Rounds | 000 | Misc-Numbers | ENVIRONMENT | Environment | 01/29/2007 | IU | Active | 1105-31200 | SAH-Pathology Services |  | SAH | SAH
ENV-PATTWR2 | Department Environment Rounds | 000 | Misc-Numbers | ENVIRONMENT | Environment | 02/20/2017 | IU | Active | 1105-12530 | SAH-Surgical Unit I AT4 | N/A | SAH | SAH
ENV-PATTWR3 | Department Environment Rounds | 000 | Misc-Numbers | ENVIRONMENT | Environment | 02/20/2017 | IU | Active | 1105-12154 | SAH-Cardiovascular Tele PT3 | N/A | SAH | SAH
ENV-PCC | Department Environment Rounds | 000 | Misc-Numbers | ENVIRONMENT | Environment | 03/15/2007 | IU | Active | 5100-42315 | SAH-Pinellas Care Center |  | SAH | SAH
ENV-PCU5NW | Department Environment Rounds | 000 | Misc-Numbers | ENVIRONMENT | Environment | 01/29/2007 | IU | Active | 1105-18415 | SAH-Neuroscience Unit 5N |  | SAH | SAH
ENV-PHYTHP | Department Environment Rounds | 000 | Misc-Numbers | ENVIRONMENT | Environment | 01/29/2007 | IU | Active | 1105-39400 | SAH-Physical Therapy |  | SAH | SAH
ENV-PSY4NW | Department Environment Rounds | 000 | Misc-Numbers | ENVIRONMENT | Environment | 01/29/2007 | IU | Active | 1105-15000 | SAH-Psychiatric Acute |  | SAH | SAH
ENV-PSY4SW | Department Environment Rounds | 000 | Misc-Numbers | ENVIRONMENT | Environment | 01/29/2007 | IU | Active | 1105-15000 | SAH-Psychiatric Acute |  | SAH | SAH
ENV-PTWR2SI | Department Environment Rounds | 000 | Misc-Numbers | ENVIRONMENT | Environment | 02/20/2017 | IU | Active | 1105-12530 | SAH-Surgical Unit I AT4 | N/A | SAH | SAH
ENV-RADIOL | Department Environment Rounds | 000 | Misc-Numbers | ENVIRONMENT | Environment | 01/29/2007 | IU | Active | 1105-34000 | SAH-Diagnostic Imaging | XX | SAH | SAH
ENV-RESPIR | Department Environment Rounds | 000 | Misc-Numbers | ENVIRONMENT | Environment | 01/29/2007 | IU | Active | 1105-35000 | SAH-Respiratory Care Services 2nd |  | SAH | SAH
ENV-SAH | Facility Level Environment | 000 | Misc-Numbers | ENV Facility Level | ENV Facility Level | 03/03/2014 | 04 | Inventory | 1105-88570 | SAH-Clinical Engineering | CES | SAH | SAH
ENV-SAHCT | Department Environment Rounds | 000 | Misc-Numbers | ENVIRONMENT | Environment | 11/17/2009 | IU | Active | 1105-33100 | SAH-CT Scan | 000 | SAH | SAH
ENV-SAHPET | Department Environment Rounds | 000 | Misc-Numbers | ENVIRONMENT | Environment | 11/17/2009 | IU | Active | 1105-33100 | SAH-CT Scan | xx | SAH | SAH
ENV-SAHSPEC | Department Environment Rounds | 000 | Misc-Numbers | ENVIRONMENT | Environment | 11/17/2009 | IU | Active | 1105-34110 | SAH-Angiocardiography |  | SAH | SAH
ENV-SARC | Department Environment Rounds | 000 | Misc-Numbers | ENVIRONMENT | Environment | 01/29/2007 | IU | Active | 1105-39150 | SAH-Rehab Services OP SARC |  | SAH | SAH
ENV-SNU5E | Department Environment Rounds | 000 | Misc-Numbers | ENVIRONMENT | Environment | 01/29/2007 | IU | Active | 1105-12295 | SAH-Med/Surg Overflow 5E |  | SAH | SAH
ENV-SPD | Department Environment Rounds | 000 | Misc-Numbers | ENVIRONMENT | Environment | 01/29/2007 | IU | Active | 1105-85160 | SAH-Sterile Processing |  | SAH | SAH
ENV-SPE | Department Environment Rounds | 000 | Misc-Numbers | ENVIRONMENT | Environment | 08/21/2012 | IU | Active | 0015-31333 | SAH-Outreach Lab Suncoast MOB | UNKNOWN | SAH | SAH
ENV-SPTMED | Department Environment Rounds | 000 | Misc-Numbers | ENVIRONMENT | Environment | 02/20/2017 | IU | Active | 1815-39550 | SAH-Sports Medicine | N/A | SAH | SAH
ENV-SURGNA | Department Environment Rounds | 000 | Misc-Numbers | ENVIRONMENT | Environment | 02/20/2017 | IU | Active | 1105-21100 | SAH-Surgery | N/A | SAH | SAH
ENV-URO6SW | Department Environment Rounds | 000 | Misc-Numbers | ENVIRONMENT | Environment | 01/29/2007 | IU | Active | 1105-18300 | SAH-Urology 6SW |  | SAH | SAH
ENV-VASLAB | Department Environment Rounds | 000 | Misc-Numbers | ENVIRONMENT | Environment | 01/29/2007 | IU | Active | 1105-33900 | SAH-Ultrasound |  | SAH | SAH
ENV-WNDCAR | Department Environment Rounds | 000 | Misc-Numbers | ENVIRONMENT | Environment | 01/29/2007 | IU | Active | 1105-35200 | SAH-Wound Care Center |  | SAH | SAH
EQUIP-AWD | New Equipment ADD | 000 | Misc-Numbers | New Equipment ADD | New Equipment ADD | 05/05/2021 | 04 | Inventory | 1105-88570 | SAH-Clinical Engineering | 000 | SAH | SAH
F12245AB | Flexible Ureteroscope | 397725 | Gyrus ACMI Surgical and Endosc | DUR-D | DUR-D | 01/04/2011 | 04 | Inventory | 1105-21100 | SAH-Surgery | 000 | SAH | SAH
FSS-ROUNDS | Rounds | 000 | Misc-Numbers | Rounds | Rounds | 05/17/2012 | 04 | Inventory | 1105-88570 | SAH-Clinical Engineering | NONE | SAH | SAH
HAZARDALERT | HA WOs Not Assigned to a TAG | 000 | Misc-Numbers | Hazard Alert | Hazard Alert | 12/02/2016 | 04 | Inventory | 1105-88570 | SAH-Clinical Engineering | . | SAH | SAH
K24M1154515 | eICU Speakers | J10013 | JBL Professional | Control 24C Micro | Control 24C Micro | 12/01/2014 | 04 | Inventory | 1105-13100 | SAH-Intensive Care Unit | 426000338-0-CRE | SAH | SAH
K24M1154516 | eICU Speakers | J10013 | JBL Professional | Control 24C Micro | Control 24C Micro | 12/01/2014 | 04 | Inventory | 1105-13100 | SAH-Intensive Care Unit | 426000338-0-CRE | SAH | SAH
K24M1154517 | eICU Speakers | J10013 | JBL Professional | Control 24C Micro | Control 24C Micro | 12/01/2014 | 04 | Inventory | 1105-13100 | SAH-Intensive Care Unit | 426000338-0-CRE | SAH | SAH
K24M1154518 | eICU Speakers | J10013 | JBL Professional | Control 24C Micro | Control 24C Micro | 12/01/2014 | 04 | Inventory | 1105-13100 | SAH-Intensive Care Unit | 426000338-0-CRE | SAH | SAH
K24M1154531 | eICU Speakers | J10013 | JBL Professional | Control 24C Micro | Control 24C Micro | 12/01/2014 | 04 | Inventory | 1105-13102 | SAH-Intensive Care Unit II 3NW | 426000338-0-CRE | SAH | SAH
K24M1154532 | eICU Speakers | J10013 | JBL Professional | Control 24C Micro | Control 24C Micro | 12/01/2014 | 04 | Inventory | 1105-13102 | SAH-Intensive Care Unit II 3NW | 426000338-0-CRE | SAH | SAH
K24M1154533 | eICU Speakers | J10013 | JBL Professional | Control 24C Micro | Control 24C Micro | 12/01/2014 | 04 | Inventory | 1105-13100 | SAH-Intensive Care Unit | 426000338-0-CRE | SAH | SAH
K24M1154534 | eICU Speakers | J10013 | JBL Professional | Control 24C Micro | Control 24C Micro | 12/01/2014 | 04 | Inventory | 1105-13100 | SAH-Intensive Care Unit | 426000338-0-CRE | SAH | SAH
K24M1154535 | eICU Speakers | J10013 | JBL Professional | Control 24C Micro | Control 24C Micro | 12/01/2014 | 04 | Inventory | 1105-13100 | SAH-Intensive Care Unit | 426000338-0-CRE | SAH | SAH
K24M1154536 | eICU Speakers | J10013 | JBL Professional | Control 24C Micro | Control 24C Micro | 12/01/2014 | 04 | Inventory | 1105-13100 | SAH-Intensive Care Unit | 426000338-0-CRE | SAH | SAH
K24M1154537 | eICU Speakers | J10013 | JBL Professional | Control 24C Micro | Control 24C Micro | 12/01/2014 | 04 | Inventory | 1105-13100 | SAH-Intensive Care Unit | 426000338-0-CRE | SAH | SAH
K24M1154538 | eICU Speakers | J10013 | JBL Professional | Control 24C Micro | Control 24C Micro | 12/01/2014 | 04 | Inventory | 1105-13100 | SAH-Intensive Care Unit | 426000338-0-CRE | SAH | SAH
K24M1154683 | eICU Speakers | J10013 | JBL Professional | Control 24C Micro | Control 24C Micro | 12/01/2014 | 04 | Inventory | 1105-13100 | SAH-Intensive Care Unit | 426000338-0-CRE | SAH | SAH
K24M1154684 | eICU Speakers | J10013 | JBL Professional | Control 24C Micro | Control 24C Micro | 12/01/2014 | 04 | Inventory | 1105-13100 | SAH-Intensive Care Unit | 426000338-0-CRE | SAH | SAH
K24M1154685 | eICU Speakers | J10013 | JBL Professional | Control 24C Micro | Control 24C Micro | 12/01/2014 | 04 | Inventory | 1105-13100 | SAH-Intensive Care Unit | 426000338-0-CRE | SAH | SAH
K24M1154686 | eICU Speakers | J10013 | JBL Professional | Control 24C Micro | Control 24C Micro | 12/01/2014 | 04 | Inventory | 1105-13100 | SAH-Intensive Care Unit | 426000338-0-CRE | SAH | SAH
K24M1154687 | eICU Speakers | J10013 | JBL Professional | Control 24C Micro | Control 24C Micro | 12/01/2014 | 04 | Inventory | 1105-13100 | SAH-Intensive Care Unit | 426000338-0-CRE | SAH | SAH
K24M1154688 | eICU Speakers | J10013 | JBL Professional | Control 24C Micro | Control 24C Micro | 12/01/2014 | 04 | Inventory | 1105-13100 | SAH-Intensive Care Unit | 426000338-0-CRE | SAH | SAH
K24M1154689 | eICU Speakers | J10013 | JBL Professional | Control 24C Micro | Control 24C Micro | 12/01/2014 | 04 | Inventory | 1105-13100 | SAH-Intensive Care Unit | 426000338-0-CRE | SAH | SAH
K24M1154690 | eICU Speakers | J10013 | JBL Professional | Control 24C Micro | Control 24C Micro | 12/01/2014 | 04 | Inventory | 1105-13100 | SAH-Intensive Care Unit | 426000338-0-CRE | SAH | SAH
K24M1154931 | eICU Speakers | J10013 | JBL Professional | Control 24C Micro | Control 24C Micro | 12/01/2014 | 04 | Inventory | 1105-13102 | SAH-Intensive Care Unit II 3NW | 426000338-0-CRE | SAH | SAH
K24M1154932 | eICU Speakers | J10013 | JBL Professional | Control 24C Micro | Control 24C Micro | 12/01/2014 | 04 | Inventory | 1105-13102 | SAH-Intensive Care Unit II 3NW | 426000338-0-CRE | SAH | SAH
K24M1154933 | eICU Speakers | J10013 | JBL Professional | Control 24C Micro | Control 24C Micro | 12/01/2014 | 04 | Inventory | 1105-13102 | SAH-Intensive Care Unit II 3NW | 426000338-0-CRE | SAH | SAH
K24M1154934 | eICU Speakers | J10013 | JBL Professional | Control 24C Micro | Control 24C Micro | 12/01/2014 | 04 | Inventory | 1105-13102 | SAH-Intensive Care Unit II 3NW | 426000338-0-CRE | SAH | SAH
K24M1154935 | eICU Speakers | J10013 | JBL Professional | Control 24C Micro | Control 24C Micro | 12/01/2014 | 04 | Inventory | 1105-13102 | SAH-Intensive Care Unit II 3NW | 426000338-0-CRE | SAH | SAH
K24M1154936 | eICU Speakers | J10013 | JBL Professional | Control 24C Micro | Control 24C Micro | 12/01/2014 | 04 | Inventory | 1105-13102 | SAH-Intensive Care Unit II 3NW | 426000338-0-CRE | SAH | SAH
K24M1154937 | eICU Speakers | J10013 | JBL Professional | Control 24C Micro | Control 24C Micro | 12/01/2014 | 04 | Inventory | 1105-13102 | SAH-Intensive Care Unit II 3NW | 426000338-0-CRE | SAH | SAH
K24M1154938 | eICU Speakers | J10013 | JBL Professional | Control 24C Micro | Control 24C Micro | 12/01/2014 | 04 | Inventory | 1105-13102 | SAH-Intensive Care Unit II 3NW | 426000338-0-CRE | SAH | SAH
L23072 | Sevoflurane Vaporizer | 371341 | Draeger Medical Inc | M35054-14 | Vapor 2000 | 01/20/2015 | LS | High Risk | 1730-21100 | SAH-CARIL Surgery Center | N/A-LEASED | SAH | SAH
L23073 | Sevoflurane Vaporizer | 371341 | Draeger Medical Inc | M35054-14 | Vapor 2000 | 01/20/2015 | LS | High Risk | 1730-21100 | SAH-CARIL Surgery Center | N/A-LEASED | SAH | SAH
L23074 | Sevoflurane Vaporizer | 371341 | Draeger Medical Inc | M35054-14 | Vapor 2000 | 01/20/2015 | LS | High Risk | 1730-21100 | SAH-CARIL Surgery Center | N/A-LEASED | SAH | SAH
L24203 | Bioelectrical Impedance Analyz | I10014 | ImpediMed | U400 | LDEX | 06/21/2013 | 04 | Inventory | 1105-39155 | SAH-Rehab O/P Clinic Sports Med | Lease exch cont | SAH | SAH
L24315 | Bioelectrical Impedance Analyz | I10014 | ImpediMed | U400 | LDEX | 06/21/2013 | 04 | Inventory | 1105-39155 | SAH-Rehab O/P Clinic Sports Med | Lease exch cont | SAH | SAH
L24341 | Arthroscopy Pump | 270765 | Smith & Nephew Inc Endoscopy D | 72204968 | GoFlow Pump | 03/28/2022 | IU | Active | 1730-21100 | SAH-CARIL Surgery Center | LEASE | SAH | SAH
L24342 | Arthroscopy Pump | 270765 | Smith & Nephew Inc Endoscopy D | 72204968 | GoFlow Pump | 03/28/2022 | IU | Active | 1730-21100 | SAH-CARIL Surgery Center | LEASE | SAH | SAH
L24349 | Pacemaker Programmer | 546728 | Abbott Cardiac Arrhythmias and | 3650 | Merlin | 08/26/2016 | IU | Active | 1105-30610 | SAH-Cardiac Cath Lab | LEASED | SAH | SAH
L24405 | Surgical Instrument Controller | 107536 | Stryker Endoscopy | 0475-100-000 | Crossfire 2 | 05/10/2017 | OS | In - Active | 1730-21100 | SAH-CARIL Surgery Center | LEASED | SAH | SAH
L24407 | 700 Series SCD | 452294 | Covidien (US) | 29525 | Kendall SCD 700 | 04/28/2016 | IU | Active | 1105-85160 | SAH-Sterile Processing | 260492803 | SAH | SAH
L24408 | 700 Series SCD | 452294 | Covidien (US) | 29525 | Kendall SCD 700 | 04/28/2016 | IU | Active | 1105-85160 | SAH-Sterile Processing | 260492803 | SAH | SAH
L24418 | 700 Series SCD | 452294 | Covidien (US) | 29525 | Kendall SCD 700 | 04/28/2016 | IU | Active | 1105-85160 | SAH-Sterile Processing | 260492803 | SAH | SAH
L24425 | 700 Series SCD | 452294 | Covidien (US) | 29525 | Kendall SCD 700 | 04/28/2016 | IU | Active | 1105-85160 | SAH-Sterile Processing | 260492803 | SAH | SAH
L24426 | 700 Series SCD | 452294 | Covidien (US) | 29525 | Kendall SCD 700 | 04/28/2016 | IU | Active | 1105-85160 | SAH-Sterile Processing | 260492803 | SAH | SAH
L24430 | 700 Series SCD | 452294 | Covidien (US) | 29525 | Kendall SCD 700 | 03/02/2017 | IU | Active | 1105-23100 | SAH-Emergency Service | 260560858 | SAH | SAH
L24431 | 700 Series SCD | 452294 | Covidien (US) | 29525 | Kendall SCD 700 | 03/02/2017 | IU | Active | 1105-23100 | SAH-Emergency Service | 260560858 | SAH | SAH
L24433 | 700 Series SCD | 452294 | Covidien (US) | 29525 | Kendall SCD 700 | 03/02/2017 | IU | Active | 1105-23100 | SAH-Emergency Service | 260560858 | SAH | SAH
L24435 | 700 Series SCD | 452294 | Covidien (US) | 29525 | Kendall SCD 700 | 03/02/2017 | IU | Active | 1105-23100 | SAH-Emergency Service | 260560858 | SAH | SAH
L24436 | 700 Series SCD | 452294 | Covidien (US) | 29525 | Kendall SCD 700 | 03/02/2017 | IU | Active | 1105-23100 | SAH-Emergency Service | 260560858 | SAH | SAH
L24438 | 700 Series SCD | 452294 | Covidien (US) | 29525 | Kendall SCD 700 | 03/02/2017 | IU | Active | 1105-23100 | SAH-Emergency Service | 260560858 | SAH | SAH
L24440 | 700 Series SCD | 452294 | Covidien (US) | 29525 | Kendall SCD 700 | 03/02/2017 | MI | Missing | 1105-23100 | SAH-Emergency Service | 260560858 | SAH | SAH
L24441 | 700 Series SCD | 452294 | Covidien (US) | 29525 | Kendall SCD 700 | 03/02/2017 | IU | Active | 1105-23100 | SAH-Emergency Service | 260560858 | SAH | SAH
L24444 | 700 Series SCD | 452294 | Covidien (US) | 29525 | Kendall SCD 700 | 03/02/2017 | IU | Active | 1105-23100 | SAH-Emergency Service | 260560858 | SAH | SAH
L24445 | 700 Series SCD | 452294 | Covidien (US) | 29525 | Kendall SCD 700 | 03/02/2017 | IU | Active | 1105-23100 | SAH-Emergency Service | 260560858 | SAH | SAH
L24446 | 700 Series SCD | 452294 | Covidien (US) | 29525 | Kendall SCD 700 | 03/02/2017 | IU | Active | 1105-23100 | SAH-Emergency Service | 260560858 | SAH | SAH
L24447 | 700 Series SCD | 452294 | Covidien (US) | 29525 | Kendall SCD 700 | 03/02/2017 | MI | Missing | 1105-23100 | SAH-Emergency Service | 260560858 | SAH | SAH
L24448 | 700 Series SCD | 452294 | Covidien (US) | 29525 | Kendall SCD 700 | 03/02/2017 | IU | Active | 1105-23100 | SAH-Emergency Service | 260560858 | SAH | SAH
L24455 | Integrated Arthroscopy Pump | 107536 | Stryker Endoscopy | 0450-000-000 | CROSSFLOW | 05/18/2017 | OS | In - Active | 1730-21100 | SAH-CARIL Surgery Center | LEASED | SAH | SAH
L24479 | Desflurane Vaporizer | 371341 | Draeger Medical Inc | M35500-14 | D-Vapor | 10/25/2019 | LS | High Risk | 1730-21100 | SAH-CARIL Surgery Center | . | SAH | SAH
L24480 | Desflurane Vaporizer | 371341 | Draeger Medical Inc | M35500-06 | D-Vapor | 10/25/2019 | LS | High Risk | 1730-21100 | SAH-CARIL Surgery Center | . | SAH | SAH
L24482 | Peripheral Endovascular System | 451188 | EKOS Corp | PT3B | Ekosonic MACH4 | 07/10/2017 | IU | Active | 1105-30610 | SAH-Cardiac Cath Lab | 3045372 | SAH | SAH
L24489 | 700 Series SCD | 452294 | Covidien (US) | 29525 | Kendall SCD 700 | 05/24/2017 | IU | Active | 1105-23100 | SAH-Emergency Service | LEASED | SAH | SAH
L24490 | 700 Series SCD | 452294 | Covidien (US) | 29525 | Kendall SCD 700 | 05/24/2017 | IU | Active | 1105-23100 | SAH-Emergency Service | LEASED | SAH | SAH
L24494 | 700 Series SCD | 452294 | Covidien (US) | 29525 | Kendall SCD 700 | 05/24/2017 | IU | Active | 1105-23100 | SAH-Emergency Service | LEASED | SAH | SAH
L24878 | Heating Block | 392143 | BD Diagnostic Systems Div BD | 108004-001 | 108004-001 | 10/17/2015 | 04 | Inventory | 1105-31000 | SAH-Laboratory Services | N/A-Leased | SAH | SAH
L24939 | 700 Series SCD | 452294 | Covidien (US) | 29525 | Kendall SCD 700 | 12/15/2016 | IU | Active | 1105-85160 | SAH-Sterile Processing | 260492803 | SAH | SAH
L24940 | 700 Series SCD | 452294 | Covidien (US) | 29525 | Kendall SCD 700 | 12/15/2016 | IU | Active | 1105-85160 | SAH-Sterile Processing | 260492803 | SAH | SAH
L24941 | 700 Series SCD | 452294 | Covidien (US) | 29525 | Kendall SCD 700 | 12/15/2016 | IU | Active | 1105-85160 | SAH-Sterile Processing | 260492803 | SAH | SAH
L24950 | 700 Series SCD | 452294 | Covidien (US) | 29525 | Kendall SCD 700 | 04/28/2016 | IU | Active | 1105-85160 | SAH-Sterile Processing | 260492803 | SAH | SAH
L24955 | 700 Series SCD | 452294 | Covidien (US) | 29525 | Kendall SCD 700 | 04/28/2016 | MI | Missing | 1105-85160 | SAH-Sterile Processing | 260492803 | SAH | SAH
L24958 | 700 Series SCD | 452294 | Covidien (US) | 29525 | Kendall SCD 700 | 04/28/2016 | IU | Active | 1105-85160 | SAH-Sterile Processing | 260492803 | SAH | SAH
L24960 | 700 Series SCD | 452294 | Covidien (US) | 29525 | Kendall SCD 700 | 04/28/2016 | MI | Missing | 1105-85160 | SAH-Sterile Processing | 260492803 | SAH | SAH
L24964 | 700 Series SCD | 452294 | Covidien (US) | 29525 | Kendall SCD 700 | 04/28/2016 | IU | Active | 1105-85160 | SAH-Sterile Processing | 260492803 | SAH | SAH
L24966 | 700 Series SCD | 452294 | Covidien (US) | 29525 | Kendall SCD 700 | 04/28/2016 | MI | Missing | 1105-85160 | SAH-Sterile Processing | 260492803 | SAH | SAH
L24976 | 700 Series SCD | 452294 | Covidien (US) | 29525 | Kendall SCD 700 | 04/28/2016 | IU | Active | 1105-85160 | SAH-Sterile Processing | 260492803 | SAH | SAH
L24978 | 700 Series SCD | 452294 | Covidien (US) | 29525 | Kendall SCD 700 | 04/28/2016 | MI | Missing | 1105-85160 | SAH-Sterile Processing | 260492803 | SAH | SAH
L24979 | 700 Series SCD | 452294 | Covidien (US) | 29525 | Kendall SCD 700 | 04/28/2016 | IU | Active | 1105-85160 | SAH-Sterile Processing | 260492803 | SAH | SAH
L24981 | 700 Series SCD | 452294 | Covidien (US) | 29525 | Kendall SCD 700 | 04/28/2016 | IU | Active | 1105-85160 | SAH-Sterile Processing | 260492803 | SAH | SAH
L24983 | 700 Series SCD | 452294 | Covidien (US) | 29525 | Kendall SCD 700 | 04/28/2016 | IU | Active | 1105-85160 | SAH-Sterile Processing | 260492803 | SAH | SAH
L24986 | 700 Series SCD | 452294 | Covidien (US) | 29525 | Kendall SCD 700 | 04/28/2016 | IU | Active | 1105-85160 | SAH-Sterile Processing | 260492803 | SAH | SAH
L24988 | 700 Series SCD | 452294 | Covidien (US) | 29525 | Kendall SCD 700 | 04/28/2016 | IU | Active | 1105-85160 | SAH-Sterile Processing | 260492803 | SAH | SAH
L24989 | 700 Series SCD | 452294 | Covidien (US) | 29525 | Kendall SCD 700 | 04/28/2016 | IU | Active | 1105-21500 | SAH-PACU | 260492803 | SAH | SAH
L24992 | 700 Series SCD | 452294 | Covidien (US) | 29525 | Kendall SCD 700 | 04/28/2016 | IU | Active | 1105-85160 | SAH-Sterile Processing | 260492803 | SAH | SAH
L24994 | 700 Series SCD | 452294 | Covidien (US) | 29525 | Kendall SCD 700 | 04/28/2016 | IU | Active | 1105-85160 | SAH-Sterile Processing | 260492803 | SAH | SAH
L24995 | 700 Series SCD | 452294 | Covidien (US) | 29525 | Kendall SCD 700 | 04/28/2016 | IU | Active | 1105-85160 | SAH-Sterile Processing | 260492803 | SAH | SAH
L24996 | 700 Series SCD | 452294 | Covidien (US) | 29525 | Kendall SCD 700 | 04/28/2016 | IU | Active | 1105-85160 | SAH-Sterile Processing | 260492803 | SAH | SAH
L24998 | 700 Series SCD | 452294 | Covidien (US) | 29525 | Kendall SCD 700 | 04/28/2016 | IU | Active | 1105-85160 | SAH-Sterile Processing | 260492803 | SAH | SAH
L24999 | 700 Series SCD | 452294 | Covidien (US) | 29525 | Kendall SCD 700 | 04/28/2016 | IU | Active | 1105-85160 | SAH-Sterile Processing | 260492803 | SAH | SAH
L25000 | Electrosurgical Unit | 254283 | ArthroCare Corp | RF12000 | Quantum | 01/23/2017 | IU | Active | 1105-21100 | SAH-Surgery | FIU | SAH | SAH
L30089 | Desflurane Vaporizer | 371341 | Draeger Medical Inc | M35500-07 | D-Vapor | 03/10/2014 | LS | High Risk | 1730-21100 | SAH-CARIL Surgery Center | NA | SAH | SAH
L33159 | Desflurane Vaporizer | 371341 | Draeger Medical Inc | M35500-10 | D-Vapor | 03/28/2018 | LS | High Risk | 1730-21100 | SAH-CARIL Surgery Center | exchange | SAH | SAH
L33227 | Desflurane Vaporizer | 351254 | Datex-Ohmeda Inc Div GE Health | TEC 6 PLUS | Tec 6 Plus | 08/07/2019 | LS | High Risk | 1105-20100 | SAH-Anesthesiology | LEASE | SAH | SAH
L41502 | 700 Series SCD | 452294 | Covidien (US) | 29525 | Kendall SCD 700 | 01/02/2017 | IU | Active | 1105-85160 | SAH-Sterile Processing | 260544840 | SAH | SAH
L41506 | 700 Series SCD | 452294 | Covidien (US) | 29525 | Kendall SCD 700 | 01/02/2017 | MI | Missing | 1105-85160 | SAH-Sterile Processing | 260544840 | SAH | SAH
L41512 | 700 Series SCD | 452294 | Covidien (US) | 29525 | Kendall SCD 700 | 01/02/2017 | IU | Active | 1105-85160 | SAH-Sterile Processing | 260544840 | SAH | SAH
L41514 | 700 Series SCD | 452294 | Covidien (US) | 29525 | Kendall SCD 700 | 01/02/2017 | IU | Active | 1105-85160 | SAH-Sterile Processing | 260544840 | SAH | SAH
L41517 | 700 Series SCD | 452294 | Covidien (US) | 29525 | Kendall SCD 700 | 01/02/2017 | MI | Missing | 1105-85160 | SAH-Sterile Processing | 260544840 | SAH | SAH
L41518 | 700 Series SCD | 452294 | Covidien (US) | 29525 | Kendall SCD 700 | 01/02/2017 | IU | Active | 1105-85160 | SAH-Sterile Processing | 260544840 | SAH | SAH
L41519 | 700 Series SCD | 452294 | Covidien (US) | 29525 | Kendall SCD 700 | 01/02/2017 | MI | Missing | 1105-85160 | SAH-Sterile Processing | 260544840 | SAH | SAH
L41521 | 700 Series SCD | 452294 | Covidien (US) | 29525 | Kendall SCD 700 | 01/02/2017 | IU | Active | 1105-85160 | SAH-Sterile Processing | 260544840 | SAH | SAH
L41526 | 700 Series SCD | 452294 | Covidien (US) | 29525 | Kendall SCD 700 | 01/02/2017 | IU | Active | 1105-85160 | SAH-Sterile Processing | 260544840 | SAH | SAH
L41531 | 700 Series SCD | 452294 | Covidien (US) | 29525 | Kendall SCD 700 | 01/02/2017 | IU | Active | 1105-85160 | SAH-Sterile Processing | 260544840 | SAH | SAH
L41533 | 700 Series SCD | 452294 | Covidien (US) | 29525 | Kendall SCD 700 | 01/02/2017 | IU | Active | 1105-85160 | SAH-Sterile Processing | 260544840 | SAH | SAH
L41534 | 700 Series SCD | 452294 | Covidien (US) | 29525 | Kendall SCD 700 | 01/02/2017 | MI | Missing | 1105-10000 | SAH-Nursing Administration | 260544840 | SAH | SAH
L41535 | 700 Series SCD | 452294 | Covidien (US) | 29525 | Kendall SCD 700 | 01/02/2017 | IU | Active | 1105-10000 | SAH-Nursing Administration | 260544840 | SAH | SAH
L41537 | 700 Series SCD | 452294 | Covidien (US) | 29525 | Kendall SCD 700 | 01/02/2017 | IU | Active | 1105-10000 | SAH-Nursing Administration | 260544840 | SAH | SAH
L41543 | Patient Warming System | 271227 | Stryker Medical | MA1200-PM | Mistral-Air | 05/31/2018 | IU | Active | 1105-21100 | SAH-Surgery | 260618584 | SAH | SAH
L41544 | Patient Warming System | 271227 | Stryker Medical | MA1200-PM | Mistral-Air | 05/31/2018 | MI | Missing | 1105-21100 | SAH-Surgery | 260618584 | SAH | SAH
L41545 | Patient Warming System | 271227 | Stryker Medical | MA1200-PM | Mistral-Air | 05/31/2018 | IU | Active | 1105-21100 | SAH-Surgery | 260618584 | SAH | SAH
L41549 | Patient Warming System | 271227 | Stryker Medical | MA1200-PM | Mistral-Air | 05/31/2018 | MI | Missing | 1105-21500 | SAH-PACU | 260618584 | SAH | SAH
L41550 | Patient Warming System | 271227 | Stryker Medical | MA1200-PM | Mistral-Air | 05/31/2018 | MI | Missing | 1105-21500 | SAH-PACU | 260618584 | SAH | SAH
L41551 | Patient Warming System | 271227 | Stryker Medical | MA1200-PM | Mistral-Air | 05/31/2018 | IU | Active | 1105-21100 | SAH-Surgery | 260618584 | SAH | SAH
L41552 | Patient Warming System | 271227 | Stryker Medical | MA1200-PM | Mistral-Air | 05/31/2018 | IU | Active | 1105-21100 | SAH-Surgery | 260618584 | SAH | SAH
L41553 | Patient Warming System | 271227 | Stryker Medical | MA1200-PM | Mistral-Air | 05/31/2018 | IU | Active | 1105-21500 | SAH-PACU | 260618584 | SAH | SAH
L41554 | Patient Warming System | 271227 | Stryker Medical | MA1200-PM | Mistral-Air | 05/31/2018 | IU | Active | 1105-21100 | SAH-Surgery | 260618584 | SAH | SAH
L41555 | Patient Warming System | 271227 | Stryker Medical | MA1200-PM | Mistral-Air | 05/31/2018 | IU | Active | 1105-21100 | SAH-Surgery | 260618584 | SAH | SAH
L41556 | Patient Warming System | 271227 | Stryker Medical | MA1200-PM | Mistral-Air | 05/31/2018 | IU | Active | 1105-21100 | SAH-Surgery | 260618584 | SAH | SAH
L41557 | Patient Warming System | 271227 | Stryker Medical | MA1200-PM | Mistral-Air | 05/31/2018 | IU | Active | 1105-21500 | SAH-PACU | 260618584 | SAH | SAH
L41558 | Patient Warming System | 271227 | Stryker Medical | MA1200-PM | Mistral-Air | 05/31/2018 | IU | Active | 1105-21100 | SAH-Surgery | 260618584 | SAH | SAH
L41569 | Patient Warming System | 271227 | Stryker Medical | MA1200-PM | Mistral-Air | 05/31/2018 | MI | Missing | 1105-23100 | SAH-Emergency Service | 260618584 | SAH | SAH
L41570 | Patient Warming System | 271227 | Stryker Medical | MA1200-PM | Mistral-Air | 05/31/2018 | IU | Active | 1105-23100 | SAH-Emergency Service | 260618584 | SAH | SAH
L41574 | Patient Warming System | 271227 | Stryker Medical | MA1200-PM | Mistral-Air | 05/31/2018 | IU | Active | 1105-13100 | SAH-Intensive Care Unit | 260618584 | SAH | SAH
L41575 | Patient Warming System | 271227 | Stryker Medical | MA1200-PM | Mistral-Air | 05/31/2018 | IU | Active | 1105-13100 | SAH-Intensive Care Unit | 260618584 | SAH | SAH
L41576 | Patient Warming System | 271227 | Stryker Medical | MA1200-PM | Mistral-Air | 05/31/2018 | IU | Active | 1105-13100 | SAH-Intensive Care Unit | 260618584 | SAH | SAH
L41577 | Patient Warming System | 271227 | Stryker Medical | MA1200-PM | Mistral-Air | 05/31/2018 | IU | Active | 1105-13100 | SAH-Intensive Care Unit | 260618584 | SAH | SAH
L41578 | Patient Warming System | 271227 | Stryker Medical | MA1200-PM | Mistral-Air | 05/31/2018 | IU | Active | 1105-13100 | SAH-Intensive Care Unit | 260618584 | SAH | SAH
L41579 | Patient Warming System | 271227 | Stryker Medical | MA1200-PM | Mistral-Air | 05/31/2018 | MI | Missing | 1105-13102 | SAH-Intensive Care Unit II 3NW | 260618584 | SAH | SAH
L41580 | Patient Repositioning System | 103635 | Sage Products Inc | 7455 | Prevalon AirTAP-bari | 08/08/2018 | IU | Active | 1105-12530 | SAH-Surgical Unit I AT4 | 260563269 | SAH | SAH
L41581 | Patient Repositioning System | 103635 | Sage Products Inc | 7455 | Prevalon AirTAP-bari | 08/08/2018 | IU | Active | 1105-12530 | SAH-Surgical Unit I AT4 | 260563269 | SAH | SAH
L41582 | Patient Repositioning System | 103635 | Sage Products Inc | 7455 | Prevalon AirTAP-bari | 08/08/2018 | IU | Active | 1105-12530 | SAH-Surgical Unit I AT4 | 260563269 | SAH | SAH
L41583 | Patient Repositioning System | 103635 | Sage Products Inc | 7455 | Prevalon AirTAP-bari | 08/08/2018 | MI | Missing | 1105-18300 | SAH-Urology 6SW | 260563269 | SAH | SAH
L41584 | Patient Repositioning System | 103635 | Sage Products Inc | 7455 | Prevalon AirTAP-bari | 08/08/2018 | MI | Missing | 1105-18300 | SAH-Urology 6SW | 260563269 | SAH | SAH
L41585 | Patient Repositioning System | 103635 | Sage Products Inc | 7455 | Prevalon AirTAP-bari | 08/08/2018 | IU | Active | 1105-18415 | SAH-Neuroscience Unit 5N | 260563269 | SAH | SAH
L41586 | Patient Repositioning System | 103635 | Sage Products Inc | 7455 | Prevalon AirTAP-bari | 08/08/2018 | IU | Active | 1105-12210 | SAH-Med Surg Unit II 5NW | 260563269 | SAH | SAH
L41587 | Patient Repositioning System | 103635 | Sage Products Inc | 7455 | Prevalon AirTAP-bari | 08/08/2018 | IU | Active | 1105-12210 | SAH-Med Surg Unit II 5NW | 260563269 | SAH | SAH
L41588 | Patient Repositioning System | 103635 | Sage Products Inc | 7455 | Prevalon AirTAP-bari | 08/08/2018 | IU | Active | 1105-12295 | SAH-Med/Surg Overflow 5E | 260563269 | SAH | SAH
L41589 | Patient Repositioning System | 103635 | Sage Products Inc | 7455 | Prevalon AirTAP-bari | 08/08/2018 | IU | Active | 1105-12295 | SAH-Med/Surg Overflow 5E | 260563269 | SAH | SAH
L41590 | Patient Repositioning System | 103635 | Sage Products Inc | 7455 | Prevalon AirTAP-bari | 08/08/2018 | IU | Active | 1105-12530 | SAH-Surgical Unit I AT4 | 260563269 | SAH | SAH
L41594 | 700 Series SCD | 452294 | Covidien (US) | 29525 | Kendall SCD 700 | 01/02/2017 | IU | Active | 1105-85160 | SAH-Sterile Processing | 260544840 | SAH | SAH
L41595 | 700 Series SCD | 452294 | Covidien (US) | 29525 | Kendall SCD 700 | 01/02/2017 | IU | Active | 1105-85160 | SAH-Sterile Processing | 260544840 | SAH | SAH
L41597 | 700 Series SCD | 452294 | Covidien (US) | 29525 | Kendall SCD 700 | 04/28/2016 | IU | Active | 1105-85160 | SAH-Sterile Processing | 260492803 | SAH | SAH
L41598 | Patient Warming System | 271227 | Stryker Medical | MA1200-PM | Mistral-Air | 10/19/2018 | IU | Active | 1105-21300 | SAH-Ambulatory Care Unit | LEASED | SAH | SAH
L41599 | Patient Warming System | 271227 | Stryker Medical | MA1200-PM | Mistral-Air | 10/19/2018 | IU | Active | 1105-21300 | SAH-Ambulatory Care Unit | LEASED | SAH | SAH
L41600 | Patient Warming System | 271227 | Stryker Medical | MA1200-PM | Mistral-Air | 10/19/2018 | IU | Active | 1105-21300 | SAH-Ambulatory Care Unit | LEASED | SAH | SAH
L41602 | Patient Warming System | 271227 | Stryker Medical | MA1200-PM | Mistral-Air | 10/19/2018 | IU | Active | 1105-21300 | SAH-Ambulatory Care Unit | LEASED | SAH | SAH
L41603 | Patient Warming System | 271227 | Stryker Medical | MA1200-PM | Mistral-Air | 10/19/2018 | IU | Active | 1105-21300 | SAH-Ambulatory Care Unit | LEASED | SAH | SAH
L41604 | Patient Warming System | 271227 | Stryker Medical | MA1200-PM | Mistral-Air | 10/19/2018 | IU | Active | 1105-21300 | SAH-Ambulatory Care Unit | LEASED | SAH | SAH
L41605 | Patient Warming System | 271227 | Stryker Medical | MA1200-PM | Mistral-Air | 10/19/2018 | IU | Active | 1105-21300 | SAH-Ambulatory Care Unit | LEASED | SAH | SAH
L41606 | Patient Warming System | 271227 | Stryker Medical | MA1200-PM | Mistral-Air | 10/19/2018 | IU | Active | 1105-21300 | SAH-Ambulatory Care Unit | LEASED | SAH | SAH
L41607 | Patient Warming System | 271227 | Stryker Medical | MA1200-PM | Mistral-Air | 10/19/2018 | IU | Active | 1105-21300 | SAH-Ambulatory Care Unit | LEASED | SAH | SAH
L41608 | Patient Warming System | 271227 | Stryker Medical | MA1200-PM | Mistral-Air | 10/19/2018 | IU | Active | 1105-21300 | SAH-Ambulatory Care Unit | LEASED | SAH | SAH
L41609 | Patient Warming System | 271227 | Stryker Medical | MA1200-PM | Mistral-Air | 10/19/2018 | IU | Active | 1105-21300 | SAH-Ambulatory Care Unit | LEASED | SAH | SAH
L41610 | Patient Warming System | 271227 | Stryker Medical | MA1200-PM | Mistral-Air | 10/19/2018 | IU | Active | 1105-21300 | SAH-Ambulatory Care Unit | LEASED | SAH | SAH
L41611 | Patient Warming System | 271227 | Stryker Medical | MA1200-PM | Mistral-Air | 10/19/2018 | IU | Active | 1105-21500 | SAH-PACU | LEASED | SAH | SAH
L41612 | Patient Warming System | 271227 | Stryker Medical | MA1200-PM | Mistral-Air | 10/19/2018 | IU | Active | 1105-21500 | SAH-PACU | LEASED | SAH | SAH
L41613 | Patient Warming System | 271227 | Stryker Medical | MA1200-PM | Mistral-Air | 10/19/2018 | IU | Active | 1105-21500 | SAH-PACU | LEASED | SAH | SAH
L41614 | Patient Warming System | 271227 | Stryker Medical | MA1200-PM | Mistral-Air | 10/19/2018 | IU | Active | 1105-21500 | SAH-PACU | LEASED | SAH | SAH
L41615 | Patient Warming System | 271227 | Stryker Medical | MA1200-PM | Mistral-Air | 10/19/2018 | IU | Active | 1105-21500 | SAH-PACU | LEASED | SAH | SAH
L41616 | Patient Warming System | 271227 | Stryker Medical | MA1200-PM | Mistral-Air | 10/19/2018 | IU | Active | 1105-21500 | SAH-PACU | LEASED | SAH | SAH
L41617 | Patient Warming System | 271227 | Stryker Medical | MA1200-PM | Mistral-Air | 10/19/2018 | IU | Active | 1105-21500 | SAH-PACU | LEASED | SAH | SAH
L41618 | Patient Warming System | 271227 | Stryker Medical | MA1200-PM | Mistral-Air | 10/19/2018 | IU | Active | 1105-21500 | SAH-PACU | LEASED | SAH | SAH
L41619 | Patient Warming System | 271227 | Stryker Medical | MA1200-PM | Mistral-Air | 10/19/2018 | IU | Active | 1105-21500 | SAH-PACU | LEASED | SAH | SAH
L41620 | Patient Warming System | 271227 | Stryker Medical | MA1200-PM | Mistral-Air | 10/19/2018 | IU | Active | 1105-21500 | SAH-PACU | LEASED | SAH | SAH
L41621 | Patient Warming System | 271227 | Stryker Medical | MA1200-PM | Mistral-Air | 10/19/2018 | IU | Active | 1105-21500 | SAH-PACU | LEASED | SAH | SAH
L41622 | Patient Warming System | 271227 | Stryker Medical | MA1200-PM | Mistral-Air | 10/19/2018 | IU | Active | 1105-21500 | SAH-PACU | LEASED | SAH | SAH
L41623 | Patient Warming System | 271227 | Stryker Medical | MA1200-PM | Mistral-Air | 10/19/2018 | MI | Missing | 1105-21500 | SAH-PACU | LEASED | SAH | SAH
L41624 | Patient Warming System | 271227 | Stryker Medical | MA1200-PM | Mistral-Air | 10/19/2018 | IU | Active | 1105-21500 | SAH-PACU | LEASED | SAH | SAH
L41625 | Patient Warming System | 271227 | Stryker Medical | MA1200-PM | Mistral-Air | 10/19/2018 | IU | Active | 1105-21500 | SAH-PACU | LEASED | SAH | SAH
L41626 | Patient Warming System | 271227 | Stryker Medical | MA1200-PM | Mistral-Air | 10/19/2018 | IU | Active | 1105-21500 | SAH-PACU | LEASED | SAH | SAH
L41627 | Patient Warming System | 271227 | Stryker Medical | MA1200-PM | Mistral-Air | 10/19/2018 | IU | Active | 1105-21300 | SAH-Ambulatory Care Unit | LEASED | SAH | SAH
L41628 | Patient Warming System | 271227 | Stryker Medical | MA1200-PM | Mistral-Air | 10/19/2018 | IU | Active | 1105-21300 | SAH-Ambulatory Care Unit | LEASED | SAH | SAH
L41629 | Patient Warming System | 271227 | Stryker Medical | MA1200-PM | Mistral-Air | 10/19/2018 | IU | Active | 1105-21300 | SAH-Ambulatory Care Unit | LEASED | SAH | SAH
L41630 | Sevoflurane Vaporizer | 351254 | Datex-Ohmeda Inc Div GE Health | Tec 7-SEVO | Tec 7-SEVO | 06/05/2019 | LS | High Risk | 1105-20100 | SAH-Anesthesiology | Vaporizers | SAH | SAH
L41631 | Sevoflurane Vaporizer | 351254 | Datex-Ohmeda Inc Div GE Health | Tec 7-SEVO | Tec 7-SEVO | 06/05/2019 | LS | High Risk | 1105-20100 | SAH-Anesthesiology | Vaporizers | SAH | SAH
L41632 | Sevoflurane Vaporizer | 351254 | Datex-Ohmeda Inc Div GE Health | Tec 7-SEVO | Tec 7-SEVO | 06/05/2019 | LS | High Risk | 1105-20100 | SAH-Anesthesiology | Vaporizers | SAH | SAH
L41633 | Sevoflurane Vaporizer | 351254 | Datex-Ohmeda Inc Div GE Health | Tec 7-SEVO | Tec 7-SEVO | 06/05/2019 | LS | High Risk | 1105-20100 | SAH-Anesthesiology | Vaporizers | SAH | SAH
L41634 | Sevoflurane Vaporizer | 351254 | Datex-Ohmeda Inc Div GE Health | Tec 7-SEVO | Tec 7-SEVO | 06/05/2019 | LS | High Risk | 1105-20100 | SAH-Anesthesiology | Vaporizers | SAH | SAH
L41650 | Sevoflurane Vaporizer | 371341 | Draeger Medical Inc | Vapor 2000 | Vapor 2000 | 06/05/2019 | OS | In - Active | 1105-20100 | SAH-Anesthesiology | Vaporizer | SAH | SAH
L41651 | Sevoflurane Vaporizer | 371341 | Draeger Medical Inc | Vapor 2000 | Vapor 2000 | 06/05/2019 | LS | High Risk | 1105-33700 | SAH-MRI | Vaporizer | SAH | SAH
L41656 | 700 Series SCD | 452294 | Covidien (US) | 29525 | Kendall SCD 700 | 04/28/2016 | IU | Active | 1105-85160 | SAH-Sterile Processing | 260492803 | SAH | SAH
L41669 | Patient Warming System | 271227 | Stryker Medical | MA1200-PM | Mistral-Air | 10/19/2018 | IU | Active | 1105-13100 | SAH-Intensive Care Unit | LEASED | SAH | SAH
L41670 | Patient Repositioning System | 103635 | Sage Products Inc | 7455 | Prevalon AirTAP-bari | 08/08/2018 | IU | Active | 1105-12154 | SAH-Cardiovascular Tele PT3 | 260563269 | SAH | SAH
L41671 | Patient Repositioning System | 103635 | Sage Products Inc | 7455 | Prevalon AirTAP-bari | 08/08/2018 | IU | Active | 1105-34000 | SAH-Diagnostic Imaging | 260563269 | SAH | SAH
L41700 | 700 Series SCD | 452294 | Covidien (US) | 29525 | Kendall SCD 700 | 03/29/2019 | IU | Active | 1105-85160 | SAH-Sterile Processing | 260544840/EXCHA | SAH | SAH
L41701 | 700 Series SCD | 452294 | Covidien (US) | 29525 | Kendall SCD 700 | 03/29/2019 | IU | Active | 1105-85160 | SAH-Sterile Processing | 260544840/EXCHA | SAH | SAH
L41702 | 700 Series SCD | 452294 | Covidien (US) | 29525 | Kendall SCD 700 | 03/29/2019 | IU | Active | 1105-85160 | SAH-Sterile Processing | 260544840/EXCHA | SAH | SAH
L41703 | 700 Series SCD | 452294 | Covidien (US) | 29525 | Kendall SCD 700 | 03/29/2019 | IU | Active | 1105-85160 | SAH-Sterile Processing | 260544840/EXCHA | SAH | SAH
L41710 | Peripheral Endovascular System | 451188 | EKOS Corp | PT3B | Ekosonic MACH4 | 03/19/2015 | IU | Active | 1105-30610 | SAH-Cardiac Cath Lab | 260426913 | SAH | SAH
L41711 | Peripheral Endovascular System | 451188 | EKOS Corp | PT3B | Ekosonic MACH4 | 10/02/2008 | IU | Active | 1105-30610 | SAH-Cardiac Cath Lab | 000 | SAH | SAH
L41717 | 700 Series SCD | 452294 | Covidien (US) | 29525 | Kendall SCD 700 | 03/29/2019 | IU | Active | 1105-85160 | SAH-Sterile Processing | 260544840/EXCHA | SAH | SAH
L41718 | 700 Series SCD | 452294 | Covidien (US) | 29525 | Kendall SCD 700 | 03/29/2019 | IU | Active | 1105-85160 | SAH-Sterile Processing | 260544840/EXCHA | SAH | SAH
L41720 | 700 Series SCD | 452294 | Covidien (US) | 29525 | Kendall SCD 700 | 03/29/2019 | IU | Active | 1105-85160 | SAH-Sterile Processing | 260544840/EXCHA | SAH | SAH
L41723 | 700 Series SCD | 452294 | Covidien (US) | 29525 | Kendall SCD 700 | 03/29/2019 | MI | Missing | 1105-85160 | SAH-Sterile Processing | 260544840/EXCHA | SAH | SAH
L41724 | 700 Series SCD | 452294 | Covidien (US) | 29525 | Kendall SCD 700 | 03/29/2019 | IU | Active | 1105-85160 | SAH-Sterile Processing | 260544840/EXCHA | SAH | SAH
L41727 | 700 Series SCD | 452294 | Covidien (US) | 29525 | Kendall SCD 700 | 03/29/2019 | MI | Missing | 1105-85160 | SAH-Sterile Processing | 260544840/EXCHA | SAH | SAH
L41735 | 700 Series SCD | 452294 | Covidien (US) | 29525 | Kendall SCD 700 | 05/24/2017 | IU | Active | 1105-85160 | SAH-Sterile Processing | LEASED | SAH | SAH
L41745 | Patient Repositioning System | 103635 | Sage Products Inc | 7455 | Prevalon AirTAP-bari | 06/18/2019 | MI | Missing | 1105-13102 | SAH-Intensive Care Unit II 3NW | LEASED | SAH | SAH
L41747 | Sevoflurane Vaporizer | 351254 | Datex-Ohmeda Inc Div GE Health | Tec 7-SEVO | Tec 7-SEVO | 07/23/2019 | LS | High Risk | 1105-20100 | SAH-Anesthesiology | LEASE | SAH | SAH
L41748 | Sevoflurane Vaporizer | 351254 | Datex-Ohmeda Inc Div GE Health | Tec 7-SEVO | Tec 7-SEVO | 07/23/2019 | LS | High Risk | 1105-20100 | SAH-Anesthesiology | LEASE | SAH | SAH
L41750 | Sevoflurane Vaporizer | 351254 | Datex-Ohmeda Inc Div GE Health | Tec 7-SEVO | Tec 7-SEVO | 07/23/2019 | LS | High Risk | 1105-20100 | SAH-Anesthesiology | LEASE | SAH | SAH
L41751 | Desflurane Vaporizer | 351254 | Datex-Ohmeda Inc Div GE Health | TEC 6 PLUS | Tec 6 Plus | 07/23/2019 | LS | High Risk | 1105-20100 | SAH-Anesthesiology | LEASE | SAH | SAH
L41752 | Desflurane Vaporizer | 351254 | Datex-Ohmeda Inc Div GE Health | TEC 6 PLUS | Tec 6 Plus | 07/23/2019 | LS | High Risk | 1105-20100 | SAH-Anesthesiology | LEASE | SAH | SAH
L41753 | Desflurane Vaporizer | 351254 | Datex-Ohmeda Inc Div GE Health | TEC 6 PLUS | Tec 6 Plus | 07/23/2019 | LS | High Risk | 1105-20100 | SAH-Anesthesiology | LEASE | SAH | SAH
L41772 | Sequential Compression Device | 452204 | DJO Global Inc | 30B | Venaflow Elite Syste | 09/27/2019 | IU | Active | 1730-21100 | SAH-CARIL Surgery Center | LEASE | SAH | SAH
L41802 | 700 Series SCD | 452294 | Covidien (US) | 29525 | Kendall SCD 700 | 04/28/2016 | IU | Active | 1105-85160 | SAH-Sterile Processing | 260492803 | SAH | SAH
L41813 | Arthroscopic Shaver System | 270765 | Smith & Nephew Inc Endoscopy D | 72200873 | Dyonics Power Shaver | 10/07/2019 | IU | Active | 1730-21100 | SAH-CARIL Surgery Center | LEASE | SAH | SAH
L41814 | Arthroscopic Shaver System | 270765 | Smith & Nephew Inc Endoscopy D | 72200873 | Dyonics Power Shaver | 10/07/2019 | IU | Active | 1730-21100 | SAH-CARIL Surgery Center | LEASE | SAH | SAH
L41818 | 4K Video Monitor | 182624 | Sony Electronics Inc Medical S | LMD-X2705MD | LMD-X2705MD | 10/10/2019 | IU | Active | 1730-21100 | SAH-CARIL Surgery Center | LEASED | SAH | SAH
L41819 | Endo Video Cart | 270765 | Smith & Nephew Inc Endoscopy D | KU.5512.800 | pro-cart 35E | 10/10/2019 | IU | Active | 1730-21100 | SAH-CARIL Surgery Center | LEASED | SAH | SAH
L41834 | 700 Series SCD | 452294 | Covidien (US) | 29525 | Kendall SCD 700 | 05/24/2017 | IU | Active | 1105-23100 | SAH-Emergency Service | LEASED | SAH | SAH
L41835 | 700 Series SCD | 452294 | Covidien (US) | 29525 | Kendall SCD 700 | 01/02/2017 | IU | Active | 1105-85160 | SAH-Sterile Processing | 260544840 | SAH | SAH
L41836 | Patient Repositioning System | 103635 | Sage Products Inc | 7455 | Prevalon AirTAP-bari | 10/22/2019 | IU | Active | 1105-30610 | SAH-Cardiac Cath Lab | 260722123 | SAH | SAH
L41837 | 700 Series SCD | 452294 | Covidien (US) | 29525 | Kendall SCD 700 | 04/28/2016 | IU | Active | 1105-85160 | SAH-Sterile Processing | 260492803 | SAH | SAH
L41843 | Blood Warmer | 418683 | Arizant Healthcare Inc | 245 | Ranger | 11/06/2019 | IU | Active | 1105-21100 | SAH-Surgery | 8110025021-SVC | SAH | SAH
L41844 | SCD Compression Unit | 108278 | medi USA LP | PCS15U1 | Brio | 09/08/2019 | IU | Active | 1105-39150 | SAH-Rehab Services OP SARC | LEASE | SAH | SAH
L41845 | 700 Series SCD | 452294 | Covidien (US) | 29525 | Kendall SCD 700 | 03/02/2017 | IU | Active | 1105-23100 | SAH-Emergency Service | 260560858 | SAH | SAH
L41846 | 700 Series SCD | 452294 | Covidien (US) | 29525 | Kendall SCD 700 | 03/02/2017 | MI | Missing | 1105-23100 | SAH-Emergency Service | 260560858 | SAH | SAH
L41848 | 700 Series SCD | 452294 | Covidien (US) | 29525 | Kendall SCD 700 | 01/02/2017 | IU | Active | 1105-85160 | SAH-Sterile Processing | 260544840 | SAH | SAH
L41852 | SCD Compression Unit | 108278 | medi USA LP | PCS15U1 | Brio | 09/20/2019 | IU | Active | 1105-39155 | SAH-Rehab O/P Clinic Sports Med | NH494440/XCHANG | SAH | SAH
L41853 | Compression Unit | V10002 | VES Sports | VES-5200 | VES 5200 | 02/13/2015 | IU | Active | 1105-39155 | SAH-Rehab O/P Clinic Sports Med | N/A-LEASED | SAH | SAH
L41855 | Arthroscopy Pump | 270765 | Smith & Nephew Inc Endoscopy D | 72204968 | GoFlow Pump | 03/28/2022 | IU | Active | 1730-21100 | SAH-CARIL Surgery Center | LEASE | SAH | SAH
L41856 | Arthroscopic Shaver System | 270765 | Smith & Nephew Inc Endoscopy D | 72200873 | Dyonics Power Shaver | 05/19/2021 | IU | Active | 1730-21100 | SAH-CARIL Surgery Center | LEASE | SAH | SAH
L41859 | Sequential Compression Device | 452204 | DJO Global Inc | 30B | Venaflow Elite Syste | 09/27/2019 | IU | Active | 1730-21100 | SAH-CARIL Surgery Center | vendor exchange | SAH | SAH
L41860 | Sequential Compression Device | 452204 | DJO Global Inc | 30B | Venaflow Elite Syste | 05/27/2021 | IU | Active | 1730-21100 | SAH-CARIL Surgery Center | LEASE | SAH | SAH
L41861 | Sequential Compression Device | 452204 | DJO Global Inc | 30B | Venaflow Elite Syste | 05/27/2021 | IU | Active | 1730-21100 | SAH-CARIL Surgery Center | lease | SAH | SAH
L41868 | 700 Series SCD | 452294 | Covidien (US) | 29525 | Kendall SCD 700 | 04/28/2016 | IU | Active | 1105-85160 | SAH-Sterile Processing | 260492803 | SAH | SAH
L41870 | Patient Repositioning System | 103635 | Sage Products Inc | 7455 | Prevalon AirTAP-bari | 01/07/2020 | IU | Active | 1105-21100 | SAH-Surgery | 260737222 | SAH | SAH
L41871 | Patient Repositioning System | 103635 | Sage Products Inc | 7455 | Prevalon AirTAP-bari | 01/07/2020 | IU | Active | 1105-21100 | SAH-Surgery | 260737222 | SAH | SAH
L41875 | TISSUE STIMULATION TENS UNIT | E10045 | EMSI | FLEX-IT | FLEX-IT | 01/13/2020 | IU | Active | 1105-39150 | SAH-Rehab Services OP SARC | LEASE | SAH | SAH
L41876 | TISSUE STIMULATION TENS UNIT | E10045 | EMSI | FLEX-IT | FLEX-IT | 01/13/2020 | IU | Active | 1105-39150 | SAH-Rehab Services OP SARC | LEASE | SAH | SAH
L41877 | Patient Repositioning System | 103635 | Sage Products Inc | 7455 | Prevalon AirTAP-bari | 01/23/2020 | IU | Active | 1105-21300 | SAH-Ambulatory Care Unit | 811027289-0-SVC | SAH | SAH
L41878 | Patient Repositioning System | 103635 | Sage Products Inc | 7455 | Prevalon AirTAP-bari | 01/23/2020 | IU | Active | 1105-21500 | SAH-PACU | 811027289-0-SVC | SAH | SAH
L41879 | Implantable Pacemaker Tester | 102698 | BIOTRONIK Inc | Renamic | Renamic | 02/11/2020 | IU | Active | 1105-30610 | SAH-Cardiac Cath Lab | LEASE | SAH | SAH
L41882 | 700 Series SCD | 452294 | Covidien (US) | 29525 | Kendall SCD 700 | 04/28/2016 | IU | Active | 1105-85160 | SAH-Sterile Processing | 260492803 | SAH | SAH
L41902 | Blood Warmer | 418683 | Arizant Healthcare Inc | 245 | Ranger | 04/07/2020 | IU | Active | 1105-13100 | SAH-Intensive Care Unit | 260750338 | SAH | SAH
L41905 | Fluid Warmer | 312330 | Ecolab Inc | ORS-2057D | ORS-2057D | 01/14/2011 | MI | Missing | 1105-21100 | SAH-Surgery | 000 | SAH | SAH
L41907 | Fluid Warmer | 312330 | Ecolab Inc | ORS-2057D | ORS-2057D | 11/23/2014 | IU | Active | 1105-21100 | SAH-Surgery | 000 | SAH | SAH
L41915 | 700 Series SCD | 452294 | Covidien (US) | 29525 | Kendall SCD 700 | 04/28/2016 | IU | Active | 1105-85160 | SAH-Sterile Processing | 260492803 | SAH | SAH
L41919 | 700 Series SCD | 452294 | Covidien (US) | 29525 | Kendall SCD 700 | 04/28/2016 | IU | Active | 1105-85160 | SAH-Sterile Processing | 260492803 | SAH | SAH
L41921 | 700 Series SCD | 452294 | Covidien (US) | 29525 | Kendall SCD 700 | 04/28/2016 | IU | Active | 1105-18100 | SAH-Orthopedics Unit | 260492803 | SAH | SAH
L41922 | 700 Series SCD | 452294 | Covidien (US) | 29525 | Kendall SCD 700 | 04/28/2016 | IU | Active | 1105-85160 | SAH-Sterile Processing | 260492803 | SAH | SAH
L41924 | 700 Series SCD | 452294 | Covidien (US) | 29525 | Kendall SCD 700 | 04/28/2016 | MI | Missing | 1105-85160 | SAH-Sterile Processing | 260492803 | SAH | SAH
L41927 | 700 Series SCD | 452294 | Covidien (US) | 29525 | Kendall SCD 700 | 04/28/2016 | IU | Active | 1105-85160 | SAH-Sterile Processing | 260492803 | SAH | SAH
L41928 | 700 Series SCD | 452294 | Covidien (US) | 29525 | Kendall SCD 700 | 04/28/2016 | IU | Active | 1105-85160 | SAH-Sterile Processing | 260492803 | SAH | SAH
L41929 | 700 Series SCD | 452294 | Covidien (US) | 29525 | Kendall SCD 700 | 01/02/2017 | IU | Active | 1105-85160 | SAH-Sterile Processing | 260544840 | SAH | SAH
L41930 | 700 Series SCD | 452294 | Covidien (US) | 29525 | Kendall SCD 700 | 01/02/2017 | IU | Active | 1105-85160 | SAH-Sterile Processing | 260544840 | SAH | SAH
L41931 | 700 Series SCD | 452294 | Covidien (US) | 29525 | Kendall SCD 700 | 04/28/2016 | IU | Active | 1105-85160 | SAH-Sterile Processing | 260492803 | SAH | SAH
L41932 | 700 Series SCD | 452294 | Covidien (US) | 29525 | Kendall SCD 700 | 04/28/2016 | IU | Active | 1105-85160 | SAH-Sterile Processing | 260492803 | SAH | SAH
L41934 | 700 Series SCD | 452294 | Covidien (US) | 29525 | Kendall SCD 700 | 04/28/2016 | IU | Active | 1105-85160 | SAH-Sterile Processing | 260492803 | SAH | SAH
L41935 | Readybath Intelligent 28 Slot | 103625 | Medline Industries Inc | MSCWARMER28S | Readybath | 07/25/2020 | 04 | Inventory | 1105-23100 | SAH-Emergency Service | Leased | SAH | SAH
L41936 | 700 Series SCD | 452294 | Covidien (US) | 29525 | Kendall SCD 700 | 07/28/2020 | IU | Active | 1105-10000 | SAH-Nursing Administration | 260544840 | SAH | SAH
L41937 | 700 Series SCD | 452294 | Covidien (US) | 29525 | Kendall SCD 700 | 04/28/2016 | IU | Active | 1105-85160 | SAH-Sterile Processing | 260492803 | SAH | SAH
L41940 | Cell Saver Autotranfusion Unit | 102265 | Haemonetics Corp | CSE-EW-US | Cell Saver Elite+ | 03/02/2022 | IU | Active | 1105-21100 | SAH-Surgery | LEASE | SAH | SAH
L41941 | Blood Gas Analyzer | 101928 | Radiometer America Inc | ABL90 Plus | ABL90 FLEX Plus | 12/02/2020 | IU | Active | 1105-31000 | SAH-Laboratory Services | LEASE | SAH | SAH
L41942 | Blood Gas Analyzer | 101928 | Radiometer America Inc | ABL90 Plus | ABL90 FLEX Plus | 12/02/2020 | IU | Active | 1105-31000 | SAH-Laboratory Services | LEASE | SAH | SAH
L41943 | Blood Gas Analyzer | 101928 | Radiometer America Inc | ABL90 Plus | ABL90 FLEX Plus | 12/02/2020 | IU | Active | 1105-31000 | SAH-Laboratory Services | LEASE | SAH | SAH
L41944 | Sevoflurane Vaporizer | 351254 | Datex-Ohmeda Inc Div GE Health | Tec 7-SEVO | Tec 7-SEVO | 08/25/2020 | LS | High Risk | 1105-20100 | SAH-Anesthesiology | 811028326-0-SVC | SAH | SAH
L41945 | Desflurane Vaporizer | 351254 | Datex-Ohmeda Inc Div GE Health | TEC 6 PLUS | Tec 6 Plus | 08/25/2020 | LS | High Risk | 1105-20100 | SAH-Anesthesiology | 811028326-0-SVC | SAH | SAH
L41946 | Sevoflurane Vaporizer | 351254 | Datex-Ohmeda Inc Div GE Health | Tec 7-SEVO | Tec 7-SEVO | 08/25/2020 | LS | High Risk | 1105-20100 | SAH-Anesthesiology | 811028326-0-SVC | SAH | SAH
L41947 | Desflurane Vaporizer | 351254 | Datex-Ohmeda Inc Div GE Health | TEC 6 PLUS | Tec 6 Plus | 08/25/2020 | LS | High Risk | 1105-20100 | SAH-Anesthesiology | 811028326-0-SVC | SAH | SAH
L41951 | Readybath Intelligent 14 Slot | 103625 | Medline Industries Inc | MSCWARMER14S | Readybath | 09/11/2020 | 04 | Inventory | 1105-10000 | SAH-Nursing Administration | LEASE | SAH | SAH
L41952 | Readybath Intelligent 14 Slot | 103625 | Medline Industries Inc | MSCWARMER14S | Readybath | 09/11/2020 | 04 | Inventory | 1105-10000 | SAH-Nursing Administration | LEASE | SAH | SAH
L41954 | Readybath Intelligent 14 Slot | 103625 | Medline Industries Inc | MSCWARMER14S | Readybath | 09/11/2020 | 04 | Inventory | 1105-10000 | SAH-Nursing Administration | LEASE | SAH | SAH
L41955 | Readybath Intelligent 14 Slot | 103625 | Medline Industries Inc | MSCWARMER14S | Readybath | 09/11/2020 | 04 | Inventory | 1105-10000 | SAH-Nursing Administration | LEASE | SAH | SAH
L41956 | Readybath Intelligent 14 Slot | 103625 | Medline Industries Inc | MSCWARMER14S | Readybath | 09/11/2020 | 04 | Inventory | 1105-10000 | SAH-Nursing Administration | LEASE | SAH | SAH
L41957 | Readybath Intelligent 14 Slot | 103625 | Medline Industries Inc | MSCWARMER14S | Readybath | 09/11/2020 | 04 | Inventory | 1105-10000 | SAH-Nursing Administration | LEASE | SAH | SAH
L41958 | Readybath Intelligent 24 Slot | 103625 | Medline Industries Inc | MSCWARMER24S | Readybath | 09/11/2020 | 04 | Inventory | 1105-10000 | SAH-Nursing Administration | LEASE | SAH | SAH
L41959 | Readybath Intelligent 14 Slot | 103625 | Medline Industries Inc | MSCWARMER14S | Readybath | 09/11/2020 | 04 | Inventory | 1105-10000 | SAH-Nursing Administration | LEASE | SAH | SAH
L41960 | Readybath Intelligent 14 Slot | 103625 | Medline Industries Inc | MSCWARMER14S | Readybath | 09/11/2020 | 04 | Inventory | 1105-10000 | SAH-Nursing Administration | LEASE | SAH | SAH
L41961 | Readybath Intelligent 14 Slot | 103625 | Medline Industries Inc | MSCWARMER14S | Readybath | 09/11/2020 | 04 | Inventory | 1105-10000 | SAH-Nursing Administration | LEASE | SAH | SAH
L41963 | Readybath Intelligent 24 Slot | 103625 | Medline Industries Inc | MSCWARMER24S | Readybath | 09/11/2020 | 04 | Inventory | 1105-10000 | SAH-Nursing Administration | LEASE | SAH | SAH
L41964 | Readybath Intelligent 24 Slot | 103625 | Medline Industries Inc | MSCWARMER24S | Readybath | 09/11/2020 | 04 | Inventory | 1105-10000 | SAH-Nursing Administration | LEASE | SAH | SAH
L41965 | Readybath Intelligent 24 Slot | 103625 | Medline Industries Inc | MSCWARMER24S | Readybath | 09/11/2020 | 04 | Inventory | 1105-10000 | SAH-Nursing Administration | LEASE | SAH | SAH
L41966 | Readybath Intelligent 24 Slot | 103625 | Medline Industries Inc | MSCWARMER24S | Readybath | 09/11/2020 | 04 | Inventory | 1105-10000 | SAH-Nursing Administration | LEASE | SAH | SAH
L41967 | Readybath Intelligent 24 Slot | 103625 | Medline Industries Inc | MSCWARMER24S | Readybath | 09/11/2020 | 04 | Inventory | 1105-10000 | SAH-Nursing Administration | LEASE | SAH | SAH
L41968 | Readybath Intelligent 24 Slot | 103625 | Medline Industries Inc | MSCWARMER24S | Readybath | 09/11/2020 | 04 | Inventory | 1105-10000 | SAH-Nursing Administration | LEASE | SAH | SAH
L41969 | Readybath Intelligent 24 Slot | 103625 | Medline Industries Inc | MSCWARMER24S | Readybath | 09/11/2020 | 04 | Inventory | 1105-10000 | SAH-Nursing Administration | LEASE | SAH | SAH
L41974 | 700 Series SCD | 452294 | Covidien (US) | 29525 | Kendall SCD 700 | 05/24/2017 | IU | Active | 1105-23100 | SAH-Emergency Service | LEASED | SAH | SAH
L41975 | Patient Warming System | 271227 | Stryker Medical | MA1200-PM | Mistral-Air | 12/07/2020 | IU | Active | 1730-21100 | SAH-CARIL Surgery Center | 260618584 | SAH | SAH
L41976 | Patient Warming System | 271227 | Stryker Medical | MA1200-PM | Mistral-Air | 12/07/2020 | IU | Active | 1730-21100 | SAH-CARIL Surgery Center | 260618584 | SAH | SAH
L41977 | Patient Warming System | 271227 | Stryker Medical | MA1200-PM | Mistral-Air | 12/07/2020 | IU | Active | 1730-21100 | SAH-CARIL Surgery Center | 260618584 | SAH | SAH
L41978 | Patient Warming System | 271227 | Stryker Medical | MA1200-PM | Mistral-Air | 12/07/2020 | IU | Active | 1730-21100 | SAH-CARIL Surgery Center | 260618584 | SAH | SAH
L41979 | Patient Warming System | 271227 | Stryker Medical | MA1200-PM | Mistral-Air | 12/07/2020 | IU | Active | 1730-21100 | SAH-CARIL Surgery Center | 260618584 | SAH | SAH
L41980 | Readybath Intelligent 24 Slot | 103625 | Medline Industries Inc | MSCWARMER24S | Readybath | 11/17/2020 | 04 | Inventory | 1105-12510 | SAH-Cardiac Medical I (3SW) | LEASE | SAH | SAH
L41983 | Readybath Intelligent 24 Slot | 103625 | Medline Industries Inc | MSCWARMER24S | Readybath | 11/20/2020 | 04 | Inventory | 1105-23100 | SAH-Emergency Service | LEASE | SAH | SAH
L41985 | thrombectomy Aspiration System | 452859 | Penumbra Inc | PMXENGN | Penumbra Engine | 01/07/2021 | IU | Active | 1105-34000 | SAH-Diagnostic Imaging | LEASE | SAH | SAH
L41988 | Readybath Intelligent 28 Slot | 103625 | Medline Industries Inc | MSCWARMER28S | Readybath | 03/11/2021 | 04 | Inventory | 1105-13100 | SAH-Intensive Care Unit | LEASE | SAH | SAH
L41990 | Patient Repositioning System | 103635 | Sage Products Inc | 7455 | Prevalon AirTAP-bari | 03/15/2021 | IU | Active | 1105-21100 | SAH-Surgery | 260737222 | SAH | SAH
L41995 | Blood Bank Analyzer Blood | 104855 | Immucor Inc | ECHO LUMENA | ECHO LUMENA | 04/20/2021 | IU | Active | 1105-31100 | SAH-Blood Services | LEASE | SAH | SAH
L41996 | Intravascular Lithotripsy | 530233 | Shockwave Medical Inc | 825D | Lithoplasty Generato | 05/07/2021 | IU | Active | 1105-30610 | SAH-Cardiac Cath Lab | LEASE | SAH | SAH
L41997 | Patient Repositioning System | 103635 | Sage Products Inc | 7455 | Prevalon AirTAP-bari | 05/18/2021 | IU | Active | 1105-21100 | SAH-Surgery | 260737222 | SAH | SAH
L41998 | IPGs Programing System | 107135 | Boston Scientific Corp | 3300 | Latitude Vision | 05/27/2021 | IU | Active | 1105-30610 | SAH-Cardiac Cath Lab | LEASE | SAH | SAH
L42001 | 700 Series SCD | 452294 | Covidien (US) | 29525 | Kendall SCD 700 | 01/02/2017 | IU | Active | 1105-85160 | SAH-Sterile Processing | 260544840 | SAH | SAH
L42016 | Ureteroscope Workstation | 107135 | Boston Scientific Corp | LithoVue | LithoVue Touch PC | 07/16/2021 | IU | Active | 1105-21100 | SAH-Surgery | Leased | SAH | SAH
L42023 | Fluid Exchanger/Heater | 312187 | Fresenius Medical Care North A | 180343 | Liberty Select | 08/12/2021 | IU | Active | 1105-32100 | SAH-Hemodialysis | LEASE | SAH | SAH
L42030 | 700 Series SCD | 452294 | Covidien (US) | 29525 | Kendall SCD 700 | 04/28/2016 | IU | Active | 1105-85160 | SAH-Sterile Processing | 260492803 | SAH | SAH
L42033 | I-Stat Downloader/Charger | 450992 | Abbott Point of Care Div | DRC-300 | DRC-300 | 08/24/2021 | 04 | Inventory | 1105-31350 | SAH-Point of Care Testing (POCT) 3rd | LOANER | SAH | SAH
L42034 | I-Stat Downloader/Charger | 450992 | Abbott Point of Care Div | DRC-300 | DRC-300 | 08/20/2021 | 04 | Inventory | 1105-31350 | SAH-Point of Care Testing (POCT) 3rd | LEASE | SAH | SAH
L42036 | Sevoflurane Vaporizer | 351254 | Datex-Ohmeda Inc Div GE Health | Tec 7-SEVO | Tec 7-SEVO | 08/24/2021 | LS | High Risk | 1105-20100 | SAH-Anesthesiology | LEASED | SAH | SAH
L42047 | Ahesives, Aerosol | 107410 | Micromedics Inc | DuploSpray MIS | DuploSpray MIS | 09/15/2021 | IU | Active | 1105-21100 | SAH-Surgery | LEASE | SAH | SAH
L42048 | Ahesives, Aerosol | 107410 | Micromedics Inc | DuploSpray MIS | DuploSpray MIS | 09/01/2020 | IU | Active | 1105-21100 | SAH-Surgery | 260774769 | SAH | SAH
L42049 | Interrogate Program Pacemakers | 101809 | Medtronic Inc | 24967 | Carelink Express | 09/17/2021 | 04 | Inventory | 1105-30610 | SAH-Cardiac Cath Lab | Leased | SAH | SAH
L42052 | Interrogate Program Pacemakers | 101809 | Medtronic Inc | 24967 | Carelink Express | 10/12/2021 | 04 | Inventory | 1105-13100 | SAH-Intensive Care Unit | Leased | SAH | SAH
L42053 | Interrogate Program Pacemakers | 101809 | Medtronic Inc | 24967 | Carelink Express | 10/12/2021 | 04 | Inventory | 1105-12510 | SAH-Cardiac Medical I (3SW) | LEASED | SAH | SAH
L42054 | Interrogate Program Pacemakers | 101809 | Medtronic Inc | 24967 | Carelink Express | 10/12/2021 | 04 | Inventory | 1105-30610 | SAH-Cardiac Cath Lab | Leased | SAH | SAH
L42055 | Interrogate Program Pacemakers | 101809 | Medtronic Inc | 24967 | Carelink Express | 10/12/2021 | 04 | Inventory | 1105-12154 | SAH-Cardiovascular Tele PT3 | Leased | SAH | SAH
L42060 | 700 Series SCD | 452294 | Covidien (US) | 29525 | Kendall SCD 700 | 04/28/2016 | IU | Active | 1105-85160 | SAH-Sterile Processing | 260492803 | SAH | SAH
L42061 | Saline Infusion Pump | 452998 | Cardiovascular Systems Inc | SIP 3000 | SIP 3000 | 11/01/2021 | IU | Active | 1105-30610 | SAH-Cardiac Cath Lab | LEASE | SAH | SAH
L42065 | Relign RF Arthroscopic System | 482759 | Zimmer Biomet | R-10001 | Relign Tricera | 06/10/2022 | IU | Active | 1105-21100 | SAH-Surgery | Leased | SAH | SAH
L42066 | Relign RF Arthroscopic System | 482759 | Zimmer Biomet | R-10001 | Relign Tricera | 06/29/2022 | IU | Active | 1105-21100 | SAH-Surgery | Leased | SAH | SAH
L42067 | HD Image Management System | 270765 | Smith & Nephew Inc Endoscopy D | 72204668 | 660HD-E | 02/22/2023 | MI | Missing | 1730-21100 | SAH-CARIL Surgery Center | Leased | SAH | SAH
L42069 | 700 Series SCD | 452294 | Covidien (US) | 29525 | Kendall SCD 700 | 03/29/2019 | IU | Active | 1105-85160 | SAH-Sterile Processing | 260544840/EXCHA | SAH | SAH
L42070 | Sequential Circulator | 160973 | Bio Compression Systems Inc | SC-2004 | SC-2004 | 04/03/2014 | IU | Active | 1105-39155 | SAH-Rehab O/P Clinic Sports Med | Leased | SAH | SAH
L42071 | 700 Series SCD | 452294 | Covidien (US) | 29525 | Kendall SCD 700 | 04/28/2016 | IU | Active | 1105-85160 | SAH-Sterile Processing | 260492803 | SAH | SAH
L42072 | 700 Series SCD | 452294 | Covidien (US) | 29525 | Kendall SCD 700 | 04/28/2016 | IU | Active | 1105-85160 | SAH-Sterile Processing | 260492803 | SAH | SAH
L42074 | Cell Saver Autotranfusion Unit | 102265 | Haemonetics Corp | CSE-EW-US | Cell Saver Elite+ | 11/02/2021 | IU | Active | 1105-21100 | SAH-Surgery | Leased | SAH | SAH
L42075 | Cell Saver Autotranfusion Unit | 102265 | Haemonetics Corp | CSE-EW-US | Cell Saver Elite+ | 11/16/2021 | IU | Active | 1105-21100 | SAH-Surgery | Leased | SAH | SAH
L42079 | 700 Series SCD | 452294 | Covidien (US) | 29525 | Kendall SCD 700 | 04/28/2016 | IU | Active | 1105-85160 | SAH-Sterile Processing | 260492803 | SAH | SAH
L42080 | Desflurane Vaporizer | 351254 | Datex-Ohmeda Inc Div GE Health | TEC 6 PLUS | Tec 6 Plus | 11/10/2021 | LS | High Risk | 1105-20100 | SAH-Anesthesiology | LEASE | SAH | SAH
L42081 | 700 Series SCD | 452294 | Covidien (US) | 29525 | Kendall SCD 700 | 03/02/2017 | IU | Active | 1105-23100 | SAH-Emergency Service | 260560858 | SAH | SAH
L42082 | 700 Series SCD | 452294 | Covidien (US) | 29525 | Kendall SCD 700 | 03/02/2017 | IU | Active | 1105-23100 | SAH-Emergency Service | 260560858 | SAH | SAH
L42083 | Autoalogis Platlet Separator | 457396 | Terumo BCT Inc Div Terumo Corp | SMP2-115 | Harvest SmartPrep 2 | 11/19/2021 | IU | Active | 1105-21100 | SAH-Surgery | LEASE | SAH | SAH
L42084 | 700 Series SCD | 452294 | Covidien (US) | 29525 | Kendall SCD 700 | 04/28/2016 | IU | Active | 1105-85160 | SAH-Sterile Processing | 260492803 | SAH | SAH
L42086 | 700 Series SCD | 452294 | Covidien (US) | 29525 | Kendall SCD 700 | 04/28/2016 | IU | Active | 1105-85160 | SAH-Sterile Processing | 260492803 | SAH | SAH
L42087 | 700 Series SCD | 452294 | Covidien (US) | 29525 | Kendall SCD 700 | 04/28/2016 | IU | Active | 1105-85160 | SAH-Sterile Processing | 260492803 | SAH | SAH
L42089 | 700 Series SCD | 452294 | Covidien (US) | 29525 | Kendall SCD 700 | 08/02/2018 | IU | Active | 1105-21500 | SAH-PACU | LEASED | SAH | SAH
L42090 | 700 Series SCD | 452294 | Covidien (US) | 29525 | Kendall SCD 700 | 04/28/2016 | IU | Active | 1105-85160 | SAH-Sterile Processing | 260492803 | SAH | SAH
L42091 | 700 Series SCD | 452294 | Covidien (US) | 29525 | Kendall SCD 700 | 04/28/2016 | IU | Active | 1105-85160 | SAH-Sterile Processing | 260492803 | SAH | SAH
L42092 | 700 Series SCD | 452294 | Covidien (US) | 29525 | Kendall SCD 700 | 04/28/2016 | IU | Active | 1105-85160 | SAH-Sterile Processing | 260492803 | SAH | SAH
L42094 | 700 Series SCD | 452294 | Covidien (US) | 29525 | Kendall SCD 700 | 04/28/2016 | IU | Active | 1105-85160 | SAH-Sterile Processing | 260492803 | SAH | SAH
L42095 | 700 Series SCD | 452294 | Covidien (US) | 29525 | Kendall SCD 700 | 04/28/2016 | IU | Active | 1105-85160 | SAH-Sterile Processing | 260492803 | SAH | SAH
L42097 | Patient Repositioning System | 103635 | Sage Products Inc | 7455 | Prevalon AirTAP-bari | 12/15/2021 | IU | Active | 1105-21100 | SAH-Surgery | LEASE | SAH | SAH
L42099 | 700 Series SCD | 452294 | Covidien (US) | 29525 | Kendall SCD 700 | 04/28/2016 | IU | Active | 1105-85160 | SAH-Sterile Processing | 260492803 | SAH | SAH
L42100 | Bipolar RF Controller | 270765 | Smith & Nephew Inc Endoscopy D | RF20000 | Werewolf+ Coblation | 12/22/2021 | IU | Active | 1105-21100 | SAH-Surgery | LEASED | SAH | SAH
L42101 | Bipolar RF Controller | 270765 | Smith & Nephew Inc Endoscopy D | RF20000 | Werewolf+ Coblation | 12/22/2021 | IU | Active | 1105-21100 | SAH-Surgery | LEASED | SAH | SAH
L42102 | 700 Series SCD | 452294 | Covidien (US) | 29525 | Kendall SCD 700 | 04/28/2016 | IU | Active | 1105-85160 | SAH-Sterile Processing | 260492803 | SAH | SAH
L42103 | Sevoflurane Vaporizer | 351254 | Datex-Ohmeda Inc Div GE Health | Tec 7-SEVO | Tec 7-SEVO | 01/25/2022 | LS | High Risk | 1105-20100 | SAH-Anesthesiology | LEASE | SAH | SAH
L42104 | Microbiological Analyzer | 392143 | BD Diagnostic Systems Div BD | 250107 | BD Affirm VP III | 01/28/2022 | IU | Active | 1105-31000 | SAH-Laboratory Services | EXCHANGE | SAH | SAH
L42105 | Sevoflurane Vaporizer | 351254 | Datex-Ohmeda Inc Div GE Health | Tec 7-SEVO | Tec 7-SEVO | 02/02/2022 | LS | High Risk | 1105-20100 | SAH-Anesthesiology | LEASE | SAH | SAH
L42109 | Ahesives, Aerosol | 107410 | Micromedics Inc | DuploSpray MIS | DuploSpray MIS | 03/28/2022 | MI | Missing | 1105-21100 | SAH-Surgery | LEASE | SAH | SAH
L42112 | Surgical Navigational Platform | 441867 | Stryker Navigation Div Stryker | 7700-601-000 | NAV3 | 08/04/2022 | IU | Active | 1105-21100 | SAH-Surgery | LEASE | SAH | SAH
L42115 | 700 Series SCD | 452294 | Covidien (US) | 29525 | Kendall SCD 700 | 01/02/2017 | IU | Active | 1105-85160 | SAH-Sterile Processing | 260544840 | SAH | SAH
L42116 | Microbiological Analyzer | 392143 | BD Diagnostic Systems Div BD | 250100 | BD Affirm VP III | 04/25/2022 | IU | Active | 1105-31000 | SAH-Laboratory Services | LEASE | SAH | SAH
L42124 | Surgical Instrument Controller | 107536 | Stryker Endoscopy | 5400-052-000 | CORE 2 | 05/12/2022 | IU | Active | 1105-21100 | SAH-Surgery | LEASE | SAH | SAH
L42125 | Surgical Instrument Controller | 107536 | Stryker Endoscopy | 5400-052-000 | CORE 2 | 05/12/2022 | IU | Active | 1105-21100 | SAH-Surgery | LEASE | SAH | SAH
L42126 | Surgical Instrument Controller | 107536 | Stryker Endoscopy | 5400-052-000 | CORE 2 | 05/12/2022 | IU | Active | 1105-21100 | SAH-Surgery | LEASE | SAH | SAH
L42127 | Surgical Instrument Controller | 107536 | Stryker Endoscopy | 5400-052-000 | CORE 2 | 05/12/2022 | IU | Active | 1105-21100 | SAH-Surgery | LEASE | SAH | SAH
L42128 | Surgical Instrument Controller | 107536 | Stryker Endoscopy | 5400-052-000 | CORE 2 | 05/12/2022 | IU | Active | 1105-21100 | SAH-Surgery | LEASE | SAH | SAH
L42130 | Readybath Intelligent 24 Slot | 103625 | Medline Industries Inc | MSCWARMER24S | Readybath | 05/27/2022 | 04 | Inventory | 1105-12250 | SAH-Med/Surg/Tele Unit AT5 | LEASE | SAH | SAH
L42131 | Readybath Intelligent 28 Slot | 103625 | Medline Industries Inc | MSCWARMER28S | Readybath | 05/16/2022 | 04 | Inventory | 1105-18100 | SAH-Orthopedics Unit | LEASE | SAH | SAH
L42132 | Readybath Intelligent 24 Slot | 103625 | Medline Industries Inc | MSCWARMER24S | Readybath | 05/12/2022 | 04 | Inventory | 1105-18100 | SAH-Orthopedics Unit | LEASE | SAH | SAH
L42134 | Readybath Intelligent 28 Slot | 103625 | Medline Industries Inc | MSCWARMER28S | Readybath | 05/13/2022 | 04 | Inventory | 1105-12245 | SAH-Oncology Unit AT6 | LEASE | SAH | SAH
L42136 | Patient Warming System | 271227 | Stryker Medical | MA1200-PM | Mistral-Air | 06/23/2022 | IU | Active | 1105-21100 | SAH-Surgery | LEASE | SAH | SAH
L42138 | Patient Management System | 546728 | Abbott Cardiac Arrhythmias and | EX1100 | Merlin@Home | 06/23/2022 | 04 | Inventory | 1105-12250 | SAH-Med/Surg/Tele Unit AT5 | LEASE | SAH | SAH
L42139 | Patient Repositioning System | 103635 | Sage Products Inc | 7455 | Prevalon AirTAP-bari | 08/08/2018 | IU | Active | 1105-88570 | SAH-Clinical Engineering | 260563269 | SAH | SAH
L42140 | Sevoflurane Vaporizer | 351254 | Datex-Ohmeda Inc Div GE Health | Tec 7-SEVO | Tec 7-SEVO | 08/15/2022 | LS | High Risk | 1105-20100 | SAH-Anesthesiology | LEASE | SAH | SAH
L42142 | Sevoflurane Vaporizer | 351254 | Datex-Ohmeda Inc Div GE Health | Tec 7-SEVO | Tec 7-SEVO | 08/15/2022 | LS | High Risk | 1105-20100 | SAH-Anesthesiology | LEASE | SAH | SAH
L42144 | Sevoflurane Vaporizer | 351254 | Datex-Ohmeda Inc Div GE Health | Tec 7-SEVO | Tec 7-SEVO | 08/15/2022 | LS | High Risk | 1105-20100 | SAH-Anesthesiology | LEASE | SAH | SAH
L42145 | Desflurane Vaporizer | 351254 | Datex-Ohmeda Inc Div GE Health | TEC 6 PLUS | Tec 6 Plus | 08/15/2022 | LS | High Risk | 1105-20100 | SAH-Anesthesiology | LEASED | SAH | SAH
L42146 | Sevoflurane Vaporizer | 351254 | Datex-Ohmeda Inc Div GE Health | Tec 7-SEVO | Tec 7-SEVO | 08/15/2022 | LS | High Risk | 1105-20100 | SAH-Anesthesiology | LEASE | SAH | SAH
L42147 | Desflurane Vaporizer | 351254 | Datex-Ohmeda Inc Div GE Health | TEC 6 PLUS | Tec 6 Plus | 08/15/2022 | LS | High Risk | 1105-20100 | SAH-Anesthesiology | LEASED | SAH | SAH
L42148 | Sevoflurane Vaporizer | 351254 | Datex-Ohmeda Inc Div GE Health | Tec 7-SEVO | Tec 7-SEVO | 08/15/2022 | LS | High Risk | 1105-20100 | SAH-Anesthesiology | LEASE | SAH | SAH
L42150 | Blood Warmer | 418683 | Arizant Healthcare Inc | 245 | Ranger | 08/19/2022 | IU | Active | 1105-21100 | SAH-Surgery | LEASE | SAH | SAH
L42152 | Fluid Warmer | 312330 | Ecolab Inc | ORS-2066R | ORS-2066R | 09/22/2022 | IU | Active | 1105-21100 | SAH-Surgery | LEASE | SAH | SAH
L42153 | Fluid Warmer | 312330 | Ecolab Inc | ORS-2057D | ORS-2057D | 09/22/2022 | IU | Active | 1105-21100 | SAH-Surgery | LEASE | SAH | SAH
L42154 | Patient Management System | 107135 | Boston Scientific Corp | 6299 | LATITUDE CONSULT WIA | 12/19/2022 | 04 | Inventory | 1105-12154 | SAH-Cardiovascular Tele PT3 | LEASE | SAH | SAH
L42155 | Irrigation Distention System | 106487 | Hologic Inc | FLT-100 | Fluent | 12/27/2022 | IU | Active | 1105-21100 | SAH-Surgery | LEASE | SAH | SAH
L42157 | Patient Repositioning System | 103635 | Sage Products Inc | 7455 | Prevalon AirTAP-bari | 03/28/2023 | IU | Active | 1105-21100 | SAH-Surgery | 260737222 | SAH | SAH
L42159 | Patient Warming System | 271227 | Stryker Medical | MA1200-PM | Mistral-Air | 09/20/2022 | IU | Active | 1105-13100 | SAH-Intensive Care Unit | 260618584 | SAH | SAH
L42162 | Readybath Intelligent 12 Slot | 103625 | Medline Industries Inc | MSCWARMER12S | INTELLIGENT WARMER | 12/19/2022 | 04 | Inventory | 1105-12250 | SAH-Med/Surg/Tele Unit AT5 | LEASE | SAH | SAH
L42163 | Scalp Cooling System | 510286 | Dignitana Inc | DigniCap Delta | DigniCap Delta | 09/25/2020 | IU | Active | 1105-37250 | SAH-Infusion Center | LEASED | SAH | SAH
L42164 | Blood Warmer | 418683 | Arizant Healthcare Inc | 245 | Ranger | 09/01/2020 | IU | Active | 1105-21100 | SAH-Surgery | 8110025021-SVC | SAH | SAH
L42165 | 700 Series SCD | 452294 | Covidien (US) | 29525 | Kendall SCD 700 | 10/06/2022 | IU | Active | 1105-85160 | SAH-Sterile Processing | 260492803 | SAH | SAH
L42167 | 700 Series SCD | 452294 | Covidien (US) | 29525 | Kendall SCD 700 | 01/02/2017 | IU | Active | 1105-85160 | SAH-Sterile Processing | 260544840 | SAH | SAH
L42168 | Patient Warming System | 271227 | Stryker Medical | MA1200-PM | Mistral-Air | 10/19/2022 | IU | Active | 1105-21100 | SAH-Surgery | LEASE | SAH | SAH
L42169 | Patient Warming System | 271227 | Stryker Medical | MA1200-PM | Mistral-Air | 10/19/2022 | IU | Active | 1105-21100 | SAH-Surgery | LEASE | SAH | SAH
L42170 | Patient Warming System | 271227 | Stryker Medical | MA1200-PM | Mistral-Air | 10/19/2022 | IU | Active | 1105-21100 | SAH-Surgery | LEASE | SAH | SAH
L42174 | Readybath Intelligent 28 Slot | 103625 | Medline Industries Inc | MSCWARMER28S | Readybath | 05/27/2022 | 04 | Inventory | 1105-12250 | SAH-Med/Surg/Tele Unit AT5 | LEASE | SAH | SAH
L42175 | 700 Series SCD | 452294 | Covidien (US) | 29525 | Kendall SCD 700 | 12/19/2022 | MI | Missing | 1105-21500 | SAH-PACU | 260898954 | SAH | SAH
L42176 | 700 Series SCD | 452294 | Covidien (US) | 29525 | Kendall SCD 700 | 12/19/2022 | MI | Missing | 1105-21500 | SAH-PACU | 260898954 | SAH | SAH
L42177 | 700 Series SCD | 452294 | Covidien (US) | 29525 | Kendall SCD 700 | 12/19/2022 | MI | Missing | 1105-21500 | SAH-PACU | 260898954 | SAH | SAH
L42178 | 700 Series SCD | 452294 | Covidien (US) | 29525 | Kendall SCD 700 | 12/19/2022 | IU | Active | 1105-21500 | SAH-PACU | 260898954 | SAH | SAH
L42179 | 700 Series SCD | 452294 | Covidien (US) | 29525 | Kendall SCD 700 | 12/19/2022 | IU | Active | 1105-21500 | SAH-PACU | 260898954 | SAH | SAH
L42180 | 700 Series SCD | 452294 | Covidien (US) | 29525 | Kendall SCD 700 | 12/19/2022 | IU | Active | 1105-21500 | SAH-PACU | 260898954 | SAH | SAH
L42181 | 700 Series SCD | 452294 | Covidien (US) | 29525 | Kendall SCD 700 | 12/19/2022 | IU | Active | 1105-21500 | SAH-PACU | 260898954 | SAH | SAH
L42182 | 700 Series SCD | 452294 | Covidien (US) | 29525 | Kendall SCD 700 | 12/19/2022 | IU | Active | 1105-21500 | SAH-PACU | 260898954 | SAH | SAH
L42183 | 700 Series SCD | 452294 | Covidien (US) | 29525 | Kendall SCD 700 | 12/19/2022 | IU | Active | 1105-21500 | SAH-PACU | 260898954 | SAH | SAH
L42184 | 700 Series SCD | 452294 | Covidien (US) | 29525 | Kendall SCD 700 | 12/19/2022 | IU | Active | 1105-21500 | SAH-PACU | 260898954 | SAH | SAH
L42185 | 700 Series SCD | 452294 | Covidien (US) | 29525 | Kendall SCD 700 | 12/19/2022 | IU | Active | 1105-21500 | SAH-PACU | 260898954 | SAH | SAH
L42186 | 700 Series SCD | 452294 | Covidien (US) | 29525 | Kendall SCD 700 | 12/19/2022 | IU | Active | 1105-21500 | SAH-PACU | 260898954 | SAH | SAH
L42187 | 700 Series SCD | 452294 | Covidien (US) | 29525 | Kendall SCD 700 | 12/19/2022 | IU | Active | 1105-21500 | SAH-PACU | 260898954 | SAH | SAH
L42188 | 700 Series SCD | 452294 | Covidien (US) | 29525 | Kendall SCD 700 | 12/19/2022 | IU | Active | 1105-21500 | SAH-PACU | 260898954 | SAH | SAH
L42189 | 700 Series SCD | 452294 | Covidien (US) | 29525 | Kendall SCD 700 | 12/19/2022 | IU | Active | 1105-21500 | SAH-PACU | 260898954 | SAH | SAH
L42190 | Fluid Exchanger/Heater | 312187 | Fresenius Medical Care North A | 180343 | Liberty Select | 12/27/2022 | IU | Active | 1105-32100 | SAH-Hemodialysis | LEASE | SAH | SAH
L42191 | 700 Series SCD | 452294 | Covidien (US) | 29525 | Kendall SCD 700 | 04/28/2016 | IU | Active | 1105-85160 | SAH-Sterile Processing | 260492803 | SAH | SAH
L42192 | Readybath Intelligent 28 Slot | 103625 | Medline Industries Inc | MSCWARMER28S | Readybath | 12/29/2022 | 04 | Inventory | 1105-12245 | SAH-Oncology Unit AT6 | LEASE | SAH | SAH
L42193 | Bipolar RF Controller | 270765 | Smith & Nephew Inc Endoscopy D | RF20000 | Werewolf+ Coblation | 01/24/2023 | MI | Missing | 1730-21100 | SAH-CARIL Surgery Center | LEASE | SAH | SAH
L42194 | Bipolar RF Controller | 270765 | Smith & Nephew Inc Endoscopy D | RF20000 | Werewolf+ Coblation | 01/24/2023 | IU | Active | 1730-21100 | SAH-CARIL Surgery Center | LEASE | SAH | SAH
L42195 | Readybath Intelligent 14 Slot | 103625 | Medline Industries Inc | MSCWARMER14S | Readybath | 01/31/2023 | 04 | Inventory | 1105-21300 | SAH-Ambulatory Care Unit | LEASE | SAH | SAH
L42196 | 700 Series SCD | 452294 | Covidien (US) | 29525 | Kendall SCD 700 | 11/08/2023 | IU | Active | 1105-85160 | SAH-Sterile Processing | 260492803 | SAH | SAH
L42197 | Readybath Intelligent 28 Slot | 103625 | Medline Industries Inc | MSCWARMER28S | Readybath | 03/15/2023 | 04 | Inventory | 1105-21300 | SAH-Ambulatory Care Unit | LEASE | SAH | SAH
L42198 | Urology Robotic Surgical Sys | 532180 | PROCEPT BioRobotics Corp | AB2000 | Aquabeam | 05/25/2023 | LS | High Risk | 1105-21100 | SAH-Surgery | PENDING | SAH | SAH
L42200 | Irrigation Distention System | 106487 | Hologic Inc | FLT-100 | Fluent | 07/20/2022 | IU | Active | 1105-21100 | SAH-Surgery | 826819934-0-SVC | SAH | SAH
L42201 | 700 Series SCD | 452294 | Covidien (US) | 29525 | Kendall SCD 700 | 04/28/2016 | IU | Active | 1105-85160 | SAH-Sterile Processing | 260492803 | SAH | SAH
L42202 | Patient Warming System | 271227 | Stryker Medical | MA1200-PM | Mistral-Air | 03/30/2023 | IU | Active | 1105-10000 | SAH-Nursing Administration | LEASE | SAH | SAH
L42203 | Patient Warming System | 271227 | Stryker Medical | MA1200-PM | Mistral-Air | 03/30/2023 | IU | Active | 1105-10000 | SAH-Nursing Administration | LEASE | SAH | SAH
L42204 | Patient Warming System | 271227 | Stryker Medical | MA1200-PM | Mistral-Air | 03/30/2023 | IU | Active | 1105-10000 | SAH-Nursing Administration | LEASE | SAH | SAH
L42205 | Patient Warming System | 271227 | Stryker Medical | MA1200-PM | Mistral-Air | 03/30/2023 | IU | Active | 1105-10000 | SAH-Nursing Administration | LEASE | SAH | SAH
L42206 | Patient Warming System | 271227 | Stryker Medical | MA1200-PM | Mistral-Air | 03/30/2023 | IU | Active | 1105-10000 | SAH-Nursing Administration | LEASE | SAH | SAH
L42207 | Patient Warming System | 271227 | Stryker Medical | MA1200-PM | Mistral-Air | 03/30/2023 | IU | Active | 1105-10000 | SAH-Nursing Administration | LEASE | SAH | SAH
L42211 | Microwave Ablation | 457034 | NeuWave Medical | Certus140 | Certus140 | 05/24/2023 | IU | Active | 1105-34000 | SAH-Diagnostic Imaging | LEASE | SAH | SAH
L42212 | Blood Warmer | 418683 | Arizant Healthcare Inc | 245 | Ranger | 11/06/2019 | IU | Active | 1105-21100 | SAH-Surgery | 8110025021-SVC | SAH | SAH
L42213 | thrombectomy Aspiration System | 452859 | Penumbra Inc | PMXENGN | Penumbra Engine | 03/08/2019 | IU | Active | 1105-30610 | SAH-Cardiac Cath Lab | 126027121-0-STK | SAH | SAH
L42214 | Blood Warmer | 418683 | Arizant Healthcare Inc | 245 | Ranger | 09/17/2019 | IU | Active | 1105-21100 | SAH-Surgery | 8110025021-SVC | SAH | SAH
L42215 | Blood Warmer | 418683 | Arizant Healthcare Inc | 245 | Ranger | 09/17/2019 | IU | Active | 1105-21100 | SAH-Surgery | 8110025021-SVC | SAH | SAH
L42216 | Patient Warming System | 271227 | Stryker Medical | MA1200-PM | Mistral-Air | 05/31/2018 | IU | Active | 1105-21100 | SAH-Surgery | 260618584 | SAH | SAH
L42217 | Patient Warming System | 271227 | Stryker Medical | MA1200-PM | Mistral-Air | 05/31/2018 | IU | Active | 1105-21100 | SAH-Surgery | 260618584 | SAH | SAH
L42219 | Blood Warmer | 418683 | Arizant Healthcare Inc | 245 | Ranger | 05/01/2021 | IU | Active | 1105-21100 | SAH-Surgery | LEASE | SAH | SAH
L42225 | Blood Warmer | 418683 | Arizant Healthcare Inc | 245 | Ranger | 11/06/2019 | IU | Active | 1105-21100 | SAH-Surgery | 8110025021-SVC | SAH | SAH
L42226 | Nitric Oxide Delivery Units | 571156 | VERO Biotech | GENOSYL DS | GENOSYL DS | 07/12/2023 | IU | Active | 1105-30610 | SAH-Cardiac Cath Lab | LEASE | SAH | SAH
L42227 | Nitric Oxide Delivery Units | 571156 | VERO Biotech | GENOSYL DS | GENOSYL DS | 07/12/2023 | IU | Active | 1105-30610 | SAH-Cardiac Cath Lab | LEASE | SAH | SAH
L42228 | IPGs Programing System | 107135 | Boston Scientific Corp | 3300 | Latitude | 09/25/2023 | 04 | Inventory | 1105-33700 | SAH-MRI | LEASE | SAH | SAH
L42229 | Interrogate Program Pacemakers | 101809 | Medtronic Inc | 24967 | Carelink Express | 10/11/2023 | 04 | Inventory | 1105-33700 | SAH-MRI | LEASE | SAH | SAH
L42231 | Hydrosurgery Console | 270765 | Smith & Nephew Inc Endoscopy D | 66800039 | Versijet II | 07/13/2023 | IU | Active | 1105-21100 | SAH-Surgery | 811013400SVC | SAH | SAH
L42232 | Patient Repositioning System | 103635 | Sage Products Inc | 7455 | Prevalon AirTAP-bari | 10/09/2023 | IU | Active | 1105-33700 | SAH-MRI | LEASED | SAH | SAH
L42233 | POC Fluores Immunoassay Analyz | 106011 | Quidel Corp | Triage MeterPro | Triage MeterPro | 09/15/2023 | 04 | Inventory | 1105-31350 | SAH-Point of Care Testing (POCT) 3rd | LEASE | SAH | SAH
L42237 | Fluid Exchanger/Heater | 312187 | Fresenius Medical Care North A | 180343 | Liberty Select | 06/17/2019 | IU | Active | 1105-32100 | SAH-Hemodialysis | LEASED | SAH | SAH
L42238 | 700 Series SCD | 452294 | Covidien (US) | 29525 | Kendall SCD 700 | 04/28/2016 | IU | Active | 1105-85160 | SAH-Sterile Processing | 260492803 | SAH | SAH
L42239 | Blood Warmer | 418683 | Arizant Healthcare Inc | 245 | Ranger | 08/28/2020 | IU | Active | 1105-21100 | SAH-Surgery | 8110025021-SVC | SAH | SAH
L42240 | Blood Warmer | 418683 | Arizant Healthcare Inc | 245 | Ranger | 08/21/2023 | IU | Active | 1105-20100 | SAH-Anesthesiology | 8110025021-SVC | SAH | SAH
L42242 | Blood Warmer | 418683 | Arizant Healthcare Inc | 245 | Ranger | 09/05/2023 | IU | Active | 1105-21100 | SAH-Surgery | 8110025021-SVC | SAH | SAH
L42243 | Desflurane Vaporizer | 351254 | Datex-Ohmeda Inc Div GE Health | TEC 6 PLUS | Tec 6 Plus | 09/11/2023 | LS | High Risk | 1105-20100 | SAH-Anesthesiology | LEASE | SAH | SAH
L42244 | Blood Warmer | 418683 | Arizant Healthcare Inc | 245 | Ranger | 10/04/2023 | IU | Active | 1105-21100 | SAH-Surgery | 8110025021-SVC | SAH | SAH
L42245 | Tissue sealant | 453713 | Baxter Healthcare Corp Medicat | EASYSPRAY | Easyspray | 10/11/2023 | IU | Active | 1105-21100 | SAH-Surgery | LEASE | SAH | SAH
L42246 | Smoke Evacuator | 101991 | Stryker Instruments | 0703-045-000 | SafeAir Compact | 09/21/2023 | IU | Active | 1105-21100 | SAH-Surgery | LEASE | SAH | SAH
L42247 | Smoke Evacuator | 101991 | Stryker Instruments | 0703-045-000 | SafeAir Compact | 09/21/2023 | IU | Active | 1105-21100 | SAH-Surgery | LEASE | SAH | SAH
L42248 | Smoke Evacuator | 101991 | Stryker Instruments | 0703-045-000 | SafeAir Compact | 09/21/2023 | IU | Active | 1105-21100 | SAH-Surgery | LEASE | SAH | SAH
L42249 | Smoke Evacuator | 101991 | Stryker Instruments | 0703-045-000 | SafeAir Compact | 09/21/2023 | IU | Active | 1105-21100 | SAH-Surgery | LEASE | SAH | SAH
L42250 | Smoke Evacuator | 101991 | Stryker Instruments | 0703-045-000 | SafeAir Compact | 09/21/2023 | IU | Active | 1105-21100 | SAH-Surgery | LEASE | SAH | SAH
L42251 | Smoke Evacuator | 101991 | Stryker Instruments | 0703-045-000 | SafeAir Compact | 09/21/2023 | IU | Active | 1105-21100 | SAH-Surgery | LEASE | SAH | SAH
L42252 | Smoke Evacuator | 101991 | Stryker Instruments | 0703-045-000 | SafeAir Compact | 09/21/2023 | IU | Active | 1105-21100 | SAH-Surgery | LEASE | SAH | SAH
L42253 | Smoke Evacuator | 101991 | Stryker Instruments | 0703-045-000 | SafeAir Compact | 09/21/2023 | IU | Active | 1105-21100 | SAH-Surgery | LEASE | SAH | SAH
L42254 | Smoke Evacuator | 101991 | Stryker Instruments | 0703-045-000 | SafeAir Compact | 09/21/2023 | IU | Active | 1105-21100 | SAH-Surgery | LEASE | SAH | SAH
L42255 | Smoke Evacuator | 101991 | Stryker Instruments | 0703-045-000 | SafeAir Compact | 09/21/2023 | IU | Active | 1105-21100 | SAH-Surgery | LEASE | SAH | SAH
L42256 | Smoke Evacuator | 101991 | Stryker Instruments | 0703-045-000 | SafeAir Compact | 09/21/2023 | IU | Active | 1105-21100 | SAH-Surgery | LEASE | SAH | SAH
L42257 | Smoke Evacuator | 101991 | Stryker Instruments | 0703-045-000 | SafeAir Compact | 09/21/2023 | IU | Active | 1105-21100 | SAH-Surgery | LEASE | SAH | SAH
L42258 | Smoke Evacuator | 101991 | Stryker Instruments | 0703-045-000 | SafeAir Compact | 09/21/2023 | IU | Active | 1105-21100 | SAH-Surgery | LEASE | SAH | SAH
L42259 | Smoke Evacuator | 101991 | Stryker Instruments | 0703-045-000 | SafeAir Compact | 09/21/2023 | IU | Active | 1105-21100 | SAH-Surgery | LEASE | SAH | SAH
L42260 | Smoke Evacuator | 101991 | Stryker Instruments | 0703-045-000 | SafeAir Compact | 09/21/2023 | IU | Active | 1105-21100 | SAH-Surgery | LEASE | SAH | SAH
L42261 | Smoke Evacuator | 101991 | Stryker Instruments | 0703-045-000 | SafeAir Compact | 09/21/2023 | IU | Active | 1105-21100 | SAH-Surgery | LEASE | SAH | SAH
L42263 | Plasmakinetic Pulse Generator | 397725 | Gyrus ACMI Surgical and Endosc | 744000 PK System | 744000 PK System | 11/06/2023 | IU | Active | 1105-21100 | SAH-Surgery | . | SAH | SAH
L42264 | Surgical Navigational Platform | 441867 | Stryker Navigation Div Stryker | 7700-601-000 | NAV3 | 09/22/2022 | IU | Active | 1105-21100 | SAH-Surgery | LEASE | SAH | SAH
L42265 | Plasmakinetic Pulse Generator | 397725 | Gyrus ACMI Surgical and Endosc | 744000 PK System | 744000 PK System | 11/15/2023 | IU | Active | 1105-21100 | SAH-Surgery | N/A | SAH | SAH
L42266 | Fluid Warmer | 312330 | Ecolab Inc | ORS-2057D | ORS-2057D | 02/23/2010 | IU | Active | 1105-21100 | SAH-Surgery | LEASE EXCHANGED | SAH | SAH
L42267 | Ultrasound Pneumatic Lithotrip | 107135 | Boston Scientific Corp | M0068403010 | Swiss LithoClast | 11/01/2021 | IU | Active | 1105-21100 | SAH-Surgery | LEASE | SAH | SAH
L42273 | Blood Warmer | 418683 | Arizant Healthcare Inc | 245 | Ranger | 10/04/2023 | IU | Active | 1105-21100 | SAH-Surgery | 8110025021-SVC | SAH | SAH
L42274 | Blood Warmer | 418683 | Arizant Healthcare Inc | 245 | Ranger | 09/28/2023 | IU | Active | 1105-13102 | SAH-Intensive Care Unit II 3NW | 260750338 | SAH | SAH
L42275 | Patient Warming System | 271227 | Stryker Medical | MA1200-PM | Mistral-Air | 05/31/2018 | IU | Active | 1105-21100 | SAH-Surgery | 260618584 | SAH | SAH
L42277 | Blood Warmer | 418683 | Arizant Healthcare Inc | 245 | Ranger | 11/06/2019 | IU | Active | 1105-13100 | SAH-Intensive Care Unit | 8110025021-SVC | SAH | SAH
L42278 | Patient Warming System | 271227 | Stryker Medical | MA1200-PM | Mistral-Air | 05/31/2018 | IU | Active | 1105-21100 | SAH-Surgery | 260618584 | SAH | SAH
L42279 | Patient Warming System | 271227 | Stryker Medical | MA1200-PM | Mistral-Air | 05/31/2018 | IU | Active | 1105-21100 | SAH-Surgery | 260618584 | SAH | SAH
L42280 | Blood Warmer | 418683 | Arizant Healthcare Inc | 245 | Ranger | 10/04/2023 | IU | Active | 1105-21100 | SAH-Surgery | 8110025021-SVC | SAH | SAH
L42281 | Patient Warming System | 271227 | Stryker Medical | MA1200-PM | Mistral-Air | 10/06/2023 | IU | Active | 1105-21100 | SAH-Surgery | 260618584 | SAH | SAH
L42282 | Patient Warming System | 271227 | Stryker Medical | MA1200-PM | Mistral-Air | 10/06/2023 | IU | Active | 1105-21100 | SAH-Surgery | 260618584 | SAH | SAH
L42283 | Patient Warming System | 271227 | Stryker Medical | MA1200-PM | Mistral-Air | 10/06/2023 | IU | Active | 1105-21100 | SAH-Surgery | 260618584 | SAH | SAH
L42284 | Patient Warming System | 271227 | Stryker Medical | MA1200-PM | Mistral-Air | 10/06/2023 | IU | Active | 1105-21100 | SAH-Surgery | 260618584 | SAH | SAH
L42286 | Blood Warmer | 418683 | Arizant Healthcare Inc | 245 | Ranger | 10/19/2023 | IU | Active | 1105-21100 | SAH-Surgery | 8110025021-SVC | SAH | SAH
L42287 | Blood Warmer | 418683 | Arizant Healthcare Inc | 245 | Ranger | 10/19/2023 | IU | Active | 1105-21100 | SAH-Surgery | 951008174-0-CIP | SAH | SAH
L42288 | Blood Warmer | 418683 | Arizant Healthcare Inc | 245 | Ranger | 11/14/2023 | IU | Active | 1105-13102 | SAH-Intensive Care Unit II 3NW | 8110025021-SVC | SAH | SAH
L42289 | Desflurane Vaporizer | 351254 | Datex-Ohmeda Inc Div GE Health | TEC 6 PLUS | Tec 6 Plus | 11/30/2023 | LS | High Risk | 1105-20100 | SAH-Anesthesiology | LEASE | SAH | SAH
L42304 | Patient Warming System | 271227 | Stryker Medical | MA1200-PM | Mistral-Air | 10/27/2023 | IU | Active | 1105-21100 | SAH-Surgery | 260618584 | SAH | SAH
L42305 | Patient Repositioning System | 103635 | Sage Products Inc | 7455 | Prevalon AirTAP-bari | 11/21/2023 | IU | Active | 1105-12554 | SAH-Observation Med/Surg 6SW | 260563269 | SAH | SAH
L42306 | Intra-operative Solution Warme | 312330 | Ecolab Inc | ORS-2038D | ORS-2038D | 10/29/2014 | IU | Active | 1105-21100 | SAH-Surgery | LEASE EXCHANGED | SAH | SAH
L42316 | Cardiac Mapping DWS | 546728 | Abbott Cardiac Arrhythmias and | EnSite X EP | EnSite X EP | 12/09/2022 | IU | Active | 1105-30610 | SAH-Cardiac Cath Lab | LEASE | SAH | SAH
L42317 | Patient Repositioning System | 103635 | Sage Products Inc | 7455 | Prevalon AirTAP-bari | 12/12/2023 | IU | Active | 1105-13102 | SAH-Intensive Care Unit II 3NW | 260563269 | SAH | SAH
L42318 | Patient Repositioning System | 103635 | Sage Products Inc | 7455 | Prevalon AirTAP-bari | 12/12/2023 | IU | Active | 1105-13102 | SAH-Intensive Care Unit II 3NW | 260563269 | SAH | SAH
L42319 | Patient Repositioning System | 103635 | Sage Products Inc | 7455 | Prevalon AirTAP-bari | 12/12/2023 | IU | Active | 1105-13102 | SAH-Intensive Care Unit II 3NW | 260563269 | SAH | SAH
L42320 | Patient Repositioning System | 103635 | Sage Products Inc | 7455 | Prevalon AirTAP-bari | 12/12/2023 | IU | Active | 1105-13102 | SAH-Intensive Care Unit II 3NW | 260563269 | SAH | SAH
L42321 | Patient Repositioning System | 103635 | Sage Products Inc | 7455 | Prevalon AirTAP-bari | 12/12/2023 | IU | Active | 1105-13102 | SAH-Intensive Care Unit II 3NW | 260563269 | SAH | SAH
L42322 | Patient Repositioning System | 103635 | Sage Products Inc | 7455 | Prevalon AirTAP-bari | 12/12/2023 | IU | Active | 1105-13102 | SAH-Intensive Care Unit II 3NW | 260563269 | SAH | SAH
L42323 | Patient Repositioning System | 103635 | Sage Products Inc | 7455 | Prevalon AirTAP-bari | 12/12/2023 | IU | Active | 1105-13102 | SAH-Intensive Care Unit II 3NW | 260563269 | SAH | SAH
L42324 | Patient Repositioning System | 103635 | Sage Products Inc | 7455 | Prevalon AirTAP-bari | 12/12/2023 | IU | Active | 1105-13102 | SAH-Intensive Care Unit II 3NW | 260563269 | SAH | SAH
L42325 | Patient Repositioning System | 103635 | Sage Products Inc | 7455 | Prevalon AirTAP-bari | 12/12/2023 | IU | Active | 1105-13102 | SAH-Intensive Care Unit II 3NW | 260563269 | SAH | SAH
L42326 | Patient Repositioning System | 103635 | Sage Products Inc | 7455 | Prevalon AirTAP-bari | 12/12/2023 | IU | Active | 1105-13102 | SAH-Intensive Care Unit II 3NW | 260563269 | SAH | SAH
L42327 | 700 Series SCD | 452294 | Covidien (US) | 29525 | Kendall SCD 700 | 01/02/2017 | IU | Active | 1105-85160 | SAH-Sterile Processing | 260544840/EXCHA | SAH | SAH
L42328 | 700 Series SCD | 452294 | Covidien (US) | 29525 | Kendall SCD 700 | 04/28/2016 | IU | Active | 1105-85160 | SAH-Sterile Processing | 260492803 | SAH | SAH
L42329 | 700 Series SCD | 452294 | Covidien (US) | 29525 | Kendall SCD 700 | 03/29/2019 | MI | Missing | 1105-85160 | SAH-Sterile Processing | 260544840/EXCHA | SAH | SAH
L42330 | 700 Series SCD | 452294 | Covidien (US) | 29525 | Kendall SCD 700 | 03/29/2019 | IU | Active | 1105-85160 | SAH-Sterile Processing | 260544840/excha | SAH | SAH
L42332 | Blood Warmer | 418683 | Arizant Healthcare Inc | 245 | Ranger | 10/04/2023 | IU | Active | 1105-21100 | SAH-Surgery | 8110025021-SVC | SAH | SAH
L42333 | Blood Warmer | 418683 | Arizant Healthcare Inc | 245 | Ranger | 12/21/2023 | IU | Active | 1105-21100 | SAH-Surgery | 8110025021-SVC | SAH | SAH
L42334 | Peritoneal Dailysis Unit | 106389 | Baxter Healthcare Corp Renal | Homechoice | Homechoice | 01/11/2024 | 04 | Inventory | 1105-32100 | SAH-Hemodialysis | LEASE | SAH | SAH
L42335 | Peritoneal Dailysis Unit | 106389 | Baxter Healthcare Corp Renal | Homechoice | Homechoice | 01/11/2024 | 04 | Inventory | 1105-32100 | SAH-Hemodialysis | LEASE | SAH | SAH
L42336 | Bipolar RF Controller | 270765 | Smith & Nephew Inc Endoscopy D | RF20000 | Werewolf+ Coblation | 01/08/2024 | IU | Active | 1730-21100 | SAH-CARIL Surgery Center | LEASED | SAH | SAH
L49502 | 700 Series SCD | 452294 | Covidien (US) | 29525 | Kendall SCD 700 | 04/28/2016 | IU | Active | 1105-85160 | SAH-Sterile Processing | 260492803 | SAH | SAH
L49504 | 700 Series SCD | 452294 | Covidien (US) | 29525 | Kendall SCD 700 | 04/28/2016 | MI | Missing | 1105-85160 | SAH-Sterile Processing | 260492803 | SAH | SAH
L49505 | 700 Series SCD | 452294 | Covidien (US) | 29525 | Kendall SCD 700 | 04/28/2016 | IU | Active | 1105-85160 | SAH-Sterile Processing | 260492803 | SAH | SAH
L49509 | 700 Series SCD | 452294 | Covidien (US) | 29525 | Kendall SCD 700 | 04/28/2016 | MI | Missing | 1105-85160 | SAH-Sterile Processing | 260492803 | SAH | SAH
L49510 | 700 Series SCD | 452294 | Covidien (US) | 29525 | Kendall SCD 700 | 04/28/2016 | IU | Active | 1105-85160 | SAH-Sterile Processing | 260492803 | SAH | SAH
L49511 | 700 Series SCD | 452294 | Covidien (US) | 29525 | Kendall SCD 700 | 04/28/2016 | IU | Active | 1105-85160 | SAH-Sterile Processing | 260492803 | SAH | SAH
L49512 | 700 Series SCD | 452294 | Covidien (US) | 29525 | Kendall SCD 700 | 04/28/2016 | IU | Active | 1105-85160 | SAH-Sterile Processing | 260492803 | SAH | SAH
L49514 | 700 Series SCD | 452294 | Covidien (US) | 29525 | Kendall SCD 700 | 04/28/2016 | IU | Active | 1105-85160 | SAH-Sterile Processing | 260492803 | SAH | SAH
L49515 | 700 Series SCD | 452294 | Covidien (US) | 29525 | Kendall SCD 700 | 04/28/2016 | IU | Active | 1105-85160 | SAH-Sterile Processing | 260492803 | SAH | SAH
L49516 | 700 Series SCD | 452294 | Covidien (US) | 29525 | Kendall SCD 700 | 04/28/2016 | IU | Active | 1105-85160 | SAH-Sterile Processing | 260492803 | SAH | SAH
L49517 | 700 Series SCD | 452294 | Covidien (US) | 29525 | Kendall SCD 700 | 04/28/2016 | IU | Active | 1105-85160 | SAH-Sterile Processing | 260492803 | SAH | SAH
L49521 | 700 Series SCD | 452294 | Covidien (US) | 29525 | Kendall SCD 700 | 04/28/2016 | IU | Active | 1105-85160 | SAH-Sterile Processing | 260492803 | SAH | SAH
L49522 | 700 Series SCD | 452294 | Covidien (US) | 29525 | Kendall SCD 700 | 04/28/2016 | MI | Missing | 1105-85160 | SAH-Sterile Processing | 260492803 | SAH | SAH
L49523 | 700 Series SCD | 452294 | Covidien (US) | 29525 | Kendall SCD 700 | 04/28/2016 | IU | Active | 1105-18300 | SAH-Urology 6SW | 260492803 | SAH | SAH
L49525 | 700 Series SCD | 452294 | Covidien (US) | 29525 | Kendall SCD 700 | 04/28/2016 | IU | Active | 1105-85160 | SAH-Sterile Processing | 260492803 | SAH | SAH
L49529 | 700 Series SCD | 452294 | Covidien (US) | 29525 | Kendall SCD 700 | 01/02/2017 | IU | Active | 1105-85160 | SAH-Sterile Processing | 260544840 | SAH | SAH
L49533 | 700 Series SCD | 452294 | Covidien (US) | 29525 | Kendall SCD 700 | 04/28/2016 | IU | Active | 1105-85160 | SAH-Sterile Processing | 260492803 | SAH | SAH
L49535 | 700 Series SCD | 452294 | Covidien (US) | 29525 | Kendall SCD 700 | 04/28/2016 | IU | Active | 1105-85160 | SAH-Sterile Processing | 260492803 | SAH | SAH
L49537 | 700 Series SCD | 452294 | Covidien (US) | 29525 | Kendall SCD 700 | 04/28/2016 | IU | Active | 1105-85160 | SAH-Sterile Processing | 260492803 | SAH | SAH
L49538 | 700 Series SCD | 452294 | Covidien (US) | 29525 | Kendall SCD 700 | 04/28/2016 | IU | Active | 1105-18300 | SAH-Urology 6SW | 260492803 | SAH | SAH
L49543 | Laparoscopic Insufflator | 457057 | Medivators Corp A Cantel Medic | EGA-501 | STRATUS | 05/09/2022 | IU | Active | 1105-21221 | SAH-Endoscopy (2SE) | LEASE | SAH | SAH
L49544 | Surgical Site Irrigators | 457057 | Medivators Corp A Cantel Medic | EGA-500 | STRATUS | 06/27/2017 | IU | Active | 1105-21221 | SAH-Endoscopy (2SE) | LEASED*ATTACHED | SAH | SAH
L49545 | Laparoscopic Insufflator | 457057 | Medivators Corp A Cantel Medic | EGA-501 | STRATUS | 06/27/2017 | IU | Active | 1105-21221 | SAH-Endoscopy (2SE) | LEASED*ATTACHED | SAH | SAH
L49546 | Surgical Site Irrigators | 457057 | Medivators Corp A Cantel Medic | EGA-500 | STRATUS | 07/31/2017 | IU | Active | 1105-21221 | SAH-Endoscopy (2SE) | LEASED | SAH | SAH
L49548 | 700 Series SCD | 452294 | Covidien (US) | 29525 | Kendall SCD 700 | 04/28/2016 | IU | Active | 1105-85160 | SAH-Sterile Processing | 260492803 | SAH | SAH
L49549 | 700 Series SCD | 452294 | Covidien (US) | 29525 | Kendall SCD 700 | 04/28/2016 | IU | Active | 1105-85160 | SAH-Sterile Processing | 260492803 | SAH | SAH
L49550 | 700 Series SCD | 452294 | Covidien (US) | 29525 | Kendall SCD 700 | 04/28/2016 | IU | Active | 1105-85160 | SAH-Sterile Processing | 260492803 | SAH | SAH
L49552 | 700 Series SCD | 452294 | Covidien (US) | 29525 | Kendall SCD 700 | 04/28/2016 | IU | Active | 1105-85160 | SAH-Sterile Processing | 260492803 | SAH | SAH
L49571 | Pacemaker Programmer | 398065 | Medtronic Inc Cardiac Rhythm M | 2090 | 2090 | 08/23/2017 | IU | Active | 1105-30610 | SAH-Cardiac Cath Lab | LEASED | SAH | SAH
L49577 | 700 Series SCD | 452294 | Covidien (US) | 29525 | Kendall SCD 700 | 04/28/2016 | MI | Missing | 1105-85160 | SAH-Sterile Processing | 260492803 | SAH | SAH
L49578 | 700 Series SCD | 452294 | Covidien (US) | 29525 | Kendall SCD 700 | 04/28/2016 | IU | Active | 1105-85160 | SAH-Sterile Processing | 260492803 | SAH | SAH
L49580 | 700 Series SCD | 452294 | Covidien (US) | 29525 | Kendall SCD 700 | 04/28/2016 | IU | Active | 1105-85160 | SAH-Sterile Processing | 260492803 | SAH | SAH
L49582 | 700 Series SCD | 452294 | Covidien (US) | 29525 | Kendall SCD 700 | 04/28/2016 | IU | Active | 1105-18100 | SAH-Orthopedics Unit | 260492803 | SAH | SAH
L49583 | 700 Series SCD | 452294 | Covidien (US) | 29525 | Kendall SCD 700 | 04/28/2016 | IU | Active | 1105-18100 | SAH-Orthopedics Unit | 260492803 | SAH | SAH
L49584 | 700 Series SCD | 452294 | Covidien (US) | 29525 | Kendall SCD 700 | 04/28/2016 | IU | Active | 1105-85160 | SAH-Sterile Processing | 260492803 | SAH | SAH
L49585 | 700 Series SCD | 452294 | Covidien (US) | 29525 | Kendall SCD 700 | 04/28/2016 | IU | Active | 1105-85160 | SAH-Sterile Processing | 260492803 | SAH | SAH
L49586 | 700 Series SCD | 452294 | Covidien (US) | 29525 | Kendall SCD 700 | 04/28/2016 | MI | Missing | 1105-85160 | SAH-Sterile Processing | 260492803 | SAH | SAH
L49588 | 700 Series SCD | 452294 | Covidien (US) | 29525 | Kendall SCD 700 | 04/28/2016 | IU | Active | 1105-85160 | SAH-Sterile Processing | 260492803 | SAH | SAH
L49589 | 700 Series SCD | 452294 | Covidien (US) | 29525 | Kendall SCD 700 | 04/28/2016 | IU | Active | 1105-18100 | SAH-Orthopedics Unit | 260492803 | SAH | SAH
L49590 | 700 Series SCD | 452294 | Covidien (US) | 29525 | Kendall SCD 700 | 04/28/2016 | MI | Missing | 1105-85160 | SAH-Sterile Processing | 260492803 | SAH | SAH
L49591 | 700 Series SCD | 452294 | Covidien (US) | 29525 | Kendall SCD 700 | 04/28/2016 | IU | Active | 1105-85160 | SAH-Sterile Processing | 260492803 | SAH | SAH
L49592 | 700 Series SCD | 452294 | Covidien (US) | 29525 | Kendall SCD 700 | 04/28/2016 | MI | Missing | 1105-85160 | SAH-Sterile Processing | 260492803 | SAH | SAH
L49597 | 700 Series SCD | 452294 | Covidien (US) | 29525 | Kendall SCD 700 | 04/28/2016 | IU | Active | 1105-85160 | SAH-Sterile Processing | 260492803 | SAH | SAH
L49599 | 700 Series SCD | 452294 | Covidien (US) | 29525 | Kendall SCD 700 | 04/28/2016 | IU | Active | 1105-85160 | SAH-Sterile Processing | 260492803 | SAH | SAH
L49600 | 700 Series SCD | 452294 | Covidien (US) | 29525 | Kendall SCD 700 | 04/28/2016 | IU | Active | 1105-85160 | SAH-Sterile Processing | 260492803 | SAH | SAH
L49602 | 700 Series SCD | 452294 | Covidien (US) | 29525 | Kendall SCD 700 | 04/28/2016 | IU | Active | 1105-85160 | SAH-Sterile Processing | 260492803 | SAH | SAH
L49603 | 700 Series SCD | 452294 | Covidien (US) | 29525 | Kendall SCD 700 | 04/28/2016 | MI | Missing | 1105-85160 | SAH-Sterile Processing | 260492803 | SAH | SAH
L49604 | 700 Series SCD | 452294 | Covidien (US) | 29525 | Kendall SCD 700 | 04/28/2016 | IU | Active | 1105-85160 | SAH-Sterile Processing | 260492803 | SAH | SAH
L49605 | 700 Series SCD | 452294 | Covidien (US) | 29525 | Kendall SCD 700 | 04/28/2016 | IU | Active | 1105-85160 | SAH-Sterile Processing | 260492803 | SAH | SAH
L49606 | 700 Series SCD | 452294 | Covidien (US) | 29525 | Kendall SCD 700 | 04/28/2016 | IU | Active | 1105-85160 | SAH-Sterile Processing | 260492803 | SAH | SAH
L49607 | 700 Series SCD | 452294 | Covidien (US) | 29525 | Kendall SCD 700 | 04/28/2016 | IU | Active | 1105-85160 | SAH-Sterile Processing | 260492803 | SAH | SAH
L49608 | 700 Series SCD | 452294 | Covidien (US) | 29525 | Kendall SCD 700 | 04/28/2016 | IU | Active | 1105-85160 | SAH-Sterile Processing | 260492803 | SAH | SAH
L49610 | 700 Series SCD | 452294 | Covidien (US) | 29525 | Kendall SCD 700 | 04/28/2016 | IU | Active | 1105-85160 | SAH-Sterile Processing | 260492803 | SAH | SAH
L49611 | 700 Series SCD | 452294 | Covidien (US) | 29525 | Kendall SCD 700 | 04/28/2016 | IU | Active | 1105-85160 | SAH-Sterile Processing | 260492803 | SAH | SAH
L49613 | 700 Series SCD | 452294 | Covidien (US) | 29525 | Kendall SCD 700 | 04/28/2016 | IU | Active | 1105-85160 | SAH-Sterile Processing | 260492803 | SAH | SAH
L49614 | 700 Series SCD | 452294 | Covidien (US) | 29525 | Kendall SCD 700 | 04/28/2016 | IU | Active | 1105-85160 | SAH-Sterile Processing | 260492803 | SAH | SAH
L49615 | 700 Series SCD | 452294 | Covidien (US) | 29525 | Kendall SCD 700 | 04/28/2016 | IU | Active | 1105-85160 | SAH-Sterile Processing | 260492803 | SAH | SAH
L49616 | 700 Series SCD | 452294 | Covidien (US) | 29525 | Kendall SCD 700 | 04/28/2016 | IU | Active | 1105-85160 | SAH-Sterile Processing | 260492803 | SAH | SAH
L49617 | 700 Series SCD | 452294 | Covidien (US) | 29525 | Kendall SCD 700 | 04/28/2016 | IU | Active | 1105-85160 | SAH-Sterile Processing | 260492803 | SAH | SAH
L49622 | 700 Series SCD | 452294 | Covidien (US) | 29525 | Kendall SCD 700 | 04/28/2016 | MI | Missing | 1105-85160 | SAH-Sterile Processing | 260492803 | SAH | SAH
L49623 | 700 Series SCD | 452294 | Covidien (US) | 29525 | Kendall SCD 700 | 04/28/2016 | IU | Active | 1105-85160 | SAH-Sterile Processing | 260492803 | SAH | SAH
L49629 | 700 Series SCD | 452294 | Covidien (US) | 29525 | Kendall SCD 700 | 04/28/2016 | IU | Active | 1105-85160 | SAH-Sterile Processing | 260492803 | SAH | SAH
L49631 | 700 Series SCD | 452294 | Covidien (US) | 29525 | Kendall SCD 700 | 04/28/2016 | IU | Active | 1105-85160 | SAH-Sterile Processing | 260492803 | SAH | SAH
L49632 | 700 Series SCD | 452294 | Covidien (US) | 29525 | Kendall SCD 700 | 04/28/2016 | IU | Active | 1105-85160 | SAH-Sterile Processing | 260492803 | SAH | SAH
L49633 | 700 Series SCD | 452294 | Covidien (US) | 29525 | Kendall SCD 700 | 04/28/2016 | IU | Active | 1105-85160 | SAH-Sterile Processing | 260492803 | SAH | SAH
L49635 | 700 Series SCD | 452294 | Covidien (US) | 29525 | Kendall SCD 700 | 04/28/2016 | IU | Active | 1105-85160 | SAH-Sterile Processing | 260492803 | SAH | SAH
L49636 | 700 Series SCD | 452294 | Covidien (US) | 29525 | Kendall SCD 700 | 04/28/2016 | IU | Active | 1105-85160 | SAH-Sterile Processing | 260492803 | SAH | SAH
L49638 | 700 Series SCD | 452294 | Covidien (US) | 29525 | Kendall SCD 700 | 04/28/2016 | IU | Active | 1105-85160 | SAH-Sterile Processing | 260492803 | SAH | SAH
L49639 | 700 Series SCD | 452294 | Covidien (US) | 29525 | Kendall SCD 700 | 04/28/2016 | IU | Active | 1105-85160 | SAH-Sterile Processing | 260492803 | SAH | SAH
L49640 | 700 Series SCD | 452294 | Covidien (US) | 29525 | Kendall SCD 700 | 04/28/2016 | IU | Active | 1105-85160 | SAH-Sterile Processing | 260492803 | SAH | SAH
L49641 | 700 Series SCD | 452294 | Covidien (US) | 29525 | Kendall SCD 700 | 04/28/2016 | IU | Active | 1105-85160 | SAH-Sterile Processing | 260492803 | SAH | SAH
L49647 | 700 Series SCD | 452294 | Covidien (US) | 29525 | Kendall SCD 700 | 04/28/2016 | IU | Active | 1105-85160 | SAH-Sterile Processing | 260492803 | SAH | SAH
L49649 | 700 Series SCD | 452294 | Covidien (US) | 29525 | Kendall SCD 700 | 04/28/2016 | IU | Active | 1105-85160 | SAH-Sterile Processing | 260492803 | SAH | SAH
L49650 | 700 Series SCD | 452294 | Covidien (US) | 29525 | Kendall SCD 700 | 04/28/2016 | IU | Active | 1105-85160 | SAH-Sterile Processing | 260492803 | SAH | SAH
L49651 | 700 Series SCD | 452294 | Covidien (US) | 29525 | Kendall SCD 700 | 04/28/2016 | IU | Active | 1105-85160 | SAH-Sterile Processing | 260492803 | SAH | SAH
L49652 | 700 Series SCD | 452294 | Covidien (US) | 29525 | Kendall SCD 700 | 04/28/2016 | IU | Active | 1105-85160 | SAH-Sterile Processing | 260492803 | SAH | SAH
L49653 | 700 Series SCD | 452294 | Covidien (US) | 29525 | Kendall SCD 700 | 04/28/2016 | IU | Active | 1105-85160 | SAH-Sterile Processing | 260492803 | SAH | SAH
L49654 | 700 Series SCD | 452294 | Covidien (US) | 29525 | Kendall SCD 700 | 04/28/2016 | IU | Active | 1105-85160 | SAH-Sterile Processing | 260492803 | SAH | SAH
L49655 | 700 Series SCD | 452294 | Covidien (US) | 29525 | Kendall SCD 700 | 04/28/2016 | IU | Active | 1105-85160 | SAH-Sterile Processing | 260492803 | SAH | SAH
L49657 | 700 Series SCD | 452294 | Covidien (US) | 29525 | Kendall SCD 700 | 04/28/2016 | IU | Active | 1105-85160 | SAH-Sterile Processing | 260492803 | SAH | SAH
L49659 | 700 Series SCD | 452294 | Covidien (US) | 29525 | Kendall SCD 700 | 04/28/2016 | IU | Active | 1105-85160 | SAH-Sterile Processing | 260492803 | SAH | SAH
L49660 | 700 Series SCD | 452294 | Covidien (US) | 29525 | Kendall SCD 700 | 04/28/2016 | IU | Active | 1105-85160 | SAH-Sterile Processing | 260492803 | SAH | SAH
L49662 | 700 Series SCD | 452294 | Covidien (US) | 29525 | Kendall SCD 700 | 04/28/2016 | IU | Active | 1105-85160 | SAH-Sterile Processing | 260492803 | SAH | SAH
L49665 | 700 Series SCD | 452294 | Covidien (US) | 29525 | Kendall SCD 700 | 04/28/2016 | MI | Missing | 1105-85160 | SAH-Sterile Processing | 260492803 | SAH | SAH
L49668 | 700 Series SCD | 452294 | Covidien (US) | 29525 | Kendall SCD 700 | 04/28/2016 | IU | Active | 1105-85160 | SAH-Sterile Processing | 260492803 | SAH | SAH
L49669 | 700 Series SCD | 452294 | Covidien (US) | 29525 | Kendall SCD 700 | 08/16/2016 | IU | Active | 1105-85160 | SAH-Sterile Processing | 260492803 | SAH | SAH
L49671 | 700 Series SCD | 452294 | Covidien (US) | 29525 | Kendall SCD 700 | 04/28/2016 | IU | Active | 1105-85160 | SAH-Sterile Processing | 260492803 | SAH | SAH
L49672 | 700 Series SCD | 452294 | Covidien (US) | 29525 | Kendall SCD 700 | 04/28/2016 | IU | Active | 1105-85160 | SAH-Sterile Processing | 260492803 | SAH | SAH
L49673 | 700 Series SCD | 452294 | Covidien (US) | 29525 | Kendall SCD 700 | 04/28/2016 | MI | Missing | 1105-85160 | SAH-Sterile Processing | 260492803 | SAH | SAH
L49677 | Radiofrequency Generator | 462943 | Medtronic Advanced Energy | 40-405-1 | AEX Generator | 03/29/2018 | IU | Active | 1105-30610 | SAH-Cardiac Cath Lab | EXCHANGED | SAH | SAH
L49678 | Automatic Tourniquet System | 409954 | Zimmer Orthopaedic Surgical Pr | 60-4000-101-00 | A.T.S. 4000 TS | 03/06/2018 | IU | Active | 1105-21100 | SAH-Surgery | 411000385-0-CRE | SAH | SAH
L49679 | Automatic Tourniquet System | 409954 | Zimmer Orthopaedic Surgical Pr | 60-4000-101-00 | A.T.S. 4000 TS | 03/06/2018 | IU | Active | 1105-21100 | SAH-Surgery | 411000385-0-CRE | SAH | SAH
L49680 | Automatic Tourniquet System | 409954 | Zimmer Orthopaedic Surgical Pr | 60-4000-101-00 | A.T.S. 4000 TS | 03/06/2018 | IU | Active | 1105-21100 | SAH-Surgery | 411000385-0-CRE | SAH | SAH
L49681 | Automatic Tourniquet System | 409954 | Zimmer Orthopaedic Surgical Pr | 60-4000-101-00 | A.T.S. 4000 TS | 03/06/2018 | IU | Active | 1105-21100 | SAH-Surgery | 411000385-0-CRE | SAH | SAH
L49682 | Automatic Tourniquet System | 409954 | Zimmer Orthopaedic Surgical Pr | 60-4000-101-00 | A.T.S. 4000 TS | 03/06/2018 | IU | Active | 1105-21100 | SAH-Surgery | 411000385-0-CRE | SAH | SAH
L49689 | HIP Navigation | 450928 | DePuy Mitek Inc A Johnson & Jo | VELYS | VELYS | 06/07/2022 | IU | Active | 1105-21100 | SAH-Surgery | LEASE | SAH | SAH
L49691 | Sequential Circulator | 160973 | Bio Compression Systems Inc | SC-2008-OC | SC-2008-OC | 06/11/2018 | IU | Active | 1105-39150 | SAH-Rehab Services OP SARC | NA- Demo | SAH | SAH
L49692 | cardiac Radiofrequency Generat | 341345 | Baylis Medical Co, Inc | RFP-100A | RFP-100A | 01/01/2019 | IU | Active | 1105-30610 | SAH-Cardiac Cath Lab | LEASED | SAH | SAH
L49696 | Automatic Tourniquet System | 409954 | Zimmer Orthopaedic Surgical Pr | 60-4000-101-00 | A.T.S. 4000 TS | 07/16/2018 | IU | Active | 1105-21100 | SAH-Surgery | 411000443-0-CRE | SAH | SAH
L49706 | 700 Series SCD | 452294 | Covidien (US) | 29525 | Kendall SCD 700 | 04/28/2016 | IU | Active | 1105-85160 | SAH-Sterile Processing | 260492803 | SAH | SAH
L49708 | 700 Series SCD | 452294 | Covidien (US) | 29525 | Kendall SCD 700 | 04/28/2016 | IU | Active | 1105-85160 | SAH-Sterile Processing | 260492803 | SAH | SAH
L49709 | 700 Series SCD | 452294 | Covidien (US) | 29525 | Kendall SCD 700 | 04/28/2016 | IU | Active | 1105-85160 | SAH-Sterile Processing | 260492803 | SAH | SAH
L49710 | 700 Series SCD | 452294 | Covidien (US) | 29525 | Kendall SCD 700 | 04/28/2016 | IU | Active | 1105-85160 | SAH-Sterile Processing | 260492803 | SAH | SAH
L49712 | 700 Series SCD | 452294 | Covidien (US) | 29525 | Kendall SCD 700 | 04/28/2016 | IU | Active | 1105-85160 | SAH-Sterile Processing | 260492803 | SAH | SAH
L49713 | 700 Series SCD | 452294 | Covidien (US) | 29525 | Kendall SCD 700 | 04/28/2016 | IU | Active | 1105-85160 | SAH-Sterile Processing | 260492803 | SAH | SAH
L49714 | 700 Series SCD | 452294 | Covidien (US) | 29525 | Kendall SCD 700 | 04/29/2016 | IU | Active | 1105-85160 | SAH-Sterile Processing | 260492803 | SAH | SAH
L49715 | 700 Series SCD | 452294 | Covidien (US) | 29525 | Kendall SCD 700 | 04/28/2016 | IU | Active | 1105-85160 | SAH-Sterile Processing | 260492803 | SAH | SAH
L49716 | 700 Series SCD | 452294 | Covidien (US) | 29525 | Kendall SCD 700 | 04/28/2016 | IU | Active | 1105-85160 | SAH-Sterile Processing | 260492803 | SAH | SAH
L49717 | 700 Series SCD | 452294 | Covidien (US) | 29525 | Kendall SCD 700 | 04/28/2016 | IU | Active | 1105-85160 | SAH-Sterile Processing | 260492803 | SAH | SAH
L49718 | 700 Series SCD | 452294 | Covidien (US) | 29525 | Kendall SCD 700 | 04/28/2016 | IU | Active | 1105-85160 | SAH-Sterile Processing | 260492803 | SAH | SAH
L49720 | 700 Series SCD | 452294 | Covidien (US) | 29525 | Kendall SCD 700 | 04/28/2016 | IU | Active | 1105-85160 | SAH-Sterile Processing | 260492803 | SAH | SAH
L49721 | 700 Series SCD | 452294 | Covidien (US) | 29525 | Kendall SCD 700 | 04/28/2016 | IU | Active | 1105-85160 | SAH-Sterile Processing | 260492803 | SAH | SAH
L49722 | 700 Series SCD | 452294 | Covidien (US) | 29525 | Kendall SCD 700 | 04/28/2016 | IU | Active | 1105-85160 | SAH-Sterile Processing | 260492803 | SAH | SAH
L49723 | 700 Series SCD | 452294 | Covidien (US) | 29525 | Kendall SCD 700 | 04/28/2016 | IU | Active | 1105-85160 | SAH-Sterile Processing | 260492803 | SAH | SAH
L49724 | 700 Series SCD | 452294 | Covidien (US) | 29525 | Kendall SCD 700 | 04/28/2016 | IU | Active | 1105-85160 | SAH-Sterile Processing | 260492803 | SAH | SAH
L49725 | 700 Series SCD | 452294 | Covidien (US) | 29525 | Kendall SCD 700 | 04/28/2016 | IU | Active | 1105-85160 | SAH-Sterile Processing | 260492803 | SAH | SAH
L49726 | 700 Series SCD | 452294 | Covidien (US) | 29525 | Kendall SCD 700 | 04/28/2016 | IU | Active | 1105-85160 | SAH-Sterile Processing | 260492803 | SAH | SAH
L49727 | 700 Series SCD | 452294 | Covidien (US) | 29525 | Kendall SCD 700 | 04/28/2016 | IU | Active | 1105-85160 | SAH-Sterile Processing | 260492803 | SAH | SAH
L49729 | 700 Series SCD | 452294 | Covidien (US) | 29525 | Kendall SCD 700 | 04/28/2016 | MI | Missing | 1105-85160 | SAH-Sterile Processing | 260492803 | SAH | SAH
L49731 | 700 Series SCD | 452294 | Covidien (US) | 29525 | Kendall SCD 700 | 04/28/2016 | IU | Active | 1105-18300 | SAH-Urology 6SW | 260492803 | SAH | SAH
L49732 | 700 Series SCD | 452294 | Covidien (US) | 29525 | Kendall SCD 700 | 04/28/2016 | IU | Active | 1105-85160 | SAH-Sterile Processing | 260492803 | SAH | SAH
L49734 | 700 Series SCD | 452294 | Covidien (US) | 29525 | Kendall SCD 700 | 04/28/2016 | IU | Active | 1105-85160 | SAH-Sterile Processing | 260492803 | SAH | SAH
L49735 | 700 Series SCD | 452294 | Covidien (US) | 29525 | Kendall SCD 700 | 04/28/2016 | IU | Active | 1105-85160 | SAH-Sterile Processing | 260492803 | SAH | SAH
L49736 | 700 Series SCD | 452294 | Covidien (US) | 29525 | Kendall SCD 700 | 04/28/2016 | IU | Active | 1105-85160 | SAH-Sterile Processing | 260492803 | SAH | SAH
L49737 | 700 Series SCD | 452294 | Covidien (US) | 29525 | Kendall SCD 700 | 04/28/2016 | IU | Active | 1105-85160 | SAH-Sterile Processing | 260492803 | SAH | SAH
L49742 | 700 Series SCD | 452294 | Covidien (US) | 29525 | Kendall SCD 700 | 04/28/2016 | IU | Active | 1105-85160 | SAH-Sterile Processing | 260492803 | SAH | SAH
L49743 | 700 Series SCD | 452294 | Covidien (US) | 29525 | Kendall SCD 700 | 04/28/2016 | IU | Active | 1105-85160 | SAH-Sterile Processing | 260492803 | SAH | SAH
L49745 | 700 Series SCD | 452294 | Covidien (US) | 29525 | Kendall SCD 700 | 01/02/2017 | IU | Active | 1105-85160 | SAH-Sterile Processing | 260544840 | SAH | SAH
L49749 | 700 Series SCD | 452294 | Covidien (US) | 29525 | Kendall SCD 700 | 04/28/2016 | IU | Active | 1105-85160 | SAH-Sterile Processing | 260492803 | SAH | SAH
L49750 | 700 Series SCD | 452294 | Covidien (US) | 29525 | Kendall SCD 700 | 08/16/2016 | IU | Active | 1105-85160 | SAH-Sterile Processing | 260492803 | SAH | SAH
L49752 | 700 Series SCD | 452294 | Covidien (US) | 29525 | Kendall SCD 700 | 04/28/2016 | IU | Active | 1105-85160 | SAH-Sterile Processing | 260492803 | SAH | SAH
L49756 | 700 Series SCD | 452294 | Covidien (US) | 29525 | Kendall SCD 700 | 04/28/2016 | IU | Active | 1105-85160 | SAH-Sterile Processing | 260492803 | SAH | SAH
L49757 | 700 Series SCD | 452294 | Covidien (US) | 29525 | Kendall SCD 700 | 04/28/2016 | IU | Active | 1105-85160 | SAH-Sterile Processing | 260492803 | SAH | SAH
L49758 | 700 Series SCD | 452294 | Covidien (US) | 29525 | Kendall SCD 700 | 04/28/2016 | IU | Active | 1105-85160 | SAH-Sterile Processing | 260492803 | SAH | SAH
L49759 | 700 Series SCD | 452294 | Covidien (US) | 29525 | Kendall SCD 700 | 04/28/2016 | IU | Active | 1105-85160 | SAH-Sterile Processing | 260492803 | SAH | SAH
L49760 | 700 Series SCD | 452294 | Covidien (US) | 29525 | Kendall SCD 700 | 04/28/2016 | IU | Active | 1105-85160 | SAH-Sterile Processing | 260492803 | SAH | SAH
L49761 | 700 Series SCD | 452294 | Covidien (US) | 29525 | Kendall SCD 700 | 04/28/2016 | IU | Active | 1105-85160 | SAH-Sterile Processing | 260492803 | SAH | SAH
L49763 | 700 Series SCD | 452294 | Covidien (US) | 29525 | Kendall SCD 700 | 04/28/2016 | IU | Active | 1105-85160 | SAH-Sterile Processing | 260492803 | SAH | SAH
L49764 | 700 Series SCD | 452294 | Covidien (US) | 29525 | Kendall SCD 700 | 04/28/2016 | IU | Active | 1105-85160 | SAH-Sterile Processing | 260492803 | SAH | SAH
L49765 | 700 Series SCD | 452294 | Covidien (US) | 29525 | Kendall SCD 700 | 04/28/2016 | IU | Active | 1105-85160 | SAH-Sterile Processing | 260492803 | SAH | SAH
L49766 | 700 Series SCD | 452294 | Covidien (US) | 29525 | Kendall SCD 700 | 04/28/2016 | IU | Active | 1105-85160 | SAH-Sterile Processing | 260492803 | SAH | SAH
L49767 | 700 Series SCD | 452294 | Covidien (US) | 29525 | Kendall SCD 700 | 04/28/2016 | IU | Active | 1105-85160 | SAH-Sterile Processing | 260492803 | SAH | SAH
L49769 | 700 Series SCD | 452294 | Covidien (US) | 29525 | Kendall SCD 700 | 04/28/2016 | IU | Active | 1105-85160 | SAH-Sterile Processing | 260492803 | SAH | SAH
L49770 | 700 Series SCD | 452294 | Covidien (US) | 29525 | Kendall SCD 700 | 04/28/2016 | IU | Active | 1105-85160 | SAH-Sterile Processing | 260492803 | SAH | SAH
L49771 | 700 Series SCD | 452294 | Covidien (US) | 29525 | Kendall SCD 700 | 04/28/2016 | IU | Active | 1105-85160 | SAH-Sterile Processing | 260492803 | SAH | SAH
L49773 | 700 Series SCD | 452294 | Covidien (US) | 29525 | Kendall SCD 700 | 04/28/2016 | IU | Active | 1105-18100 | SAH-Orthopedics Unit | 260492803 | SAH | SAH
L49775 | 700 Series SCD | 452294 | Covidien (US) | 29525 | Kendall SCD 700 | 04/28/2016 | IU | Active | 1105-85160 | SAH-Sterile Processing | 260492803 | SAH | SAH
L49776 | 700 Series SCD | 452294 | Covidien (US) | 29525 | Kendall SCD 700 | 04/28/2016 | IU | Active | 1105-85160 | SAH-Sterile Processing | 260492803 | SAH | SAH
L49778 | 700 Series SCD | 452294 | Covidien (US) | 29525 | Kendall SCD 700 | 04/28/2016 | IU | Active | 1105-85160 | SAH-Sterile Processing | 260492803 | SAH | SAH
L49779 | 700 Series SCD | 452294 | Covidien (US) | 29525 | Kendall SCD 700 | 04/28/2016 | IU | Active | 1105-85160 | SAH-Sterile Processing | 260492803 | SAH | SAH
L49780 | 700 Series SCD | 452294 | Covidien (US) | 29525 | Kendall SCD 700 | 04/28/2016 | IU | Active | 1105-85160 | SAH-Sterile Processing | 260492803 | SAH | SAH
L49781 | 700 Series SCD | 452294 | Covidien (US) | 29525 | Kendall SCD 700 | 04/28/2016 | IU | Active | 1105-85160 | SAH-Sterile Processing | 260492803 | SAH | SAH
L49782 | 700 Series SCD | 452294 | Covidien (US) | 29525 | Kendall SCD 700 | 04/28/2016 | IU | Active | 1105-85160 | SAH-Sterile Processing | 260492803 | SAH | SAH
L49786 | 700 Series SCD | 452294 | Covidien (US) | 29525 | Kendall SCD 700 | 04/28/2016 | IU | Active | 1105-85160 | SAH-Sterile Processing | 260492803 | SAH | SAH
L49787 | 700 Series SCD | 452294 | Covidien (US) | 29525 | Kendall SCD 700 | 04/28/2016 | IU | Active | 1105-85160 | SAH-Sterile Processing | 260492803 | SAH | SAH
L49789 | 700 Series SCD | 452294 | Covidien (US) | 29525 | Kendall SCD 700 | 04/28/2016 | IU | Active | 1105-85160 | SAH-Sterile Processing | 260492803 | SAH | SAH
L49790 | 700 Series SCD | 452294 | Covidien (US) | 29525 | Kendall SCD 700 | 04/28/2016 | IU | Active | 1105-85160 | SAH-Sterile Processing | 260492803 | SAH | SAH
L49795 | 700 Series SCD | 452294 | Covidien (US) | 29525 | Kendall SCD 700 | 04/28/2016 | IU | Active | 1105-85160 | SAH-Sterile Processing | 260492803 | SAH | SAH
L49797 | 700 Series SCD | 452294 | Covidien (US) | 29525 | Kendall SCD 700 | 04/28/2016 | IU | Active | 1105-18100 | SAH-Orthopedics Unit | 260492803 | SAH | SAH
L49799 | 700 Series SCD | 452294 | Covidien (US) | 29525 | Kendall SCD 700 | 04/28/2016 | IU | Active | 1105-85160 | SAH-Sterile Processing | 260492803 | SAH | SAH
L49800 | 700 Series SCD | 452294 | Covidien (US) | 29525 | Kendall SCD 700 | 04/28/2016 | IU | Active | 1105-85160 | SAH-Sterile Processing | 260492803 | SAH | SAH
L49801 | 700 Series SCD | 452294 | Covidien (US) | 29525 | Kendall SCD 700 | 01/02/2017 | IU | Active | 1105-10000 | SAH-Nursing Administration | 260544840 | SAH | SAH
L49804 | 700 Series SCD | 452294 | Covidien (US) | 29525 | Kendall SCD 700 | 04/28/2016 | IU | Active | 1105-85160 | SAH-Sterile Processing | 260492803 | SAH | SAH
L49805 | 700 Series SCD | 452294 | Covidien (US) | 29525 | Kendall SCD 700 | 04/28/2016 | IU | Active | 1105-18300 | SAH-Urology 6SW | 260492803 | SAH | SAH
L49806 | 700 Series SCD | 452294 | Covidien (US) | 29525 | Kendall SCD 700 | 04/28/2016 | IU | Active | 1105-85160 | SAH-Sterile Processing | 260492803 | SAH | SAH
L49807 | 700 Series SCD | 452294 | Covidien (US) | 29525 | Kendall SCD 700 | 04/28/2016 | IU | Active | 1105-85160 | SAH-Sterile Processing | 260492803 | SAH | SAH
L49808 | 700 Series SCD | 452294 | Covidien (US) | 29525 | Kendall SCD 700 | 08/16/2016 | IU | Active | 1105-85160 | SAH-Sterile Processing | 260492803 | SAH | SAH
L49809 | 700 Series SCD | 452294 | Covidien (US) | 29525 | Kendall SCD 700 | 04/28/2016 | IU | Active | 1105-85160 | SAH-Sterile Processing | 260492803 | SAH | SAH
L49811 | 700 Series SCD | 452294 | Covidien (US) | 29525 | Kendall SCD 700 | 04/28/2016 | IU | Active | 1105-85160 | SAH-Sterile Processing | 260492803 | SAH | SAH
L49813 | 700 Series SCD | 452294 | Covidien (US) | 29525 | Kendall SCD 700 | 04/28/2016 | IU | Active | 1105-85160 | SAH-Sterile Processing | 260492803 | SAH | SAH
L49814 | 700 Series SCD | 452294 | Covidien (US) | 29525 | Kendall SCD 700 | 04/28/2016 | IU | Active | 1105-85160 | SAH-Sterile Processing | 260492803 | SAH | SAH
L49815 | 700 Series SCD | 452294 | Covidien (US) | 29525 | Kendall SCD 700 | 04/28/2016 | IU | Active | 1105-85160 | SAH-Sterile Processing | 260492803 | SAH | SAH
L49816 | 700 Series SCD | 452294 | Covidien (US) | 29525 | Kendall SCD 700 | 04/28/2016 | IU | Active | 1105-85160 | SAH-Sterile Processing | 260492803 | SAH | SAH
L49818 | 700 Series SCD | 452294 | Covidien (US) | 29525 | Kendall SCD 700 | 04/28/2016 | MI | Missing | 1105-85160 | SAH-Sterile Processing | 260492803 | SAH | SAH
L49819 | 700 Series SCD | 452294 | Covidien (US) | 29525 | Kendall SCD 700 | 08/16/2016 | IU | Active | 1105-85160 | SAH-Sterile Processing | 260492803 | SAH | SAH
L49820 | 700 Series SCD | 452294 | Covidien (US) | 29525 | Kendall SCD 700 | 08/16/2016 | IU | Active | 1105-85160 | SAH-Sterile Processing | 260492803 | SAH | SAH
L49821 | 700 Series SCD | 452294 | Covidien (US) | 29525 | Kendall SCD 700 | 04/28/2016 | IU | Active | 1105-85160 | SAH-Sterile Processing | 260492803 | SAH | SAH
L49822 | 700 Series SCD | 452294 | Covidien (US) | 29525 | Kendall SCD 700 | 01/02/2017 | IU | Active | 1105-85160 | SAH-Sterile Processing | 260544840 | SAH | SAH
L49823 | 700 Series SCD | 452294 | Covidien (US) | 29525 | Kendall SCD 700 | 04/28/2016 | IU | Active | 1105-85160 | SAH-Sterile Processing | 260492803 | SAH | SAH
L49824 | 700 Series SCD | 452294 | Covidien (US) | 29525 | Kendall SCD 700 | 04/28/2016 | IU | Active | 1105-85160 | SAH-Sterile Processing | 260492803 | SAH | SAH
L49825 | 700 Series SCD | 452294 | Covidien (US) | 29525 | Kendall SCD 700 | 04/28/2016 | IU | Active | 1105-85160 | SAH-Sterile Processing | 260492803 | SAH | SAH
L49826 | 700 Series SCD | 452294 | Covidien (US) | 29525 | Kendall SCD 700 | 04/28/2016 | IU | Active | 1105-85160 | SAH-Sterile Processing | 260492803 | SAH | SAH
L49828 | 700 Series SCD | 452294 | Covidien (US) | 29525 | Kendall SCD 700 | 04/28/2016 | IU | Active | 1105-85160 | SAH-Sterile Processing | 260492803 | SAH | SAH
L49829 | 700 Series SCD | 452294 | Covidien (US) | 29525 | Kendall SCD 700 | 04/28/2016 | IU | Active | 1105-85160 | SAH-Sterile Processing | 260492803 | SAH | SAH
L49830 | 700 Series SCD | 452294 | Covidien (US) | 29525 | Kendall SCD 700 | 04/28/2016 | IU | Active | 1105-85160 | SAH-Sterile Processing | 260492803 | SAH | SAH
L49832 | 700 Series SCD | 452294 | Covidien (US) | 29525 | Kendall SCD 700 | 04/28/2016 | IU | Active | 1105-85160 | SAH-Sterile Processing | 260492803 | SAH | SAH
L49833 | 700 Series SCD | 452294 | Covidien (US) | 29525 | Kendall SCD 700 | 04/28/2016 | MI | Missing | 1105-85160 | SAH-Sterile Processing | 260492803 | SAH | SAH
L49844 | Automatic Tourniquet System | 409954 | Zimmer Orthopaedic Surgical Pr | 60-4000-101-00 | A.T.S. 4000 TS | 07/16/2018 | IU | Active | 1105-21100 | SAH-Surgery | 411000443-0-CRE | SAH | SAH
L49846 | 700 Series SCD | 452294 | Covidien (US) | 29525 | Kendall SCD 700 | 04/28/2016 | IU | Active | 1105-85160 | SAH-Sterile Processing | 260492803 | SAH | SAH
L49849 | 700 Series SCD | 452294 | Covidien (US) | 29525 | Kendall SCD 700 | 04/28/2016 | IU | Active | 1105-85160 | SAH-Sterile Processing | 260492803 | SAH | SAH
L49850 | 700 Series SCD | 452294 | Covidien (US) | 29525 | Kendall SCD 700 | 04/28/2016 | IU | Active | 1105-85160 | SAH-Sterile Processing | 260492803 | SAH | SAH
L49853 | 700 Series SCD | 452294 | Covidien (US) | 29525 | Kendall SCD 700 | 04/28/2016 | IU | Active | 1105-85160 | SAH-Sterile Processing | 260492803 | SAH | SAH
L49857 | 700 Series SCD | 452294 | Covidien (US) | 29525 | Kendall SCD 700 | 04/28/2016 | MI | Missing | 1105-85160 | SAH-Sterile Processing | 260492803 | SAH | SAH
L49864 | 700 Series SCD | 452294 | Covidien (US) | 29525 | Kendall SCD 700 | 04/28/2016 | IU | Active | 1105-85160 | SAH-Sterile Processing | 260492803 | SAH | SAH
L49885 | Sequential Circulator | 160973 | Bio Compression Systems Inc | SC-3008 | SC-3008-DL | 02/06/2019 | IU | Active | 1105-39155 | SAH-Rehab O/P Clinic Sports Med | LEASED | SAH | SAH
L49905 | Blood Bank Analyzer Blood | 104855 | Immucor Inc | ECHO LUMENA | ECHO LUMENA | 12/19/2011 | IU | Active | 1105-31100 | SAH-Blood Services | UNKNOWN | SAH | SAH
L49906 | Patient Repositioning System | 103635 | Sage Products Inc | 7455 | Prevalon AirTAP-bari | 10/31/2018 | IU | Active | 1105-12245 | SAH-Oncology Unit AT6 | 260667872 | SAH | SAH
L49910 | 700 Series SCD | 452294 | Covidien (US) | 29525 | Kendall SCD 700 | 05/08/2018 | IU | Active | 1105-18100 | SAH-Orthopedics Unit | 260630363 | SAH | SAH
L49911 | 700 Series SCD | 452294 | Covidien (US) | 29525 | Kendall SCD 700 | 05/08/2018 | IU | Active | 1105-18100 | SAH-Orthopedics Unit | 260630363 | SAH | SAH
L49912 | 700 Series SCD | 452294 | Covidien (US) | 29525 | Kendall SCD 700 | 05/08/2018 | IU | Active | 1105-18100 | SAH-Orthopedics Unit | 260630363 | SAH | SAH
L49913 | 700 Series SCD | 452294 | Covidien (US) | 29525 | Kendall SCD 700 | 05/08/2018 | IU | Active | 1105-18100 | SAH-Orthopedics Unit | 260630363 | SAH | SAH
L49914 | 700 Series SCD | 452294 | Covidien (US) | 29525 | Kendall SCD 700 | 05/08/2018 | IU | Active | 1105-18100 | SAH-Orthopedics Unit | 260630363 | SAH | SAH
L49915 | 700 Series SCD | 452294 | Covidien (US) | 29525 | Kendall SCD 700 | 05/08/2018 | IU | Active | 1105-18100 | SAH-Orthopedics Unit | 260630363 | SAH | SAH
L49918 | Sequential Circulator | 160973 | Bio Compression Systems Inc | SC-2008-OC | SC-2008-OC | 06/11/2018 | IU | Active | 1105-39150 | SAH-Rehab Services OP SARC | NA- DEMO | SAH | SAH
L49924 | Desflurane Vaporizer | 351254 | Datex-Ohmeda Inc Div GE Health | TEC 6 PLUS | Tec 6 Plus | 07/17/2018 | LS | High Risk | 1105-20100 | SAH-Anesthesiology | Agent contract | SAH | SAH
L49925 | Desflurane Vaporizer | 351254 | Datex-Ohmeda Inc Div GE Health | TEC 6 PLUS | Tec 6 Plus | 07/17/2018 | LS | High Risk | 1105-20100 | SAH-Anesthesiology | Agent contract | SAH | SAH
L49927 | 700 Series SCD | 452294 | Covidien (US) | 29525 | Kendall SCD 700 | 08/02/2018 | IU | Active | 1105-21500 | SAH-PACU | LEASED | SAH | SAH
L49928 | 700 Series SCD | 452294 | Covidien (US) | 29525 | Kendall SCD 700 | 08/02/2018 | IU | Active | 1105-21500 | SAH-PACU | LEASED | SAH | SAH
L49929 | 700 Series SCD | 452294 | Covidien (US) | 29525 | Kendall SCD 700 | 08/02/2018 | IU | Active | 1105-21500 | SAH-PACU | LEASED | SAH | SAH
L49930 | 700 Series SCD | 452294 | Covidien (US) | 29525 | Kendall SCD 700 | 08/02/2018 | IU | Active | 1105-21500 | SAH-PACU | LEASED | SAH | SAH
L49931 | 700 Series SCD | 452294 | Covidien (US) | 29525 | Kendall SCD 700 | 08/02/2018 | IU | Active | 1105-21500 | SAH-PACU | LEASED | SAH | SAH
L49932 | 700 Series SCD | 452294 | Covidien (US) | 29525 | Kendall SCD 700 | 08/02/2018 | IU | Active | 1105-21500 | SAH-PACU | LEASED | SAH | SAH
L49933 | 700 Series SCD | 452294 | Covidien (US) | 29525 | Kendall SCD 700 | 08/02/2018 | IU | Active | 1105-21500 | SAH-PACU | LEASED | SAH | SAH
L49934 | 700 Series SCD | 452294 | Covidien (US) | 29525 | Kendall SCD 700 | 08/02/2018 | IU | Active | 1105-21500 | SAH-PACU | LEASED | SAH | SAH
L49935 | 700 Series SCD | 452294 | Covidien (US) | 29525 | Kendall SCD 700 | 08/02/2018 | IU | Active | 1105-21500 | SAH-PACU | LEASED | SAH | SAH
L49936 | 700 Series SCD | 452294 | Covidien (US) | 29525 | Kendall SCD 700 | 08/02/2018 | IU | Active | 1105-21500 | SAH-PACU | LEASED | SAH | SAH
L49937 | 700 Series SCD | 452294 | Covidien (US) | 29525 | Kendall SCD 700 | 08/02/2018 | MI | Missing | 1105-21500 | SAH-PACU | LEASED | SAH | SAH
L49939 | 700 Series SCD | 452294 | Covidien (US) | 29525 | Kendall SCD 700 | 08/02/2018 | IU | Active | 1105-21500 | SAH-PACU | LEASED | SAH | SAH
L49940 | 700 Series SCD | 452294 | Covidien (US) | 29525 | Kendall SCD 700 | 08/02/2018 | IU | Active | 1105-21500 | SAH-PACU | LEASED | SAH | SAH
L49942 | 700 Series SCD | 452294 | Covidien (US) | 29525 | Kendall SCD 700 | 08/02/2018 | IU | Active | 1105-21500 | SAH-PACU | LEASED | SAH | SAH
L49946 | Patient Repositioning System | 103635 | Sage Products Inc | 7455 | Prevalon AirTAP-bari | 08/08/2018 | IU | Active | 1105-13100 | SAH-Intensive Care Unit | 260563269 | SAH | SAH
L49951 | Patient Repositioning System | 103635 | Sage Products Inc | 7455 | Prevalon AirTAP-bari | 08/08/2018 | IU | Active | 1105-88570 | SAH-Clinical Engineering | 260563269 | SAH | SAH
L49957 | Patient Repositioning System | 103635 | Sage Products Inc | 7455 | Prevalon AirTAP-bari | 08/08/2018 | IU | Active | 1105-88570 | SAH-Clinical Engineering | 260563269 | SAH | SAH
L49963 | Patient Repositioning System | 103635 | Sage Products Inc | 7455 | Prevalon AirTAP-bari | 08/08/2018 | MI | Missing | 1105-13100 | SAH-Intensive Care Unit | 260563269 | SAH | SAH
L49964 | Patient Repositioning System | 103635 | Sage Products Inc | 7455 | Prevalon AirTAP-bari | 08/08/2018 | MI | Missing | 1105-36000 | SAH-Nuclear Medicine | 260563269 | SAH | SAH
L49965 | Patient Repositioning System | 103635 | Sage Products Inc | 7455 | Prevalon AirTAP-bari | 08/08/2018 | MI | Missing | 1105-12154 | SAH-Cardiovascular Tele PT3 | 260563269 | SAH | SAH
L49967 | Patient Repositioning System | 103635 | Sage Products Inc | 7455 | Prevalon AirTAP-bari | 08/08/2018 | IU | Active | 1105-88570 | SAH-Clinical Engineering | 260563269 | SAH | SAH
L49969 | Patient Repositioning System | 103635 | Sage Products Inc | 7455 | Prevalon AirTAP-bari | 08/08/2018 | IU | Active | 1105-12154 | SAH-Cardiovascular Tele PT3 | 260563269 | SAH | SAH
L49970 | Patient Repositioning System | 103635 | Sage Products Inc | 7455 | Prevalon AirTAP-bari | 08/08/2018 | MI | Missing | 1105-34000 | SAH-Diagnostic Imaging | 260563269 | SAH | SAH
L49971 | Patient Repositioning System | 103635 | Sage Products Inc | 7455 | Prevalon AirTAP-bari | 08/08/2018 | IU | Active | 1105-12530 | SAH-Surgical Unit I AT4 | 260563269 | SAH | SAH
L49973 | Patient Repositioning System | 103635 | Sage Products Inc | 7455 | Prevalon AirTAP-bari | 08/08/2018 | IU | Active | 1105-88570 | SAH-Clinical Engineering | 260563269 | SAH | SAH
L49974 | Patient Repositioning System | 103635 | Sage Products Inc | 7455 | Prevalon AirTAP-bari | 08/08/2018 | MI | Missing | 1105-12225 | SAH-Med/Surg Unit I 4SE | 260563269 | SAH | SAH
L49975 | Patient Repositioning System | 103635 | Sage Products Inc | 7455 | Prevalon AirTAP-bari | 08/08/2018 | MI | Missing | 1105-86245 | SAH-Clinical Education | 260563269 | SAH | SAH
L49976 | Patient Repositioning System | 103635 | Sage Products Inc | 7455 | Prevalon AirTAP-bari | 08/07/2018 | MI | Missing | 1105-12159 | SAH-Flex | 260563269 | SAH | SAH
L49977 | Patient Repositioning System | 103635 | Sage Products Inc | 7455 | Prevalon AirTAP-bari | 08/08/2018 | MI | Missing | 1105-12154 | SAH-Cardiovascular Tele PT3 | 260563269 | SAH | SAH
L49978 | Patient Repositioning System | 103635 | Sage Products Inc | 7455 | Prevalon AirTAP-bari | 08/08/2018 | IU | Active | 1105-13100 | SAH-Intensive Care Unit | 260563269 | SAH | SAH
L49979 | Patient Repositioning System | 103635 | Sage Products Inc | 7455 | Prevalon AirTAP-bari | 08/08/2018 | IU | Active | 1105-12530 | SAH-Surgical Unit I AT4 | 260563269 | SAH | SAH
L49980 | Patient Repositioning System | 103635 | Sage Products Inc | 7455 | Prevalon AirTAP-bari | 08/08/2018 | IU | Active | 1105-12154 | SAH-Cardiovascular Tele PT3 | 260563269 | SAH | SAH
L49981 | Patient Repositioning System | 103635 | Sage Products Inc | 7455 | Prevalon AirTAP-bari | 08/08/2018 | IU | Active | 1105-13100 | SAH-Intensive Care Unit | 260563269 | SAH | SAH
L49982 | Patient Repositioning System | 103635 | Sage Products Inc | 7455 | Prevalon AirTAP-bari | 08/08/2018 | IU | Active | 1105-12530 | SAH-Surgical Unit I AT4 | 260563269 | SAH | SAH
L49983 | Patient Repositioning System | 103635 | Sage Products Inc | 7455 | Prevalon AirTAP-bari | 08/08/2018 | IU | Active | 1105-12154 | SAH-Cardiovascular Tele PT3 | 260563269 | SAH | SAH
L49984 | Patient Repositioning System | 103635 | Sage Products Inc | 7455 | Prevalon AirTAP-bari | 08/08/2018 | IU | Active | 1105-88570 | SAH-Clinical Engineering | 260563269 | SAH | SAH
L49985 | Patient Repositioning System | 103635 | Sage Products Inc | 7455 | Prevalon AirTAP-bari | 08/08/2018 | IU | Active | 1105-12295 | SAH-Med/Surg Overflow 5E | 260563269 | SAH | SAH
L49986 | Patient Repositioning System | 103635 | Sage Products Inc | 7455 | Prevalon AirTAP-bari | 08/08/2018 | IU | Active | 1105-88570 | SAH-Clinical Engineering | 260563269 | SAH | SAH
L49987 | Patient Repositioning System | 103635 | Sage Products Inc | 7455 | Prevalon AirTAP-bari | 08/08/2018 | IU | Active | 1105-88570 | SAH-Clinical Engineering | 260563269 | SAH | SAH
L49989 | Patient Repositioning System | 103635 | Sage Products Inc | 7455 | Prevalon AirTAP-bari | 08/08/2018 | MI | Missing | 1105-32100 | SAH-Hemodialysis | 260563269 | SAH | SAH
L49991 | Patient Repositioning System | 103635 | Sage Products Inc | 7455 | Prevalon AirTAP-bari | 08/08/2018 | MI | Missing | 1105-13102 | SAH-Intensive Care Unit II 3NW | 260563269 | SAH | SAH
L49994 | Patient Repositioning System | 103635 | Sage Products Inc | 7455 | Prevalon AirTAP-bari | 08/08/2018 | MI | Missing | 1105-13102 | SAH-Intensive Care Unit II 3NW | 260563269 | SAH | SAH
L49996 | Patient Repositioning System | 103635 | Sage Products Inc | 7455 | Prevalon AirTAP-bari | 08/08/2018 | MI | Missing | 1105-13102 | SAH-Intensive Care Unit II 3NW | 260563269 | SAH | SAH
L51136 | Desflurane Vaporizer | 351254 | Datex-Ohmeda Inc Div GE Health | TEC 6 PLUS | Tec 6 Plus | 08/15/2022 | LS | High Risk | 1105-20100 | SAH-Anesthesiology | LEASED | SAH | SAH
L54001 | Fluid Warmer | 312330 | Ecolab Inc | ORS-2057D | ORS-2057D | 03/09/2022 | IU | Active | 1105-21100 | SAH-Surgery | LEASE | SAH | SAH
L54002 | Fluid Warmer | 312330 | Ecolab Inc | ORS-2066R | ORS-2066R | 03/09/2022 | IU | Active | 1105-21100 | SAH-Surgery | LEASE | SAH | SAH
L54004 | 700 Series SCD | 452294 | Covidien (US) | 29525 | Kendall SCD 700 | 04/28/2016 | IU | Active | 1105-85160 | SAH-Sterile Processing | 260492803 | SAH | SAH
L54005 | 700 Series SCD | 452294 | Covidien (US) | 29525 | Kendall SCD 700 | 04/28/2016 | IU | Active | 1105-85160 | SAH-Sterile Processing | 260492803 | SAH | SAH
L54006 | Electrosurgical Unit Bipolar | 254283 | ArthroCare Corp | RF8000E | Coblator II | 04/27/2022 | IU | Active | 1730-21100 | SAH-CARIL Surgery Center | LEASED | SAH | SAH
L54010 | Readybath Intelligent 28 Slot | 103625 | Medline Industries Inc | MSCWARMER28S | Readybath | 04/26/2022 | 04 | Inventory | 1105-23100 | SAH-Emergency Service | Leased | SAH | SAH
L54011 | 700 Series SCD | 452294 | Covidien (US) | 29525 | Kendall SCD 700 | 05/02/2022 | IU | Active | 1105-12250 | SAH-Med/Surg/Tele Unit AT5 | lEASED | SAH | SAH
L54012 | 700 Series SCD | 452294 | Covidien (US) | 29525 | Kendall SCD 700 | 05/02/2022 | MI | Missing | 1105-18100 | SAH-Orthopedics Unit | lEASED | SAH | SAH
L54013 | 700 Series SCD | 452294 | Covidien (US) | 29525 | Kendall SCD 700 | 05/02/2022 | IU | Active | 1105-18100 | SAH-Orthopedics Unit | lEASED | SAH | SAH
L54014 | 700 Series SCD | 452294 | Covidien (US) | 29525 | Kendall SCD 700 | 05/02/2022 | IU | Active | 1105-18100 | SAH-Orthopedics Unit | lEASED | SAH | SAH
L54015 | 700 Series SCD | 452294 | Covidien (US) | 29525 | Kendall SCD 700 | 05/02/2022 | IU | Active | 1105-18100 | SAH-Orthopedics Unit | lEASED | SAH | SAH
L54016 | 700 Series SCD | 452294 | Covidien (US) | 29525 | Kendall SCD 700 | 05/02/2022 | IU | Active | 1105-18100 | SAH-Orthopedics Unit | lEASED | SAH | SAH
L54017 | 700 Series SCD | 452294 | Covidien (US) | 29525 | Kendall SCD 700 | 05/02/2022 | IU | Active | 1105-12245 | SAH-Oncology Unit AT6 | lEASED | SAH | SAH
L54018 | 700 Series SCD | 452294 | Covidien (US) | 29525 | Kendall SCD 700 | 05/02/2022 | IU | Active | 1105-18100 | SAH-Orthopedics Unit | lEASED | SAH | SAH
L54019 | 700 Series SCD | 452294 | Covidien (US) | 29525 | Kendall SCD 700 | 05/02/2022 | MI | Missing | 1105-18100 | SAH-Orthopedics Unit | lEASED | SAH | SAH
L54020 | 700 Series SCD | 452294 | Covidien (US) | 29525 | Kendall SCD 700 | 05/02/2022 | MI | Missing | 1105-18100 | SAH-Orthopedics Unit | lEASED | SAH | SAH
L54021 | 700 Series SCD | 452294 | Covidien (US) | 29525 | Kendall SCD 700 | 05/02/2022 | IU | Active | 1105-18100 | SAH-Orthopedics Unit | lEASED | SAH | SAH
L54022 | 700 Series SCD | 452294 | Covidien (US) | 29525 | Kendall SCD 700 | 05/02/2022 | IU | Active | 1105-18100 | SAH-Orthopedics Unit | lEASED | SAH | SAH
L54023 | 700 Series SCD | 452294 | Covidien (US) | 29525 | Kendall SCD 700 | 05/02/2022 | IU | Active | 1105-18100 | SAH-Orthopedics Unit | lEASED | SAH | SAH
L54024 | 700 Series SCD | 452294 | Covidien (US) | 29525 | Kendall SCD 700 | 05/02/2022 | MI | Missing | 1105-12250 | SAH-Med/Surg/Tele Unit AT5 | lEASED | SAH | SAH
L54025 | 700 Series SCD | 452294 | Covidien (US) | 29525 | Kendall SCD 700 | 05/02/2022 | IU | Active | 1105-18100 | SAH-Orthopedics Unit | lEASED | SAH | SAH
L54026 | 700 Series SCD | 452294 | Covidien (US) | 29525 | Kendall SCD 700 | 05/02/2022 | IU | Active | 1105-12250 | SAH-Med/Surg/Tele Unit AT5 | lEASED | SAH | SAH
L54027 | 700 Series SCD | 452294 | Covidien (US) | 29525 | Kendall SCD 700 | 05/02/2022 | IU | Active | 1105-18100 | SAH-Orthopedics Unit | lEASED | SAH | SAH
L54028 | 700 Series SCD | 452294 | Covidien (US) | 29525 | Kendall SCD 700 | 05/02/2022 | IU | Active | 1105-18100 | SAH-Orthopedics Unit | lEASED | SAH | SAH
L54029 | 700 Series SCD | 452294 | Covidien (US) | 29525 | Kendall SCD 700 | 05/02/2022 | IU | Active | 1105-18100 | SAH-Orthopedics Unit | lEASED | SAH | SAH
L54030 | 700 Series SCD | 452294 | Covidien (US) | 29525 | Kendall SCD 700 | 05/02/2022 | IU | Active | 1105-18100 | SAH-Orthopedics Unit | lEASED | SAH | SAH
L54031 | 700 Series SCD | 452294 | Covidien (US) | 29525 | Kendall SCD 700 | 05/02/2022 | IU | Active | 1105-12250 | SAH-Med/Surg/Tele Unit AT5 | lEASED | SAH | SAH
L54032 | 700 Series SCD | 452294 | Covidien (US) | 29525 | Kendall SCD 700 | 05/02/2022 | IU | Active | 1105-18100 | SAH-Orthopedics Unit | lEASED | SAH | SAH
L54033 | 700 Series SCD | 452294 | Covidien (US) | 29525 | Kendall SCD 700 | 05/02/2022 | IU | Active | 1105-12250 | SAH-Med/Surg/Tele Unit AT5 | lEASED | SAH | SAH
L54034 | 700 Series SCD | 452294 | Covidien (US) | 29525 | Kendall SCD 700 | 05/02/2022 | IU | Active | 1105-12250 | SAH-Med/Surg/Tele Unit AT5 | lEASED | SAH | SAH
L54035 | 700 Series SCD | 452294 | Covidien (US) | 29525 | Kendall SCD 700 | 05/02/2022 | IU | Active | 1105-18100 | SAH-Orthopedics Unit | lEASED | SAH | SAH
L54036 | 700 Series SCD | 452294 | Covidien (US) | 29525 | Kendall SCD 700 | 05/02/2022 | IU | Active | 1105-18100 | SAH-Orthopedics Unit | lEASED | SAH | SAH
L54037 | 700 Series SCD | 452294 | Covidien (US) | 29525 | Kendall SCD 700 | 05/02/2022 | IU | Active | 1105-12250 | SAH-Med/Surg/Tele Unit AT5 | lEASED | SAH | SAH
L54038 | 700 Series SCD | 452294 | Covidien (US) | 29525 | Kendall SCD 700 | 05/02/2022 | IU | Active | 1105-18100 | SAH-Orthopedics Unit | lEASED | SAH | SAH
L54039 | 700 Series SCD | 452294 | Covidien (US) | 29525 | Kendall SCD 700 | 05/02/2022 | IU | Active | 1105-12250 | SAH-Med/Surg/Tele Unit AT5 | lEASED | SAH | SAH
L54040 | 700 Series SCD | 452294 | Covidien (US) | 29525 | Kendall SCD 700 | 05/02/2022 | IU | Active | 1105-18100 | SAH-Orthopedics Unit | lEASED | SAH | SAH
L54041 | 700 Series SCD | 452294 | Covidien (US) | 29525 | Kendall SCD 700 | 05/02/2022 | IU | Active | 1105-12250 | SAH-Med/Surg/Tele Unit AT5 | lEASED | SAH | SAH
L54042 | 700 Series SCD | 452294 | Covidien (US) | 29525 | Kendall SCD 700 | 05/02/2022 | IU | Active | 1105-18100 | SAH-Orthopedics Unit | lEASED | SAH | SAH
L54043 | 700 Series SCD | 452294 | Covidien (US) | 29525 | Kendall SCD 700 | 05/02/2022 | IU | Active | 1105-12250 | SAH-Med/Surg/Tele Unit AT5 | lEASED | SAH | SAH
L54044 | 700 Series SCD | 452294 | Covidien (US) | 29525 | Kendall SCD 700 | 05/02/2022 | IU | Active | 1105-18100 | SAH-Orthopedics Unit | lEASED | SAH | SAH
L54045 | 700 Series SCD | 452294 | Covidien (US) | 29525 | Kendall SCD 700 | 05/02/2022 | IU | Active | 1105-12250 | SAH-Med/Surg/Tele Unit AT5 | lEASED | SAH | SAH
L54046 | 700 Series SCD | 452294 | Covidien (US) | 29525 | Kendall SCD 700 | 05/02/2022 | IU | Active | 1105-18100 | SAH-Orthopedics Unit | lEASED | SAH | SAH
L54047 | 700 Series SCD | 452294 | Covidien (US) | 29525 | Kendall SCD 700 | 05/02/2022 | IU | Active | 1105-12250 | SAH-Med/Surg/Tele Unit AT5 | lEASED | SAH | SAH
L54048 | 700 Series SCD | 452294 | Covidien (US) | 29525 | Kendall SCD 700 | 05/02/2022 | MI | Missing | 1105-18100 | SAH-Orthopedics Unit | lEASED | SAH | SAH
L54049 | 700 Series SCD | 452294 | Covidien (US) | 29525 | Kendall SCD 700 | 05/02/2022 | IU | Active | 1105-12250 | SAH-Med/Surg/Tele Unit AT5 | lEASED | SAH | SAH
L54050 | 700 Series SCD | 452294 | Covidien (US) | 29525 | Kendall SCD 700 | 05/02/2022 | IU | Active | 1105-18100 | SAH-Orthopedics Unit | lEASED | SAH | SAH
L54051 | 700 Series SCD | 452294 | Covidien (US) | 29525 | Kendall SCD 700 | 05/02/2022 | IU | Active | 1105-18100 | SAH-Orthopedics Unit | lEASED | SAH | SAH
L54052 | 700 Series SCD | 452294 | Covidien (US) | 29525 | Kendall SCD 700 | 05/02/2022 | IU | Active | 1105-12250 | SAH-Med/Surg/Tele Unit AT5 | lEASED | SAH | SAH
L54053 | 700 Series SCD | 452294 | Covidien (US) | 29525 | Kendall SCD 700 | 05/02/2022 | IU | Active | 1105-18100 | SAH-Orthopedics Unit | lEASED | SAH | SAH
L54054 | 700 Series SCD | 452294 | Covidien (US) | 29525 | Kendall SCD 700 | 05/02/2022 | IU | Active | 1105-18100 | SAH-Orthopedics Unit | lEASED | SAH | SAH
L54055 | 700 Series SCD | 452294 | Covidien (US) | 29525 | Kendall SCD 700 | 05/02/2022 | IU | Active | 1105-18100 | SAH-Orthopedics Unit | lEASED | SAH | SAH
L54056 | 700 Series SCD | 452294 | Covidien (US) | 29525 | Kendall SCD 700 | 05/02/2022 | IU | Active | 1105-12250 | SAH-Med/Surg/Tele Unit AT5 | lEASED | SAH | SAH
L54057 | 700 Series SCD | 452294 | Covidien (US) | 29525 | Kendall SCD 700 | 05/02/2022 | IU | Active | 1105-12250 | SAH-Med/Surg/Tele Unit AT5 | lEASED | SAH | SAH
L54058 | 700 Series SCD | 452294 | Covidien (US) | 29525 | Kendall SCD 700 | 05/02/2022 | IU | Active | 1105-12250 | SAH-Med/Surg/Tele Unit AT5 | lEASED | SAH | SAH
L54059 | 700 Series SCD | 452294 | Covidien (US) | 29525 | Kendall SCD 700 | 05/02/2022 | IU | Active | 1105-12250 | SAH-Med/Surg/Tele Unit AT5 | lEASED | SAH | SAH
L54060 | 700 Series SCD | 452294 | Covidien (US) | 29525 | Kendall SCD 700 | 05/02/2022 | IU | Active | 1105-12250 | SAH-Med/Surg/Tele Unit AT5 | lEASED | SAH | SAH
L54061 | 700 Series SCD | 452294 | Covidien (US) | 29525 | Kendall SCD 700 | 05/02/2022 | IU | Active | 1105-12250 | SAH-Med/Surg/Tele Unit AT5 | lEASED | SAH | SAH
L54062 | 700 Series SCD | 452294 | Covidien (US) | 29525 | Kendall SCD 700 | 05/02/2022 | IU | Active | 1105-12250 | SAH-Med/Surg/Tele Unit AT5 | lEASED | SAH | SAH
L54063 | 700 Series SCD | 452294 | Covidien (US) | 29525 | Kendall SCD 700 | 05/02/2022 | IU | Active | 1105-12250 | SAH-Med/Surg/Tele Unit AT5 | lEASED | SAH | SAH
L54064 | 700 Series SCD | 452294 | Covidien (US) | 29525 | Kendall SCD 700 | 05/02/2022 | IU | Active | 1105-12250 | SAH-Med/Surg/Tele Unit AT5 | lEASED | SAH | SAH
L54065 | 700 Series SCD | 452294 | Covidien (US) | 29525 | Kendall SCD 700 | 05/02/2022 | IU | Active | 1105-12250 | SAH-Med/Surg/Tele Unit AT5 | lEASED | SAH | SAH
L54066 | 700 Series SCD | 452294 | Covidien (US) | 29525 | Kendall SCD 700 | 05/02/2022 | IU | Active | 1105-12250 | SAH-Med/Surg/Tele Unit AT5 | lEASED | SAH | SAH
L54067 | 700 Series SCD | 452294 | Covidien (US) | 29525 | Kendall SCD 700 | 05/02/2022 | IU | Active | 1105-12250 | SAH-Med/Surg/Tele Unit AT5 | lEASED | SAH | SAH
L54068 | 700 Series SCD | 452294 | Covidien (US) | 29525 | Kendall SCD 700 | 05/02/2022 | IU | Active | 1105-12250 | SAH-Med/Surg/Tele Unit AT5 | lEASED | SAH | SAH
L54069 | 700 Series SCD | 452294 | Covidien (US) | 29525 | Kendall SCD 700 | 05/02/2022 | IU | Active | 1105-12250 | SAH-Med/Surg/Tele Unit AT5 | lEASED | SAH | SAH
L54070 | 700 Series SCD | 452294 | Covidien (US) | 29525 | Kendall SCD 700 | 05/02/2022 | IU | Active | 1105-12245 | SAH-Oncology Unit AT6 | lEASED | SAH | SAH
L54071 | 700 Series SCD | 452294 | Covidien (US) | 29525 | Kendall SCD 700 | 05/02/2022 | IU | Active | 1105-12245 | SAH-Oncology Unit AT6 | lEASED | SAH | SAH
L54072 | 700 Series SCD | 452294 | Covidien (US) | 29525 | Kendall SCD 700 | 05/02/2022 | IU | Active | 1105-12245 | SAH-Oncology Unit AT6 | lEASED | SAH | SAH
L54073 | 700 Series SCD | 452294 | Covidien (US) | 29525 | Kendall SCD 700 | 05/02/2022 | IU | Active | 1105-12245 | SAH-Oncology Unit AT6 | lEASED | SAH | SAH
L54074 | 700 Series SCD | 452294 | Covidien (US) | 29525 | Kendall SCD 700 | 05/02/2022 | IU | Active | 1105-12250 | SAH-Med/Surg/Tele Unit AT5 | lEASED | SAH | SAH
L54075 | 700 Series SCD | 452294 | Covidien (US) | 29525 | Kendall SCD 700 | 05/02/2022 | IU | Active | 1105-12245 | SAH-Oncology Unit AT6 | lEASED | SAH | SAH
L54076 | 700 Series SCD | 452294 | Covidien (US) | 29525 | Kendall SCD 700 | 05/02/2022 | IU | Active | 1105-12245 | SAH-Oncology Unit AT6 | lEASED | SAH | SAH
L54077 | 700 Series SCD | 452294 | Covidien (US) | 29525 | Kendall SCD 700 | 05/02/2022 | IU | Active | 1105-12250 | SAH-Med/Surg/Tele Unit AT5 | lEASED | SAH | SAH
L54078 | 700 Series SCD | 452294 | Covidien (US) | 29525 | Kendall SCD 700 | 05/02/2022 | MI | Missing | 1105-12245 | SAH-Oncology Unit AT6 | lEASED | SAH | SAH
L54079 | 700 Series SCD | 452294 | Covidien (US) | 29525 | Kendall SCD 700 | 05/02/2022 | MI | Missing | 1105-12245 | SAH-Oncology Unit AT6 | lEASED | SAH | SAH
L54080 | 700 Series SCD | 452294 | Covidien (US) | 29525 | Kendall SCD 700 | 05/02/2022 | IU | Active | 1105-12245 | SAH-Oncology Unit AT6 | lEASED | SAH | SAH
L54081 | 700 Series SCD | 452294 | Covidien (US) | 29525 | Kendall SCD 700 | 05/02/2022 | IU | Active | 1105-12245 | SAH-Oncology Unit AT6 | lEASED | SAH | SAH
L54082 | 700 Series SCD | 452294 | Covidien (US) | 29525 | Kendall SCD 700 | 05/02/2022 | IU | Active | 1105-12245 | SAH-Oncology Unit AT6 | lEASED | SAH | SAH
L54083 | 700 Series SCD | 452294 | Covidien (US) | 29525 | Kendall SCD 700 | 05/02/2022 | IU | Active | 1105-12245 | SAH-Oncology Unit AT6 | lEASED | SAH | SAH
L54084 | 700 Series SCD | 452294 | Covidien (US) | 29525 | Kendall SCD 700 | 05/02/2022 | IU | Active | 1105-12245 | SAH-Oncology Unit AT6 | lEASED | SAH | SAH
L54085 | 700 Series SCD | 452294 | Covidien (US) | 29525 | Kendall SCD 700 | 05/02/2022 | IU | Active | 1105-12245 | SAH-Oncology Unit AT6 | lEASED | SAH | SAH
L54086 | 700 Series SCD | 452294 | Covidien (US) | 29525 | Kendall SCD 700 | 05/02/2022 | IU | Active | 1105-12245 | SAH-Oncology Unit AT6 | lEASED | SAH | SAH
L54087 | 700 Series SCD | 452294 | Covidien (US) | 29525 | Kendall SCD 700 | 05/02/2022 | IU | Active | 1105-12245 | SAH-Oncology Unit AT6 | lEASED | SAH | SAH
L54088 | 700 Series SCD | 452294 | Covidien (US) | 29525 | Kendall SCD 700 | 05/02/2022 | IU | Active | 1105-12245 | SAH-Oncology Unit AT6 | lEASED | SAH | SAH
L54089 | 700 Series SCD | 452294 | Covidien (US) | 29525 | Kendall SCD 700 | 05/02/2022 | IU | Active | 1105-12245 | SAH-Oncology Unit AT6 | lEASED | SAH | SAH
L54090 | 700 Series SCD | 452294 | Covidien (US) | 29525 | Kendall SCD 700 | 05/02/2022 | IU | Active | 1105-12245 | SAH-Oncology Unit AT6 | lEASED | SAH | SAH
L54091 | 700 Series SCD | 452294 | Covidien (US) | 29525 | Kendall SCD 700 | 05/02/2022 | IU | Active | 1105-12245 | SAH-Oncology Unit AT6 | lEASED | SAH | SAH
L54092 | 700 Series SCD | 452294 | Covidien (US) | 29525 | Kendall SCD 700 | 05/02/2022 | IU | Active | 1105-12245 | SAH-Oncology Unit AT6 | lEASED | SAH | SAH
L54093 | 700 Series SCD | 452294 | Covidien (US) | 29525 | Kendall SCD 700 | 05/02/2022 | IU | Active | 1105-12245 | SAH-Oncology Unit AT6 | lEASED | SAH | SAH
L54094 | 700 Series SCD | 452294 | Covidien (US) | 29525 | Kendall SCD 700 | 05/02/2022 | IU | Active | 1105-12245 | SAH-Oncology Unit AT6 | lEASED | SAH | SAH
L54095 | 700 Series SCD | 452294 | Covidien (US) | 29525 | Kendall SCD 700 | 05/02/2022 | IU | Active | 1105-12245 | SAH-Oncology Unit AT6 | lEASED | SAH | SAH
L54096 | 700 Series SCD | 452294 | Covidien (US) | 29525 | Kendall SCD 700 | 05/02/2022 | IU | Active | 1105-12245 | SAH-Oncology Unit AT6 | lEASED | SAH | SAH
L54097 | 700 Series SCD | 452294 | Covidien (US) | 29525 | Kendall SCD 700 | 05/02/2022 | IU | Active | 1105-12245 | SAH-Oncology Unit AT6 | lEASED | SAH | SAH
L54098 | 700 Series SCD | 452294 | Covidien (US) | 29525 | Kendall SCD 700 | 05/02/2022 | IU | Active | 1105-12245 | SAH-Oncology Unit AT6 | lEASED | SAH | SAH
L54099 | 700 Series SCD | 452294 | Covidien (US) | 29525 | Kendall SCD 700 | 05/02/2022 | IU | Active | 1105-12245 | SAH-Oncology Unit AT6 | lEASED | SAH | SAH
L54100 | 700 Series SCD | 452294 | Covidien (US) | 29525 | Kendall SCD 700 | 05/02/2022 | IU | Active | 1105-12245 | SAH-Oncology Unit AT6 | lEASED | SAH | SAH
L54101 | 700 Series SCD | 452294 | Covidien (US) | 29525 | Kendall SCD 700 | 05/02/2022 | IU | Active | 1105-12245 | SAH-Oncology Unit AT6 | lEASED | SAH | SAH
L54102 | 700 Series SCD | 452294 | Covidien (US) | 29525 | Kendall SCD 700 | 05/02/2022 | IU | Active | 1105-12245 | SAH-Oncology Unit AT6 | lEASED | SAH | SAH
L54103 | 700 Series SCD | 452294 | Covidien (US) | 29525 | Kendall SCD 700 | 05/02/2022 | IU | Active | 1105-12245 | SAH-Oncology Unit AT6 | lEASED | SAH | SAH
L54104 | 700 Series SCD | 452294 | Covidien (US) | 29525 | Kendall SCD 700 | 05/02/2022 | IU | Active | 1105-12245 | SAH-Oncology Unit AT6 | lEASED | SAH | SAH
L54105 | 700 Series SCD | 452294 | Covidien (US) | 29525 | Kendall SCD 700 | 05/02/2022 | IU | Active | 1105-12245 | SAH-Oncology Unit AT6 | lEASED | SAH | SAH
L54106 | Readybath Intelligent 14 Slot | 103625 | Medline Industries Inc | MSCWARMER14S | Readybath | 05/26/2022 | 04 | Inventory | 1105-10000 | SAH-Nursing Administration | LEASE | SAH | SAH
L54107 | Desflurane Vaporizer | 351254 | Datex-Ohmeda Inc Div GE Health | TEC 6 PLUS | Tec 6 Plus | 12/21/2022 | LS | High Risk | 1105-20100 | SAH-Anesthesiology | LEASE | SAH | SAH
L54138 | Desflurane Vaporizer | 351254 | Datex-Ohmeda Inc Div GE Health | TEC 6 PLUS | Tec 6 Plus | 06/06/2023 | LS | High Risk | 1105-20100 | SAH-Anesthesiology | LEASE | SAH | SAH
L54139 | Desflurane Vaporizer | 351254 | Datex-Ohmeda Inc Div GE Health | TEC 6 PLUS | Tec 6 Plus | 07/19/2023 | LS | High Risk | 1105-20100 | SAH-Anesthesiology | LEASE | SAH | SAH
L54140 | Desflurane Vaporizer | 351254 | Datex-Ohmeda Inc Div GE Health | TEC 6 PLUS | Tec 6 Plus | 09/11/2023 | LS | High Risk | 1105-20100 | SAH-Anesthesiology | LEASE | SAH | SAH
MANUAL-BP | Manual Sphygmomanometers | 001 | NO-MFG-NAME | MANUAL BP | Manual BP | 12/02/2019 | 04 | Inventory | 1105-88570 | SAH-Clinical Engineering | . | SAH | SAH
MDH2790 | Bedside Physiologic Monitor | 440964 | GE Healthcare Technologies | Dash 4000 | Dash 4000 | 07/02/2008 | IU | Active | 1105-34000 | SAH-Diagnostic Imaging | NA | SAH | SAH
MDH3753 | CareAware Connectivity Engine | 104788 | Cerner Corp | AFL-08AH-N270-CR | CareAware | 07/03/2019 | 04 | Inventory | 1105-35000 | SAH-Respiratory Care Services 2nd | non-capital | SAH | SAH
MESSAGE | IS Service Desk Message | 000 | Misc-Numbers | Message | Message | 11/28/2016 | IU | Active | 1105-88570 | SAH-Clinical Engineering | na | SAH | SAH
NEW-EQUIP | New Equipment ADD | 000 | Misc-Numbers | New Equipment ADD | New Equipment ADD | 01/29/2007 | IU | Active | 1105-88570 | SAH-Clinical Engineering | 000 | SAH | SAH
NOTAG | Need Tag Number | 000 | Misc-Numbers | No Tag | No Tag | 02/21/2014 | 04 | Inventory | 1105-88570 | SAH-Clinical Engineering | none | SAH | SAH
NURSECALL | Need Tag Number | 000 | Misc-Numbers | No Tag | No Tag | 02/21/2014 | 04 | Inventory | 1105-88570 | SAH-Clinical Engineering | NONE | SAH | SAH
PATIENTBED | Need Tag Number | 000 | Misc-Numbers | No Tag | No Tag | 02/21/2014 | IU | Active | 1105-88570 | SAH-Clinical Engineering | NONE | SAH | SAH
R31083 | Electrosurgical Unit | 517863 | Medtronic Minimally Invasive T | VLFT10GEN | FT10 | 06/08/2021 | IU | Active | 1730-21100 | SAH-CARIL Surgery Center | RENTAL | SAH | SAH
R31299 | Electrosurgical Unit | 105399 | Ellman International Inc | 2480234 | Surgitron | 03/31/2023 | IU | Active | 1730-21100 | SAH-CARIL Surgery Center | Rented | SAH | SAH
R31300 | Electrosurgical Unit | 108422 | ERBE USA Inc | 10140-100 | VIO 300 D | 04/21/2023 | IU | Active | 1105-21221 | SAH-Endoscopy (2SE) | RENTAL | SAH | SAH
R31303 | Electrosurgical Units | S10033 | Soniquence | IEC6-IESU200 | IEC6-IESU200 | 05/22/2023 | MI | Missing | 1730-21100 | SAH-CARIL Surgery Center | Doctor Owned | SAH | SAH
R31311 | Endo Video Camera Console CCU | 107536 | Stryker Endoscopy | 1588-010-000 | 1588 AIM | 08/29/2023 | IU | Active | 1105-21100 | SAH-Surgery | Rented | SAH | SAH
R31315 | ABLATE/COAG RF Generator | 108697 | Arthrex Inc | AR-9800 | AR-9800 Synergy RF | 12/05/2023 | IU | Active | 1105-21100 | SAH-Surgery | RENTAL | SAH | SAH
R31317 | Electrosurgical Unit | 108422 | ERBE USA Inc | 10140-100 | VIO 300 D | 12/21/2023 | IU | Active | 1105-21221 | SAH-Endoscopy (2SE) | LOANER | SAH | SAH
R31319 | Argon Plasma Coag Module | 108422 | ERBE USA Inc | 10134-000 | APC2 | 12/21/2023 | IU | Active | 1105-21221 | SAH-Endoscopy (2SE) | LOANER | SAH | SAH
R31320 | Electrosurgical Unit | 108422 | ERBE USA Inc | 10160-100 | VIO 3 | 12/21/2023 | IU | Active | 1105-21221 | SAH-Endoscopy (2SE) | LOANER | SAH | SAH
R31321 | Argon Plasma Coag Module | 108422 | ERBE USA Inc | APC3 | APC3 | 12/21/2023 | IU | Active | 1105-21221 | SAH-Endoscopy (2SE) | LOANER | SAH | SAH
R31323 | Hypo-Hyperthermia Unit | 101159 | Cincinnati Sub-Zero Products I | 233 | BLANKETROL III | 12/27/2023 | IU | Active | 1105-13100 | SAH-Intensive Care Unit | RENTAL | SAH | SAH
R31324 | Hypo-Hyperthermia Unit | 101159 | Cincinnati Sub-Zero Products I | 233 | BLANKETROL III | 01/03/2024 | IU | Active | 1105-13100 | SAH-Intensive Care Unit | RENTAL | SAH | SAH
RENTAL | Rental | 000 | Misc-Numbers | RENTAL | Rental | 01/11/2007 | 04 | Inventory | 1105-13100 | SAH-Intensive Care Unit | RENTED | SAH | SAH
ROUNDS-SAH | Rounds | 000 | Misc-Numbers | Rounds | Rounds | 01/11/2007 | 04 | Inventory | 1105-88570 | SAH-Clinical Engineering | CES | SAH | SAH
S011151970A | eICU Camera | 182624 | Sony Electronics Inc Medical S | EVI-D70 | EVI-D70 | 12/01/2014 | 04 | Inventory | 1105-13102 | SAH-Intensive Care Unit II 3NW | 426000338-0-CRE | SAH | SAH
S011151975F | eICU Camera | 182624 | Sony Electronics Inc Medical S | EVI-D70 | EVI-D70 | 12/01/2014 | 04 | Inventory | 1105-13102 | SAH-Intensive Care Unit II 3NW | 426000338-0-CRE | SAH | SAH
S011151976G | eICU Camera | 182624 | Sony Electronics Inc Medical S | EVI-D70 | EVI-D70 | 12/01/2014 | 04 | Inventory | 1105-13102 | SAH-Intensive Care Unit II 3NW | 426000338-0-CRE | SAH | SAH
S011151977H | eICU Camera | 182624 | Sony Electronics Inc Medical S | EVI-D70 | EVI-D70 | 12/01/2014 | 04 | Inventory | 1105-13100 | SAH-Intensive Care Unit | 426000338-0-CRE | SAH | SAH
S011151984F | eICU Camera | 182624 | Sony Electronics Inc Medical S | EVI-D70 | EVI-D70 | 12/01/2014 | 04 | Inventory | 1105-13100 | SAH-Intensive Care Unit | 426000338-0-CRE | SAH | SAH
S011151985G | eICU Camera | 182624 | Sony Electronics Inc Medical S | EVI-D70 | EVI-D70 | 12/01/2014 | 04 | Inventory | 1105-13100 | SAH-Intensive Care Unit | 426000338-0-CRE | SAH | SAH
S011151988J | eICU Camera | 182624 | Sony Electronics Inc Medical S | EVI-D70 | EVI-D70 | 12/01/2014 | 04 | Inventory | 1105-13102 | SAH-Intensive Care Unit II 3NW | 426000338-0-CRE | SAH | SAH
S011151989K | eICU Camera | 182624 | Sony Electronics Inc Medical S | EVI-D70 | EVI-D70 | 12/01/2014 | 04 | Inventory | 1105-13100 | SAH-Intensive Care Unit | 426000338-0-CRE | SAH | SAH
S011151993F | eICU Camera | 182624 | Sony Electronics Inc Medical S | EVI-D70 | EVI-D70 | 12/01/2014 | 04 | Inventory | 1105-13100 | SAH-Intensive Care Unit | 426000338-0-CRE | SAH | SAH
S011151994G | eICU Camera | 182624 | Sony Electronics Inc Medical S | EVI-D70 | EVI-D70 | 12/01/2014 | 04 | Inventory | 1105-13100 | SAH-Intensive Care Unit | 426000338-0-CRE | SAH | SAH
S0111520162 | eICU Camera | 182624 | Sony Electronics Inc Medical S | EVI-D70 | EVI-D70 | 12/01/2014 | 04 | Inventory | 1105-13102 | SAH-Intensive Care Unit II 3NW | 426000338-0-CRE | SAH | SAH
S0111520225 | eICU Camera | 182624 | Sony Electronics Inc Medical S | EVI-D70 | EVI-D70 | 12/01/2014 | 04 | Inventory | 1105-13100 | SAH-Intensive Care Unit | 426000338-0-CRE | SAH | SAH
S0111520331 | eICU Camera | 182624 | Sony Electronics Inc Medical S | EVI-D70 | EVI-D70 | 12/01/2014 | 04 | Inventory | 1105-13102 | SAH-Intensive Care Unit II 3NW | 426000338-0-CRE | SAH | SAH
S0111520364 | eICU Camera | 182624 | Sony Electronics Inc Medical S | EVI-D70 | EVI-D70 | 12/01/2014 | 04 | Inventory | 1105-13102 | SAH-Intensive Care Unit II 3NW | 426000338-0-CRE | SAH | SAH
S0111520397 | eICU Camera | 182624 | Sony Electronics Inc Medical S | EVI-D70 | EVI-D70 | 12/01/2014 | 04 | Inventory | 1105-13100 | SAH-Intensive Care Unit | 426000338-0-CRE | SAH | SAH
S0111520443 | eICU Camera | 182624 | Sony Electronics Inc Medical S | EVI-D70 | EVI-D70 | 12/01/2014 | 04 | Inventory | 1105-13102 | SAH-Intensive Care Unit II 3NW | 426000338-0-CRE | SAH | SAH
S0111520566 | eICU Camera | 182624 | Sony Electronics Inc Medical S | EVI-D70 | EVI-D70 | 12/01/2014 | 04 | Inventory | 1105-13100 | SAH-Intensive Care Unit | 426000338-0-CRE | SAH | SAH
S0111520588 | eICU Camera | 182624 | Sony Electronics Inc Medical S | EVI-D70 | EVI-D70 | 12/01/2014 | 04 | Inventory | 1105-13100 | SAH-Intensive Care Unit | 426000338-0-CRE | SAH | SAH
S0111520599 | eICU Camera | 182624 | Sony Electronics Inc Medical S | EVI-D70 | EVI-D70 | 12/01/2014 | 04 | Inventory | 1105-13102 | SAH-Intensive Care Unit II 3NW | 426000338-0-CRE | SAH | SAH
S0111520713 | eICU Camera | 182624 | Sony Electronics Inc Medical S | EVI-D70 | EVI-D70 | 12/01/2014 | 04 | Inventory | 1105-13102 | SAH-Intensive Care Unit II 3NW | 426000338-0-CRE | SAH | SAH
S011152097B | eICU Camera | 182624 | Sony Electronics Inc Medical S | EVI-D70 | EVI-D70 | 12/01/2014 | 04 | Inventory | 1105-13100 | SAH-Intensive Care Unit | 426000338-0-CRE | SAH | SAH
S0111521035 | eICU Camera | 182624 | Sony Electronics Inc Medical S | EVI-D70 | EVI-D70 | 12/01/2014 | 04 | Inventory | 1105-13100 | SAH-Intensive Care Unit | 426000338-0-CRE | SAH | SAH
S0111521073 | eICU Camera | 182624 | Sony Electronics Inc Medical S | EVI-D70 | EVI-D70 | 12/01/2014 | 04 | Inventory | 1105-13100 | SAH-Intensive Care Unit | 426000338-0-CRE | SAH | SAH
S0111521185 | eICU Camera | 182624 | Sony Electronics Inc Medical S | EVI-D70 | EVI-D70 | 12/01/2014 | 04 | Inventory | 1105-13100 | SAH-Intensive Care Unit | 426000338-0-CRE | SAH | SAH
S0111522041 | eICU Camera | 182624 | Sony Electronics Inc Medical S | EVI-D70 | EVI-D70 | 12/01/2014 | 04 | Inventory | 1105-13100 | SAH-Intensive Care Unit | 426000338-0-CRE | SAH | SAH
S0111522052 | eICU Camera | 182624 | Sony Electronics Inc Medical S | EVI-D70 | EVI-D70 | 12/01/2014 | 04 | Inventory | 1105-13100 | SAH-Intensive Care Unit | 426000338-0-CRE | SAH | SAH
S0111522063 | eICU Camera | 182624 | Sony Electronics Inc Medical S | EVI-D70 | EVI-D70 | 12/01/2014 | 04 | Inventory | 1105-13100 | SAH-Intensive Care Unit | 426000338-0-CRE | SAH | SAH
S011152210 | eICU Camera | 182624 | Sony Electronics Inc Medical S | EVI-D70 | EVI-D70 | 12/01/2014 | 04 | Inventory | 1105-13100 | SAH-Intensive Care Unit | 426000338-0-CRE | SAH | SAH
SA6929 | Monitor, LCD | 435644 | Bard Electrophysiology | EZS2100 | Flexscan S2100 | 11/02/2013 | 04 | Inventory | 1105-30610 | SAH-Cardiac Cath Lab | 621001562-0-CAP | SAH | SAH
SAH-GE-ANTE | Telemetry Antenna | 440964 | GE Healthcare Technologies | 2020100-001 | Telemetry Antenna | 04/09/2018 | IU | Active | 1105-10600 | SAH-Monitor Techs CMU | . | SAH | SAH
SAH1001 | Acute Care Physiologic Monitor | 440964 | GE Healthcare Technologies | B850 | Carescape B850 | 07/31/2018 | IU | Active | 1105-21100 | SAH-Surgery | 411000317-0-CRE | SAH | SAH
SAH1002 | Acute Care Physiologic Monitor | 440964 | GE Healthcare Technologies | B850 | Carescape B850 | 07/31/2018 | IU | Active | 1105-21100 | SAH-Surgery | 411000317-0-CRE | SAH | SAH
SAH1003 | Acute Care Physiologic Monitor | 440964 | GE Healthcare Technologies | B850 | Carescape B850 | 07/31/2018 | IU | Active | 1105-21100 | SAH-Surgery | 411000317-0-CRE | SAH | SAH
SAH1005 | Video Digital Capture ENDO | 107536 | Stryker Endoscopy | 0240-060-100 | SDC3 | 07/18/2018 | IU | Active | 1105-21100 | SAH-Surgery | 411000393-0-CRE | SAH | SAH
SAH1006 | LED Lightsource With AIM TECH | 107536 | Stryker Endoscopy | 0220-220-300 | L10 | 07/18/2018 | IU | Active | 1105-21100 | SAH-Surgery | 411000393-0-CRE | SAH | SAH
SAH1007 | LED Lightsource With AIM TECH | 107536 | Stryker Endoscopy | 0220-220-300 | L10 | 07/18/2018 | IU | Active | 1105-21100 | SAH-Surgery | 411000393-0-CRE | SAH | SAH
SAH1011 | Video Digital Capture ENDO | 107536 | Stryker Endoscopy | 0240-060-100 | SDC3 | 07/18/2018 | IU | Active | 1105-21100 | SAH-Surgery | 411000393-0-CRE | SAH | SAH
SAH1012 | Endo Video Camera Console CCU | 107536 | Stryker Endoscopy | 1588-010-000 | 1588 AIM | 07/18/2018 | IU | Active | 1105-21100 | SAH-Surgery | 411000393-0-CRE | SAH | SAH
SAH1013 | LED Lightsource With AIM TECH | 107536 | Stryker Endoscopy | 0220-220-300 | L10 | 07/18/2018 | IU | Active | 1105-21100 | SAH-Surgery | 411000393-0-CRE | SAH | SAH
SAH1015 | Video Digital Capture ENDO | 107536 | Stryker Endoscopy | 0240-060-100 | SDC3 | 07/18/2018 | IU | Active | 1105-21100 | SAH-Surgery | 411000393-0-CRE | SAH | SAH
SAH1016 | LED Lightsource With AIM TECH | 107536 | Stryker Endoscopy | 0220-220-300 | L10 | 07/18/2018 | IU | Active | 1105-21100 | SAH-Surgery | 411000393-0-CRE | SAH | SAH
SAH1017 | LED Lightsource With AIM TECH | 107536 | Stryker Endoscopy | 0220-220-300 | L10 | 07/18/2018 | IU | Active | 1105-21100 | SAH-Surgery | 411000393-0-CRE | SAH | SAH
SAH1018 | Medical Grade Digital Printer | 107536 | Stryker Endoscopy | 0240-080-230 | SDP1000 | 07/18/2018 | IU | Active | 1105-21100 | SAH-Surgery | 411000393-0-CRE | SAH | SAH
SAH1020 | LP15 Defibrillator/Pacer | 452575 | Physio-Control Inc | 99577-001948 | LIFEPAK 15 | 09/05/2018 | LS | High Risk | 1105-21100 | SAH-Surgery | 411000411-0-CRE | SAH | SAH
SAH1021 | LP15 Defibrillator/Pacer | 452575 | Physio-Control Inc | 99577-001948 | LIFEPAK 15 | 09/05/2018 | LS | High Risk | 1105-21100 | SAH-Surgery | 411000411-0-CRE | SAH | SAH
SAH1022 | surgical imaging table | 450742 | Stille-Sonesta Inc | 530-1703 | imagiQ2 | 12/06/2014 | IU | Active | 1105-21100 | SAH-Surgery | 611000632-0-CAP | SAH | SAH
SAH1023 | Bedside Physiologic Monitor | 440964 | GE Healthcare Technologies | B650 | Carescape B650 | 06/21/2018 | IU | Active | 1105-21500 | SAH-PACU | 411000313-0-CRE | SAH | SAH
SAH1029 | Pump Control Unit 5.7 Screen | 378348 | BD | 8015LS | Alaris PC 5.7 SCREEN | 03/19/2015 | IU | Active | 1105-85160 | SAH-Sterile Processing | 611000670-0-CAP | SAH | SAH
SAH1031 | Pump Control Unit 5.7 Screen | 378348 | BD | 8015LS | Alaris PC 5.7 SCREEN | 03/19/2015 | IU | Active | 1105-85160 | SAH-Sterile Processing | 611000670-0-CAP | SAH | SAH
SAH1037 | Pump Control Unit 5.7 Screen | 378348 | BD | 8015LS | Alaris PC 5.7 SCREEN | 03/19/2015 | IU | Active | 1105-37250 | SAH-Infusion Center | 611000670-0-CAP | SAH | SAH
SAH1045 | Surgical Table | 107114 | STERIS Corp | BL58728-230 | 3080RL | 07/01/1999 | IU | Active | 1105-21100 | SAH-Surgery | 000 | SAH | SAH
SAH1046 | Surgical Table | 102186 | Skytron Div The KMW Group | 6701 | Hercules | 01/09/2009 | IU | Active | 1105-21100 | SAH-Surgery | 000 | SAH | SAH
SAH1047 | Surgical Table | 107114 | STERIS Corp | 4085 | 4085 | 03/31/2011 | IU | Active | 1105-21100 | SAH-Surgery | 000 | SAH | SAH
SAH1048 | Surgical Table | 107114 | STERIS Corp | 3085SP | 3085SP | 04/03/2006 | IU | Active | 1105-21100 | SAH-Surgery | FIU | SAH | SAH
SAH1049 | Surgical Table | 107114 | STERIS Corp | 3080SP | Quantum 3080SP | 07/01/1999 | IU | Active | 1105-21100 | SAH-Surgery | 711001640-0-CES | SAH | SAH
SAH1050 | Orthopedic Spinal Surgery Top | 454262 | Mizuho OSI | 7803 | TRIOS Spinal Surgery | 07/12/2017 | IU | Active | 1105-21100 | SAH-Surgery | 626000453-0-CAP | SAH | SAH
SAH1052 | surgical imaging table | 450742 | Stille-Sonesta Inc | 508-170-000 | imagic | 07/19/2004 | IU | Active | 1105-21100 | SAH-Surgery | 000 | SAH | SAH
SAH1053 | Modular Orthopedic Operating S | 454262 | Mizuho OSI | 5803 | Axis Jackson System | 10/18/2005 | IU | Active | 1105-21100 | SAH-Surgery | 000 | SAH | SAH
SAH1054 | Nerve Block Stimulators | 106650 | Sun Med | 8-1053-62 | Microstim Plus | 08/29/2018 | 04 | Inventory | 1105-20100 | SAH-Anesthesiology | BISC ORDER | SAH | SAH
SAH1055 | Nerve Block Stimulators | 106650 | Sun Med | 8-1053-62 | Microstim Plus | 08/29/2018 | 04 | Inventory | 1105-21100 | SAH-Surgery | BISC ORDER | SAH | SAH
SAH1056 | Nerve Block Stimulators | 106650 | Sun Med | 8-1053-62 | Microstim Plus | 08/29/2018 | 04 | Inventory | 1105-21100 | SAH-Surgery | BISC ORDER | SAH | SAH
SAH1057 | Nerve Block Stimulators | 106650 | Sun Med | 8-1053-62 | Microstim Plus | 08/29/2018 | 04 | Inventory | 1105-21100 | SAH-Surgery | BISC ORDER | SAH | SAH
SAH1059 | Nerve Block Stimulators | 106650 | Sun Med | 8-1053-62 | Microstim Plus | 08/29/2018 | 04 | Inventory | 1105-20100 | SAH-Anesthesiology | BISC ORDER | SAH | SAH
SAH1064 | IV Fluid Warmers | 452152 | Medical Solutions Inc | TEMP 3 | TEMP 3 | 07/13/2007 | IU | Active | 1105-21100 | SAH-Surgery | NA | SAH | SAH
SAH1071 | 4x 15A 15ft Cord HGPower Strip | 106890 | Tripp Lite | PS-415-HG-OEM | PS-415-HG-OEM | 07/23/2018 | IU | Active | 1105-35000 | SAH-Respiratory Care Services 2nd | STAPLES ACCT | SAH | SAH
SAH1072 | Electronic Thermometer | 101850 | Welch Allyn Inc A Subsidiary | 692 | Sure Temp Plus | 07/23/2018 | 04 | Inventory | 1105-32100 | SAH-Hemodialysis | FIU | SAH | SAH
SAH1077 | Transducer 13-6 MHz | 340440 | SonoSite div of FUJIFILM | P07682-70 | HFL38x | 07/23/2018 | 04 | Inventory | 1105-23100 | SAH-Emergency Service | FIU | SAH | SAH
SAH1078 | Electronic Scale Indicator | 101206 | Detecto Scale Co Div Cardinal | MV1 | MedVue | 07/23/2018 | IU | Active | 1105-23100 | SAH-Emergency Service | 3375390 BISC | SAH | SAH
SAH1080 | Large Volume Pump Module | 378348 | BD | 8100 | Alaris Pump | 05/31/2012 | IU | Active | 1105-85160 | SAH-Sterile Processing | 920000849-0-CIP | SAH | SAH
SAH1081 | Large Volume Pump Module | 378348 | BD | 8100 | Alaris Pump | 05/31/2012 | IU | Active | 1105-85160 | SAH-Sterile Processing | 920000849-0-CIP | SAH | SAH
SAH1083 | Large Volume Pump Module | 378348 | BD | 8100 | Alaris Pump | 12/12/2016 | IU | Active | 1105-37250 | SAH-Infusion Center | 260534611 | SAH | SAH
SAH1084 | Large Volume Pump Module | 378348 | BD | 8100 | Alaris Pump | 05/31/2012 | IU | Active | 1105-85160 | SAH-Sterile Processing | 920000849-0-CIP | SAH | SAH
SAH1085 | Large Volume Pump Module | 378348 | BD | 8100 | Alaris Pump | 05/31/2012 | IU | Active | 1105-85160 | SAH-Sterile Processing | 920000849-0-CIP | SAH | SAH
SAH1086 | Large Volume Pump Module | 378348 | BD | 8100 | Alaris Pump | 05/31/2012 | IU | Active | 1105-85160 | SAH-Sterile Processing | 920000849-0-CIP | SAH | SAH
SAH1087 | Large Volume Pump Module | 378348 | BD | 8100 | Alaris Pump | 03/19/2015 | IU | Active | 1105-85160 | SAH-Sterile Processing | 611000670-0-CAP | SAH | SAH
SAH1088 | Large Volume Pump Module | 378348 | BD | 8100 | Alaris Pump | 05/31/2012 | MI | Missing | 1105-86245 | SAH-Clinical Education | 920000849-0-CIP | SAH | SAH
SAH1089 | Large Volume Pump Module | 378348 | BD | 8100 | Alaris Pump | 05/31/2012 | IU | Active | 1105-86245 | SAH-Clinical Education | 920000849-0-CIP | SAH | SAH
SAH1090 | Large Volume Pump Module | 378348 | BD | 8100 | Alaris Pump | 04/04/2017 | IU | Active | 1105-86245 | SAH-Clinical Education | FIU-training | SAH | SAH
SAH1092 | Video Laryngoscope | 451928 | Verathon Inc | 0570-0338 | GlideScope TITANIUM | 05/21/2018 | IU | Active | 1105-21100 | SAH-Surgery | 626001480 0-CES | SAH | SAH
SAH1094 | Video, Laryngoscope | 102159 | KARL STORZ Endoscopy-America I | 8403 ZX | C-MAC Monitor | 04/25/2018 | IU | Active | 1105-21100 | SAH-Surgery | 626000686-0-CAP | SAH | SAH
SAH1098 | Integrated Arthroscopy Pump | 107536 | Stryker Endoscopy | 0450-000-000 | CROSSFLOW | 03/06/2018 | IU | Active | 1105-21100 | SAH-Surgery | EXCHANGE | SAH | SAH
SAH1099 | Surgical Instrument Controller | 107536 | Stryker Endoscopy | 0475-100-000 | Crossfire 2 | 03/06/2018 | IU | Active | 1105-21100 | SAH-Surgery | EXCHANGE | SAH | SAH
SAH1100 | Integrated Arthroscopy Pump | 107536 | Stryker Endoscopy | 0450-000-000 | CROSSFLOW | 03/06/2018 | IU | Active | 1105-21100 | SAH-Surgery | EXCHANGE | SAH | SAH
SAH11007 | Hand Held Glucometer | 440769 | Abbott Diabetes Care | 71411-70 | FreeStyle Precision | 07/16/2020 | 04 | Inventory | 1105-31350 | SAH-Point of Care Testing (POCT) 3rd | 260767353 | SAH | SAH
SAH11009 | Hand Held Glucometer | 440769 | Abbott Diabetes Care | 71411-70 | FreeStyle Precision | 07/16/2020 | 04 | Inventory | 1105-31350 | SAH-Point of Care Testing (POCT) 3rd | 260767353 | SAH | SAH
SAH1101 | Surgical Instrument Controller | 107536 | Stryker Endoscopy | 0475-100-000 | Crossfire 2 | 03/06/2018 | IU | Active | 1105-21100 | SAH-Surgery | EXCHANGE | SAH | SAH
SAH11010 | Hand Held Glucometer | 440769 | Abbott Diabetes Care | 71411-70 | FreeStyle Precision | 07/16/2020 | 04 | Inventory | 1105-31350 | SAH-Point of Care Testing (POCT) 3rd | 260767353 | SAH | SAH
SAH11017 | Hand Held Glucometer | 440769 | Abbott Diabetes Care | 71412-70 | FreeStyle Precision | 08/26/2020 | 04 | Inventory | 1105-31350 | SAH-Point of Care Testing (POCT) 3rd | 260767353 | SAH | SAH
SAH11018 | Bedside Physiologic Monitor | 440964 | GE Healthcare Technologies | b450 V3 | Carescape B450 V3 | 03/03/2021 | IU | Active | 1105-23100 | SAH-Emergency Service | 411000536 | SAH | SAH
SAH11019 | Bedside Physiologic Monitor | 440964 | GE Healthcare Technologies | b450 V3 | Carescape B450 V3 | 02/10/2021 | IU | Active | 1105-12154 | SAH-Cardiovascular Tele PT3 | 411000536 | SAH | SAH
SAH1102 | Integrated Arthroscopy Pump | 107536 | Stryker Endoscopy | 0450-000-000 | CROSSFLOW | 03/06/2018 | IU | Active | 1105-21100 | SAH-Surgery | EXCHANGE | SAH | SAH
SAH11020 | Bedside Physiologic Monitor | 440964 | GE Healthcare Technologies | b450 V3 | Carescape B450 V3 | 05/12/2021 | IU | Active | 1105-12154 | SAH-Cardiovascular Tele PT3 | 411000536 | SAH | SAH
SAH11021 | Bedside Physiologic Monitor | 440964 | GE Healthcare Technologies | b450 V3 | Carescape B450 V3 | 05/12/2021 | IU | Active | 1105-12154 | SAH-Cardiovascular Tele PT3 | 411000536 | SAH | SAH
SAH11022 | Bedside Physiologic Monitor | 440964 | GE Healthcare Technologies | b450 V3 | Carescape B450 V3 | 05/12/2021 | IU | Active | 1105-12154 | SAH-Cardiovascular Tele PT3 | 411000536 | SAH | SAH
SAH11023 | Bedside Physiologic Monitor | 440964 | GE Healthcare Technologies | b450 V3 | Carescape B450 V3 | 05/12/2021 | IU | Active | 1105-12154 | SAH-Cardiovascular Tele PT3 | 411000536 | SAH | SAH
SAH11024 | Bedside Physiologic Monitor | 440964 | GE Healthcare Technologies | b450 V3 | Carescape B450 V3 | 05/12/2021 | IU | Active | 1105-12154 | SAH-Cardiovascular Tele PT3 | 411000536 | SAH | SAH
SAH11025 | Patient Data Module | 440964 | GE Healthcare Technologies | 2016793-003 | PDM | 02/01/2021 | IU | Active | 1105-23100 | SAH-Emergency Service | 411000536 | SAH | SAH
SAH11026 | Patient Data Module | 440964 | GE Healthcare Technologies | 2016793-003 | PDM | 02/01/2021 | IU | Active | 1105-23100 | SAH-Emergency Service | 411000536 | SAH | SAH
SAH11027 | Patient Data Module | 440964 | GE Healthcare Technologies | 2016793-003 | PDM | 02/01/2021 | IU | Active | 1105-23100 | SAH-Emergency Service | 411000536 | SAH | SAH
SAH11028 | Patient Data Module | 440964 | GE Healthcare Technologies | 2016793-003 | PDM | 02/01/2021 | IU | Active | 1105-23100 | SAH-Emergency Service | 411000536 | SAH | SAH
SAH11029 | Patient Data Module | 440964 | GE Healthcare Technologies | 2016793-003 | PDM | 02/01/2021 | IU | Active | 1105-23100 | SAH-Emergency Service | 411000536 | SAH | SAH
SAH1103 | Surgical Instrument Controller | 107536 | Stryker Endoscopy | 0475-100-000 | Crossfire 2 | 03/06/2018 | IU | Active | 1105-21100 | SAH-Surgery | EXCHANGE | SAH | SAH
SAH11030 | Patient Data Module | 440964 | GE Healthcare Technologies | 2016793-003 | PDM | 02/01/2021 | IU | Active | 1105-23100 | SAH-Emergency Service | 411000536 | SAH | SAH
SAH11031 | Patient Data Module | 440964 | GE Healthcare Technologies | 2016793-003 | PDM | 02/01/2021 | IU | Active | 1105-23100 | SAH-Emergency Service | 411000536 | SAH | SAH
SAH11032 | Patient Data Module | 440964 | GE Healthcare Technologies | 2016793-003 | PDM | 02/01/2021 | IU | Active | 1105-23100 | SAH-Emergency Service | 411000536 | SAH | SAH
SAH11033 | Patient Data Module | 440964 | GE Healthcare Technologies | 2016793-003 | PDM | 02/01/2021 | IU | Active | 1105-23100 | SAH-Emergency Service | 411000536 | SAH | SAH
SAH11034 | Patient Data Module | 440964 | GE Healthcare Technologies | 2016793-003 | PDM | 02/01/2021 | IU | Active | 1105-23100 | SAH-Emergency Service | 411000536 | SAH | SAH
SAH11035 | Patient Data Module | 440964 | GE Healthcare Technologies | 2016793-003 | PDM | 02/01/2021 | IU | Active | 1105-23100 | SAH-Emergency Service | 411000536 | SAH | SAH
SAH11036 | Bedside Physiologic Monitor | 440964 | GE Healthcare Technologies | B450 V3 | Carescape B450 V3 | 05/12/2021 | IU | Active | 1105-12154 | SAH-Cardiovascular Tele PT3 | 411000536 | SAH | SAH
SAH11037 | Bedside Physiologic Monitor | 440964 | GE Healthcare Technologies | b450 V3 | Carescape B450 V3 | 05/12/2021 | IU | Active | 1105-12154 | SAH-Cardiovascular Tele PT3 | 411000536 | SAH | SAH
SAH11038 | Patient Data Module | 440964 | GE Healthcare Technologies | 2016793-003 | PDM | 02/01/2021 | IU | Active | 1105-23100 | SAH-Emergency Service | 411000536 | SAH | SAH
SAH11039 | Bedside Physiologic Monitor | 440964 | GE Healthcare Technologies | b450 V3 | Carescape B450 V3 | 05/12/2021 | IU | Active | 1105-12154 | SAH-Cardiovascular Tele PT3 | 411000536 | SAH | SAH
SAH11040 | Bedside Physiologic Monitor | 440964 | GE Healthcare Technologies | b450 V3 | Carescape B450 V3 | 05/12/2021 | IU | Active | 1105-12154 | SAH-Cardiovascular Tele PT3 | 411000536 | SAH | SAH
SAH11041 | Bedside Physiologic Monitor | 440964 | GE Healthcare Technologies | b450 V3 | Carescape B450 V3 | 05/12/2021 | IU | Active | 1105-12154 | SAH-Cardiovascular Tele PT3 | 411000536 | SAH | SAH
SAH11042 | Bedside Physiologic Monitor | 440964 | GE Healthcare Technologies | b450 V3 | Carescape B450 V3 | 05/12/2021 | IU | Active | 1105-12154 | SAH-Cardiovascular Tele PT3 | 411000536 | SAH | SAH
SAH11043 | Patient Data Module | 440964 | GE Healthcare Technologies | 2016793-003 | PDM | 02/01/2021 | IU | Active | 1105-23100 | SAH-Emergency Service | 411000536 | SAH | SAH
SAH11045 | Bedside Physiologic Monitor | 440964 | GE Healthcare Technologies | b450 V3 | Carescape B450 V3 | 05/12/2021 | IU | Active | 1105-12154 | SAH-Cardiovascular Tele PT3 | 411000536 | SAH | SAH
SAH11046 | Patient Data Module | 440964 | GE Healthcare Technologies | 2016793-003 | PDM | 02/01/2021 | MI | Missing | 1105-23100 | SAH-Emergency Service | 411000536 | SAH | SAH
SAH11047 | Patient Data Module | 440964 | GE Healthcare Technologies | 2016793-003 | PDM | 02/01/2021 | MI | Missing | 1105-23100 | SAH-Emergency Service | 411000536 | SAH | SAH
SAH11048 | Bedside Physiologic Monitor | 440964 | GE Healthcare Technologies | b450 V3 | Carescape B450 V3 | 05/12/2021 | IU | Active | 1105-12154 | SAH-Cardiovascular Tele PT3 | 411000536 | SAH | SAH
SAH11049 | Bedside Physiologic Monitor | 440964 | GE Healthcare Technologies | b450 V3 | Carescape B450 V3 | 05/12/2021 | IU | Active | 1105-12154 | SAH-Cardiovascular Tele PT3 | 411000536 | SAH | SAH
SAH1105 | Surgical Irrigation Pump | 202160 | Mentor Corp | EZ-Pump | EZPump | 05/03/2011 | IU | Active | 1105-21100 | SAH-Surgery | 000 | SAH | SAH
SAH11050 | Patient Data Module | 440964 | GE Healthcare Technologies | 2016793-003 | PDM | 02/01/2021 | IU | Active | 1105-23100 | SAH-Emergency Service | 411000536 | SAH | SAH
SAH11051 | Patient Data Module | 440964 | GE Healthcare Technologies | 2016793-003 | PDM | 02/01/2021 | IU | Active | 1105-23100 | SAH-Emergency Service | 411000536 | SAH | SAH
SAH11052 | Bedside Physiologic Monitor | 440964 | GE Healthcare Technologies | b450 V3 | Carescape B450 V3 | 05/12/2021 | IU | Active | 1105-12154 | SAH-Cardiovascular Tele PT3 | 411000536 | SAH | SAH
SAH11053 | Patient Data Module | 440964 | GE Healthcare Technologies | 2016793-003 | PDM | 02/01/2021 | IU | Active | 1105-23100 | SAH-Emergency Service | 411000536 | SAH | SAH
SAH11054 | Patient Data Module | 440964 | GE Healthcare Technologies | 2016793-003 | PDM | 02/01/2021 | IU | Active | 1105-23100 | SAH-Emergency Service | 411000536 | SAH | SAH
SAH11055 | Patient Data Module | 440964 | GE Healthcare Technologies | 2016793-003 | PDM | 02/01/2021 | IU | Active | 1105-23100 | SAH-Emergency Service | 411000536 | SAH | SAH
SAH11056 | Bedside Physiologic Monitor | 440964 | GE Healthcare Technologies | b450 V3 | Carescape B450 V3 | 05/12/2021 | IU | Active | 1105-12154 | SAH-Cardiovascular Tele PT3 | 411000536 | SAH | SAH
SAH11057 | Bedside Physiologic Monitor | 440964 | GE Healthcare Technologies | b450 V3 | Carescape B450 V3 | 03/03/2021 | IU | Active | 1105-23100 | SAH-Emergency Service | 411000536 | SAH | SAH
SAH11058 | Patient Data Module | 440964 | GE Healthcare Technologies | 2016793-003 | PDM | 02/01/2021 | IU | Active | 1105-23100 | SAH-Emergency Service | 411000536 | SAH | SAH
SAH11059 | Bedside Physiologic Monitor | 440964 | GE Healthcare Technologies | b450 V3 | Carescape B450 V3 | 03/03/2021 | IU | Active | 1105-23100 | SAH-Emergency Service | 411000536 | SAH | SAH
SAH11060 | Patient Data Module | 440964 | GE Healthcare Technologies | 2016793-003 | PDM | 02/01/2021 | MI | Missing | 1105-23100 | SAH-Emergency Service | 411000536 | SAH | SAH
SAH11061 | Bedside Physiologic Monitor | 440964 | GE Healthcare Technologies | b450 V3 | Carescape B450 V3 | 03/03/2021 | IU | Active | 1105-23100 | SAH-Emergency Service | 411000536 | SAH | SAH
SAH11062 | Patient Data Module | 440964 | GE Healthcare Technologies | 2016793-003 | PDM | 02/01/2021 | IU | Active | 1105-23100 | SAH-Emergency Service | 411000536 | SAH | SAH
SAH11063 | Bedside Physiologic Monitor | 440964 | GE Healthcare Technologies | b450 V3 | Carescape B450 V3 | 03/03/2021 | IU | Active | 1105-23100 | SAH-Emergency Service | 411000536 | SAH | SAH
SAH11064 | Patient Data Module | 440964 | GE Healthcare Technologies | 2016793-003 | PDM | 02/01/2021 | IU | Active | 1105-23100 | SAH-Emergency Service | 411000536 | SAH | SAH
SAH11065 | Bedside Physiologic Monitor | 440964 | GE Healthcare Technologies | b450 V3 | Carescape B450 V3 | 03/03/2021 | IU | Active | 1105-23100 | SAH-Emergency Service | 411000536 | SAH | SAH
SAH11066 | Patient Data Module | 440964 | GE Healthcare Technologies | 2016793-003 | PDM | 02/01/2021 | IU | Active | 1105-23100 | SAH-Emergency Service | 411000536 | SAH | SAH
SAH11067 | Bedside Physiologic Monitor | 440964 | GE Healthcare Technologies | b450 V3 | Carescape B450 V3 | 05/12/2021 | IU | Active | 1105-12154 | SAH-Cardiovascular Tele PT3 | 411000536 | SAH | SAH
SAH11068 | Patient Data Module | 440964 | GE Healthcare Technologies | 2016793-003 | PDM | 02/01/2021 | IU | Active | 1105-23100 | SAH-Emergency Service | 411000536 | SAH | SAH
SAH11069 | Bedside Physiologic Monitor | 440964 | GE Healthcare Technologies | b450 V3 | Carescape B450 V3 | 03/03/2021 | IU | Active | 1105-23100 | SAH-Emergency Service | 411000536 | SAH | SAH
SAH1107 | Driver, Surgical Instrument | 101079 | MicroAire Surgical Instruments | 5020 | ISIS | 10/23/2014 | IU | Active | 1105-21100 | SAH-Surgery | 611000638-0-CAP | SAH | SAH
SAH11070 | Patient Data Module | 440964 | GE Healthcare Technologies | 2016793-003 | PDM | 02/01/2021 | IU | Active | 1105-23100 | SAH-Emergency Service | 411000536 | SAH | SAH
SAH11072 | Bedside Physiologic Monitor | 440964 | GE Healthcare Technologies | b450 V3 | Carescape B450 V3 | 03/03/2021 | IU | Active | 1105-23100 | SAH-Emergency Service | 411000536 | SAH | SAH
SAH11073 | Bedside Physiologic Monitor | 440964 | GE Healthcare Technologies | b450 V3 | Carescape B450 V3 | 03/03/2021 | IU | Active | 1105-23100 | SAH-Emergency Service | 411000536 | SAH | SAH
SAH11074 | Patient Data Module | 440964 | GE Healthcare Technologies | 2016793-003 | PDM | 02/01/2021 | IU | Active | 1105-23100 | SAH-Emergency Service | 411000536 | SAH | SAH
SAH11075 | Bedside Physiologic Monitor | 440964 | GE Healthcare Technologies | b450 V3 | Carescape B450 V3 | 05/12/2021 | IU | Active | 1105-12154 | SAH-Cardiovascular Tele PT3 | 411000536 | SAH | SAH
SAH11076 | Bedside Physiologic Monitor | 440964 | GE Healthcare Technologies | b450 V3 | Carescape B450 V3 | 03/03/2021 | IU | Active | 1105-23100 | SAH-Emergency Service | 411000536 | SAH | SAH
SAH11077 | Patient Data Module | 440964 | GE Healthcare Technologies | 2016793-003 | PDM | 02/01/2021 | IU | Active | 1105-23100 | SAH-Emergency Service | 411000536 | SAH | SAH
SAH11078 | Patient Data Module | 440964 | GE Healthcare Technologies | 2016793-003 | PDM | 02/01/2021 | IU | Active | 1105-23100 | SAH-Emergency Service | 411000536 | SAH | SAH
SAH11079 | Patient Data Module | 440964 | GE Healthcare Technologies | 2016793-003 | PDM | 02/01/2021 | IU | Active | 1105-23100 | SAH-Emergency Service | 411000536 | SAH | SAH
SAH11080 | Bedside Physiologic Monitor | 440964 | GE Healthcare Technologies | b450 V3 | Carescape B450 V3 | 03/03/2021 | IU | Active | 1105-23100 | SAH-Emergency Service | 411000536 | SAH | SAH
SAH11081 | Patient Data Module | 440964 | GE Healthcare Technologies | 2016793-003 | PDM | 02/01/2021 | IU | Active | 1105-23100 | SAH-Emergency Service | 411000536 | SAH | SAH
SAH11082 | Bedside Physiologic Monitor | 440964 | GE Healthcare Technologies | b450 V3 | Carescape B450 V3 | 02/10/2021 | IU | Active | 1105-12154 | SAH-Cardiovascular Tele PT3 | 411000536 | SAH | SAH
SAH11083 | Bedside Physiologic Monitor | 440964 | GE Healthcare Technologies | b450 V3 | Carescape B450 V3 | 02/10/2021 | IU | Active | 1105-12154 | SAH-Cardiovascular Tele PT3 | 411000536 | SAH | SAH
SAH11084 | Patient Data Module | 440964 | GE Healthcare Technologies | 2016793-003 | PDM | 02/01/2021 | IU | Active | 1105-23100 | SAH-Emergency Service | 411000536 | SAH | SAH
SAH11085 | Patient Data Module | 440964 | GE Healthcare Technologies | 2016793-003 | PDM | 02/01/2021 | IU | Active | 1105-23100 | SAH-Emergency Service | 411000536 | SAH | SAH
SAH11086 | Bedside Physiologic Monitor | 440964 | GE Healthcare Technologies | b450 V3 | Carescape B450 V3 | 03/03/2021 | IU | Active | 1105-23100 | SAH-Emergency Service | 411000536 | SAH | SAH
SAH11087 | Bedside Physiologic Monitor | 440964 | GE Healthcare Technologies | b450 V3 | Carescape B450 V3 | 05/12/2021 | IU | Active | 1105-12154 | SAH-Cardiovascular Tele PT3 | 411000536 | SAH | SAH
SAH11088 | Patient Data Module | 440964 | GE Healthcare Technologies | 2016793-003 | PDM | 02/01/2021 | IU | Active | 1105-23100 | SAH-Emergency Service | 411000536 | SAH | SAH
SAH11089 | Patient Data Module | 440964 | GE Healthcare Technologies | 2016793-003 | PDM | 02/01/2021 | IU | Active | 1105-23100 | SAH-Emergency Service | 411000536 | SAH | SAH
SAH1109 | Integrated Power Console | 451932 | Medtronic Surgical Technologie | EC300 | IPC | 06/03/2015 | IU | Active | 1105-21100 | SAH-Surgery | 611000685-0-CAP | SAH | SAH
SAH11090 | Bedside Physiologic Monitor | 440964 | GE Healthcare Technologies | b450 V3 | Carescape B450 V3 | 05/12/2021 | IU | Active | 1105-12154 | SAH-Cardiovascular Tele PT3 | 411000536 | SAH | SAH
SAH11091 | Patient Data Module | 440964 | GE Healthcare Technologies | 2016793-003 | PDM | 02/01/2021 | IU | Active | 1105-23100 | SAH-Emergency Service | 411000536 | SAH | SAH
SAH11092 | Patient Data Module | 440964 | GE Healthcare Technologies | 2016793-003 | PDM | 02/01/2021 | IU | Active | 1105-23100 | SAH-Emergency Service | 411000536 | SAH | SAH
SAH11093 | Bedside Physiologic Monitor | 440964 | GE Healthcare Technologies | b450 V3 | Carescape B450 V3 | 05/12/2021 | IU | Active | 1105-12154 | SAH-Cardiovascular Tele PT3 | 411000536 | SAH | SAH
SAH11094 | Bedside Physiologic Monitor | 440964 | GE Healthcare Technologies | b450 V3 | Carescape B450 V3 | 03/03/2021 | IU | Active | 1105-23100 | SAH-Emergency Service | 411000536 | SAH | SAH
SAH11095 | Patient Data Module | 440964 | GE Healthcare Technologies | 2016793-003 | PDM | 02/01/2021 | IU | Active | 1105-23100 | SAH-Emergency Service | 411000536 | SAH | SAH
SAH11096 | Patient Data Module | 440964 | GE Healthcare Technologies | 2016793-003 | PDM | 02/01/2021 | IU | Active | 1105-23100 | SAH-Emergency Service | 411000536 | SAH | SAH
SAH11097 | Bedside Physiologic Monitor | 440964 | GE Healthcare Technologies | b450 V3 | Carescape B450 V3 | 02/10/2021 | IU | Active | 1105-12154 | SAH-Cardiovascular Tele PT3 | 411000536 | SAH | SAH
SAH11098 | Bedside Physiologic Monitor | 440964 | GE Healthcare Technologies | b450 V3 | Carescape B450 V3 | 05/12/2021 | IU | Active | 1105-12154 | SAH-Cardiovascular Tele PT3 | 411000536 | SAH | SAH
SAH11099 | Patient Data Module | 440964 | GE Healthcare Technologies | 2016793-003 | PDM | 02/01/2021 | IU | Active | 1105-23100 | SAH-Emergency Service | 411000536 | SAH | SAH
SAH11100 | Patient Data Module | 440964 | GE Healthcare Technologies | 2016793-003 | PDM | 02/01/2021 | IU | Active | 1105-23100 | SAH-Emergency Service | 411000536 | SAH | SAH
SAH11101 | Bedside Physiologic Monitor | 440964 | GE Healthcare Technologies | b450 V3 | Carescape B450 V3 | 02/10/2021 | IU | Active | 1105-12154 | SAH-Cardiovascular Tele PT3 | 411000536 | SAH | SAH
SAH11102 | Bedside Physiologic Monitor | 440964 | GE Healthcare Technologies | b450 V3 | Carescape B450 V3 | 02/10/2021 | IU | Active | 1105-12154 | SAH-Cardiovascular Tele PT3 | 411000536 | SAH | SAH
SAH11103 | Patient Data Module | 440964 | GE Healthcare Technologies | 2016793-003 | PDM | 02/01/2021 | IU | Active | 1105-23100 | SAH-Emergency Service | 411000536 | SAH | SAH
SAH11104 | Patient Data Module | 440964 | GE Healthcare Technologies | 2016793-003 | PDM | 02/01/2021 | IU | Active | 1105-23100 | SAH-Emergency Service | 411000536 | SAH | SAH
SAH11105 | Bedside Physiologic Monitor | 440964 | GE Healthcare Technologies | b450 V3 | Carescape B450 V3 | 02/10/2021 | IU | Active | 1105-12154 | SAH-Cardiovascular Tele PT3 | 411000536 | SAH | SAH
SAH11106 | Patient Data Module | 440964 | GE Healthcare Technologies | 2016793-003 | PDM | 02/01/2021 | IU | Active | 1105-23100 | SAH-Emergency Service | 411000536 | SAH | SAH
SAH11107 | Bedside Physiologic Monitor | 440964 | GE Healthcare Technologies | b450 V3 | Carescape B450 V3 | 02/10/2021 | IU | Active | 1105-12154 | SAH-Cardiovascular Tele PT3 | 411000536 | SAH | SAH
SAH11108 | Gas Module | 440964 | GE Healthcare Technologies | E-MiniC-00 | E-MiniC-00 | 02/10/2021 | IU | Active | 1105-23100 | SAH-Emergency Service | 411000536 | SAH | SAH
SAH11109 | Gas Module | 440964 | GE Healthcare Technologies | E-MiniC-00 | E-MiniC-00 | 02/10/2021 | MI | Missing | 1105-23100 | SAH-Emergency Service | 411000536 | SAH | SAH
SAH11110 | Gas Module | 440964 | GE Healthcare Technologies | E-MiniC-00 | E-MiniC-00 | 02/10/2021 | IU | Active | 1105-23100 | SAH-Emergency Service | 411000536 | SAH | SAH
SAH11111 | Gas Module | 440964 | GE Healthcare Technologies | E-MiniC-00 | E-MiniC-00 | 02/10/2021 | MI | Missing | 1105-23100 | SAH-Emergency Service | 411000536 | SAH | SAH
SAH11112 | Gas Module | 440964 | GE Healthcare Technologies | E-MiniC-00 | E-MiniC-00 | 02/10/2021 | IU | Active | 1105-23100 | SAH-Emergency Service | 411000536 | SAH | SAH
SAH11113 | Gas Module | 440964 | GE Healthcare Technologies | E-MiniC-00 | E-MiniC-00 | 02/10/2021 | IU | Active | 1105-23100 | SAH-Emergency Service | 411000536 | SAH | SAH
SAH11114 | Gas Module | 440964 | GE Healthcare Technologies | E-MiniC-00 | E-MiniC-00 | 02/10/2021 | IU | Active | 1105-23100 | SAH-Emergency Service | 411000536 | SAH | SAH
SAH11115 | Gas Module | 440964 | GE Healthcare Technologies | E-MiniC-00 | E-MiniC-00 | 02/10/2021 | IU | Active | 1105-23100 | SAH-Emergency Service | 411000536 | SAH | SAH
SAH11116 | Gas Module | 440964 | GE Healthcare Technologies | E-MiniC-00 | E-MiniC-00 | 02/10/2021 | IU | Active | 1105-23100 | SAH-Emergency Service | 411000536 | SAH | SAH
SAH11117 | Gas Module | 440964 | GE Healthcare Technologies | E-MiniC-00 | E-MiniC-00 | 02/10/2021 | IU | Active | 1105-23100 | SAH-Emergency Service | 411000536 | SAH | SAH
SAH11118 | Gas Module | 440964 | GE Healthcare Technologies | E-MiniC-00 | E-MiniC-00 | 02/10/2021 | IU | Active | 1105-23100 | SAH-Emergency Service | 411000536 | SAH | SAH
SAH11119 | Gas Module | 440964 | GE Healthcare Technologies | E-MiniC-00 | E-MiniC-00 | 02/10/2021 | IU | Active | 1105-23100 | SAH-Emergency Service | 411000536 | SAH | SAH
SAH1112 | Light Sources- Fiberoptic | 440671 | Sunoptic Technologies | SOLARMAXX 300 | SolarMaxx 300 | 12/19/2003 | IU | Active | 1105-21100 | SAH-Surgery | 000 | SAH | SAH
SAH11120 | Gas Module | 440964 | GE Healthcare Technologies | E-MiniC-00 | E-MiniC-00 | 02/10/2021 | IU | Active | 1105-23100 | SAH-Emergency Service | 411000536 | SAH | SAH
SAH11121 | Gas Module | 440964 | GE Healthcare Technologies | E-MiniC-00 | E-MiniC-00 | 02/10/2021 | IU | Active | 1105-23100 | SAH-Emergency Service | 411000536 | SAH | SAH
SAH11122 | Gas Module | 440964 | GE Healthcare Technologies | E-MiniC-00 | E-MiniC-00 | 02/10/2021 | IU | Active | 1105-23100 | SAH-Emergency Service | 411000536 | SAH | SAH
SAH11123 | Gas Module | 440964 | GE Healthcare Technologies | E-MiniC-00 | E-MiniC-00 | 02/10/2021 | IU | Active | 1105-23100 | SAH-Emergency Service | 411000536 | SAH | SAH
SAH11124 | Gas Module | 440964 | GE Healthcare Technologies | E-MiniC-00 | E-MiniC-00 | 02/10/2021 | IU | Active | 1105-23100 | SAH-Emergency Service | 411000536 | SAH | SAH
SAH11125 | Gas Module | 440964 | GE Healthcare Technologies | E-MiniC-00 | E-MiniC-00 | 02/10/2021 | IU | Active | 1105-23100 | SAH-Emergency Service | 411000536 | SAH | SAH
SAH11126 | Gas Module | 440964 | GE Healthcare Technologies | E-MiniC-00 | E-MiniC-00 | 02/10/2021 | IU | Active | 1105-23100 | SAH-Emergency Service | 411000536 | SAH | SAH
SAH11127 | Gas Module | 440964 | GE Healthcare Technologies | E-MiniC-00 | E-MiniC-00 | 02/10/2021 | IU | Active | 1105-23100 | SAH-Emergency Service | 411000536 | SAH | SAH
SAH11128 | Gas Module | 440964 | GE Healthcare Technologies | E-MiniC-00 | E-MiniC-00 | 02/10/2021 | IU | Active | 1105-23100 | SAH-Emergency Service | 411000536 | SAH | SAH
SAH11129 | Gas Module | 440964 | GE Healthcare Technologies | E-MiniC-00 | E-MiniC-00 | 02/10/2021 | IU | Active | 1105-23100 | SAH-Emergency Service | 411000536 | SAH | SAH
SAH11130 | Gas Module | 440964 | GE Healthcare Technologies | E-MiniC-00 | E-MiniC-00 | 02/10/2021 | IU | Active | 1105-23100 | SAH-Emergency Service | 411000536 | SAH | SAH
SAH11131 | Gas Module | 440964 | GE Healthcare Technologies | E-MiniC-00 | E-MiniC-00 | 02/10/2021 | IU | Active | 1105-23100 | SAH-Emergency Service | 411000536 | SAH | SAH
SAH11132 | Gas Module | 440964 | GE Healthcare Technologies | E-MiniC-00 | E-MiniC-00 | 02/10/2021 | IU | Active | 1105-23100 | SAH-Emergency Service | 411000536 | SAH | SAH
SAH11133 | Gas Module | 440964 | GE Healthcare Technologies | E-MiniC-00 | E-MiniC-00 | 02/10/2021 | IU | Active | 1105-23100 | SAH-Emergency Service | 411000536 | SAH | SAH
SAH11134 | Gas Module | 440964 | GE Healthcare Technologies | E-MiniC-00 | E-MiniC-00 | 02/10/2021 | IU | Active | 1105-23100 | SAH-Emergency Service | 411000536 | SAH | SAH
SAH11135 | Gas Module | 440964 | GE Healthcare Technologies | E-MiniC-00 | E-MiniC-00 | 02/10/2021 | IU | Active | 1105-23100 | SAH-Emergency Service | 411000536 | SAH | SAH
SAH11136 | Gas Module | 440964 | GE Healthcare Technologies | E-MiniC-00 | E-MiniC-00 | 02/10/2021 | IU | Active | 1105-23100 | SAH-Emergency Service | 411000536 | SAH | SAH
SAH11137 | Gas Module | 440964 | GE Healthcare Technologies | E-MiniC-00 | E-MiniC-00 | 02/10/2021 | IU | Active | 1105-23100 | SAH-Emergency Service | 411000536 | SAH | SAH
SAH11138 | Gas Module | 440964 | GE Healthcare Technologies | E-MiniC-00 | E-MiniC-00 | 02/10/2021 | IU | Active | 1105-23100 | SAH-Emergency Service | 411000536 | SAH | SAH
SAH11139 | Gas Module | 440964 | GE Healthcare Technologies | E-MiniC-00 | E-MiniC-00 | 02/10/2021 | IU | Active | 1105-23100 | SAH-Emergency Service | 411000536 | SAH | SAH
SAH11140 | Gas Module | 440964 | GE Healthcare Technologies | E-MiniC-00 | E-MiniC-00 | 02/10/2021 | IU | Active | 1105-23100 | SAH-Emergency Service | 411000536 | SAH | SAH
SAH11141 | Gas Module | 440964 | GE Healthcare Technologies | E-MiniC-00 | E-MiniC-00 | 02/10/2021 | IU | Active | 1105-23100 | SAH-Emergency Service | 411000536 | SAH | SAH
SAH11142 | Bedside Physiologic Monitor | 440964 | GE Healthcare Technologies | b450 V3 | Carescape B450 V3 | 05/12/2021 | IU | Active | 1105-12154 | SAH-Cardiovascular Tele PT3 | 411000536 | SAH | SAH
SAH11144 | Patient Data Module | 440964 | GE Healthcare Technologies | 2016793-003 | PDM | 02/01/2021 | IU | Active | 1105-23100 | SAH-Emergency Service | 411000536 | SAH | SAH
SAH11145 | Bedside Physiologic Monitor | 440964 | GE Healthcare Technologies | b450 V3 | Carescape B450 V3 | 05/12/2021 | IU | Active | 1105-12154 | SAH-Cardiovascular Tele PT3 | 411000536 | SAH | SAH
SAH11146 | Central Station Computer | 440964 | GE Healthcare Technologies | MAI700 V2 | Carescape Central | 02/10/2021 | IU | Active | 1105-12154 | SAH-Cardiovascular Tele PT3 | 411000536 | SAH | SAH
SAH11147 | Central Station Computer | 440964 | GE Healthcare Technologies | MAI700 V2 | Carescape Central | 02/10/2021 | IU | Active | 1105-12154 | SAH-Cardiovascular Tele PT3 | 411000536 | SAH | SAH
SAH11150 | Central Station Computer | 440964 | GE Healthcare Technologies | MAI700 V2 | Carescape Central | 02/10/2021 | IU | Active | 1105-12154 | SAH-Cardiovascular Tele PT3 | 411000536 | SAH | SAH
SAH11153 | Telemetry Transmitter | 440964 | GE Healthcare Technologies | ApexPro CH | ApexPro CH | 05/12/2021 | 04 | Inventory | 1105-10600 | SAH-Monitor Techs CMU | 411000536 | SAH | SAH
SAH11154 | Telemetry Transmitter | 440964 | GE Healthcare Technologies | ApexPro CH | ApexPro CH | 05/12/2021 | 04 | Inventory | 1105-10600 | SAH-Monitor Techs CMU | 411000536 | SAH | SAH
SAH11155 | Telemetry Transmitter | 440964 | GE Healthcare Technologies | ApexPro CH | ApexPro CH | 05/12/2021 | 04 | Inventory | 1105-10600 | SAH-Monitor Techs CMU | 411000536 | SAH | SAH
SAH11156 | Telemetry Transmitter | 440964 | GE Healthcare Technologies | ApexPro CH | ApexPro CH | 05/12/2021 | 04 | Inventory | 1105-10600 | SAH-Monitor Techs CMU | 411000536 | SAH | SAH
SAH11158 | Telemetry Transmitter | 440964 | GE Healthcare Technologies | ApexPro CH | ApexPro CH | 05/12/2021 | 04 | Inventory | 1105-10600 | SAH-Monitor Techs CMU | 411000536 | SAH | SAH
SAH11159 | Telemetry Transmitter | 440964 | GE Healthcare Technologies | ApexPro CH | ApexPro CH | 05/12/2021 | 04 | Inventory | 1105-10600 | SAH-Monitor Techs CMU | 411000536 | SAH | SAH
SAH11161 | Telemetry Transmitter | 440964 | GE Healthcare Technologies | ApexPro CH | ApexPro CH | 05/12/2021 | 04 | Inventory | 1105-10600 | SAH-Monitor Techs CMU | 411000536 | SAH | SAH
SAH11162 | Telemetry Transmitter | 440964 | GE Healthcare Technologies | ApexPro CH | ApexPro CH | 05/12/2021 | 04 | Inventory | 1105-10600 | SAH-Monitor Techs CMU | 411000536 | SAH | SAH
SAH11163 | Telemetry Transmitter | 440964 | GE Healthcare Technologies | ApexPro CH | ApexPro CH | 05/12/2021 | 04 | Inventory | 1105-10600 | SAH-Monitor Techs CMU | 411000536 | SAH | SAH
SAH11164 | Telemetry Transmitter | 440964 | GE Healthcare Technologies | ApexPro CH | ApexPro CH | 05/12/2021 | 04 | Inventory | 1105-10600 | SAH-Monitor Techs CMU | 411000536 | SAH | SAH
SAH11165 | Telemetry Transmitter | 440964 | GE Healthcare Technologies | ApexPro CH | ApexPro CH | 05/12/2021 | 04 | Inventory | 1105-10600 | SAH-Monitor Techs CMU | 411000536 | SAH | SAH
SAH11166 | Telemetry Transmitter | 440964 | GE Healthcare Technologies | ApexPro CH | ApexPro CH | 05/12/2021 | 04 | Inventory | 1105-10600 | SAH-Monitor Techs CMU | 411000536 | SAH | SAH
SAH11167 | Telemetry Transmitter | 440964 | GE Healthcare Technologies | ApexPro CH | ApexPro CH | 05/12/2021 | 04 | Inventory | 1105-10600 | SAH-Monitor Techs CMU | 411000536 | SAH | SAH
SAH11168 | Telemetry Transmitter | 440964 | GE Healthcare Technologies | ApexPro CH | ApexPro CH | 05/12/2021 | 04 | Inventory | 1105-10600 | SAH-Monitor Techs CMU | 411000536 | SAH | SAH
SAH11169 | Telemetry Transmitter | 440964 | GE Healthcare Technologies | ApexPro CH | ApexPro CH | 05/12/2021 | 04 | Inventory | 1105-10600 | SAH-Monitor Techs CMU | 411000536 | SAH | SAH
SAH11170 | Telemetry Transmitter | 440964 | GE Healthcare Technologies | ApexPro CH | ApexPro CH | 05/12/2021 | 04 | Inventory | 1105-10600 | SAH-Monitor Techs CMU | 411000536 | SAH | SAH
SAH11171 | Telemetry Transmitter | 440964 | GE Healthcare Technologies | ApexPro CH | ApexPro CH | 05/12/2021 | 04 | Inventory | 1105-10600 | SAH-Monitor Techs CMU | 411000536 | SAH | SAH
SAH11173 | Telemetry Transmitter | 440964 | GE Healthcare Technologies | ApexPro CH | ApexPro CH | 05/12/2021 | 04 | Inventory | 1105-10600 | SAH-Monitor Techs CMU | 411000536 | SAH | SAH
SAH11174 | Telemetry Transmitter | 440964 | GE Healthcare Technologies | ApexPro CH | ApexPro CH | 05/12/2021 | 04 | Inventory | 1105-10600 | SAH-Monitor Techs CMU | 411000536 | SAH | SAH
SAH11175 | Telemetry Transmitter | 440964 | GE Healthcare Technologies | ApexPro CH | ApexPro CH | 05/12/2021 | 04 | Inventory | 1105-10600 | SAH-Monitor Techs CMU | 411000536 | SAH | SAH
SAH11176 | Telemetry Transmitter | 440964 | GE Healthcare Technologies | ApexPro CH | ApexPro CH | 05/12/2021 | 04 | Inventory | 1105-10600 | SAH-Monitor Techs CMU | 411000536 | SAH | SAH
SAH11177 | Telemetry Transmitter | 440964 | GE Healthcare Technologies | ApexPro CH | ApexPro CH | 05/12/2021 | 04 | Inventory | 1105-10600 | SAH-Monitor Techs CMU | 411000536 | SAH | SAH
SAH11178 | Telemetry Transmitter | 440964 | GE Healthcare Technologies | ApexPro CH | ApexPro CH | 05/12/2021 | 04 | Inventory | 1105-10600 | SAH-Monitor Techs CMU | 411000536 | SAH | SAH
SAH11179 | Telemetry Transmitter | 440964 | GE Healthcare Technologies | ApexPro CH | ApexPro CH | 05/12/2021 | 04 | Inventory | 1105-10600 | SAH-Monitor Techs CMU | 411000536 | SAH | SAH
SAH1118 | Blanket Warmer | 107114 | STERIS Corp | DJ060124331 | DJ060124331 | 06/10/2015 | IU | Active | 1105-21100 | SAH-Surgery | 411000225-0-CRE | SAH | SAH
SAH11180 | Telemetry Transmitter | 440964 | GE Healthcare Technologies | ApexPro CH | ApexPro CH | 05/12/2021 | 04 | Inventory | 1105-10600 | SAH-Monitor Techs CMU | 411000536 | SAH | SAH
SAH11181 | Telemetry Transmitter | 440964 | GE Healthcare Technologies | ApexPro CH | ApexPro CH | 05/12/2021 | 04 | Inventory | 1105-10600 | SAH-Monitor Techs CMU | 411000536 | SAH | SAH
SAH11182 | Telemetry Transmitter | 440964 | GE Healthcare Technologies | ApexPro CH | ApexPro CH | 05/12/2021 | 04 | Inventory | 1105-10600 | SAH-Monitor Techs CMU | 411000536 | SAH | SAH
SAH11183 | Telemetry Transmitter | 440964 | GE Healthcare Technologies | ApexPro CH | ApexPro CH | 05/12/2021 | 04 | Inventory | 1105-10600 | SAH-Monitor Techs CMU | 411000536 | SAH | SAH
SAH11184 | Telemetry Transmitter | 440964 | GE Healthcare Technologies | ApexPro CH | ApexPro CH | 05/12/2021 | 04 | Inventory | 1105-10600 | SAH-Monitor Techs CMU | 411000536 | SAH | SAH
SAH11185 | Telemetry Transmitter | 440964 | GE Healthcare Technologies | ApexPro CH | ApexPro CH | 05/12/2021 | 04 | Inventory | 1105-10600 | SAH-Monitor Techs CMU | 411000536 | SAH | SAH
SAH11187 | Telemetry Transmitter | 440964 | GE Healthcare Technologies | ApexPro CH | ApexPro CH | 05/12/2021 | 04 | Inventory | 1105-10600 | SAH-Monitor Techs CMU | 411000536 | SAH | SAH
SAH11188 | Telemetry Transmitter | 440964 | GE Healthcare Technologies | ApexPro CH | ApexPro CH | 05/12/2021 | 04 | Inventory | 1105-10600 | SAH-Monitor Techs CMU | 411000536 | SAH | SAH
SAH11189 | Telemetry Transmitter | 440964 | GE Healthcare Technologies | ApexPro CH | ApexPro CH | 05/12/2021 | 04 | Inventory | 1105-10600 | SAH-Monitor Techs CMU | 411000536 | SAH | SAH
SAH11190 | Telemetry Transmitter | 440964 | GE Healthcare Technologies | ApexPro CH | ApexPro CH | 05/12/2021 | 04 | Inventory | 1105-10600 | SAH-Monitor Techs CMU | 411000536 | SAH | SAH
SAH11191 | Telemetry Transmitter | 440964 | GE Healthcare Technologies | ApexPro CH | ApexPro CH | 05/12/2021 | 04 | Inventory | 1105-10600 | SAH-Monitor Techs CMU | 411000536 | SAH | SAH
SAH11192 | Telemetry Transmitter | 440964 | GE Healthcare Technologies | ApexPro CH | ApexPro CH | 05/12/2021 | 04 | Inventory | 1105-10600 | SAH-Monitor Techs CMU | 411000536 | SAH | SAH
SAH11193 | Telemetry Transmitter | 440964 | GE Healthcare Technologies | ApexPro CH | ApexPro CH | 05/12/2021 | 04 | Inventory | 1105-10600 | SAH-Monitor Techs CMU | 411000536 | SAH | SAH
SAH11194 | Telemetry Transmitter | 440964 | GE Healthcare Technologies | ApexPro CH | ApexPro CH | 05/12/2021 | 04 | Inventory | 1105-10600 | SAH-Monitor Techs CMU | 411000536 | SAH | SAH
SAH11195 | Telemetry Transmitter | 440964 | GE Healthcare Technologies | ApexPro CH | ApexPro CH | 05/12/2021 | 04 | Inventory | 1105-10600 | SAH-Monitor Techs CMU | 411000536 | SAH | SAH
SAH11196 | Telemetry Transmitter | 440964 | GE Healthcare Technologies | ApexPro CH | ApexPro CH | 05/12/2021 | 04 | Inventory | 1105-10600 | SAH-Monitor Techs CMU | 411000536 | SAH | SAH
SAH11197 | Telemetry Transmitter | 440964 | GE Healthcare Technologies | ApexPro CH | ApexPro CH | 05/12/2021 | 04 | Inventory | 1105-10600 | SAH-Monitor Techs CMU | 411000536 | SAH | SAH
SAH11198 | Telemetry Transmitter | 440964 | GE Healthcare Technologies | ApexPro CH | ApexPro CH | 05/12/2021 | 04 | Inventory | 1105-10600 | SAH-Monitor Techs CMU | 411000536 | SAH | SAH
SAH11199 | Telemetry Transmitter | 440964 | GE Healthcare Technologies | ApexPro CH | ApexPro CH | 05/12/2021 | 04 | Inventory | 1105-10600 | SAH-Monitor Techs CMU | 411000536 | SAH | SAH
SAH1120 | Electrosurgical Unit | 101345 | CONMED Corp | 60-8005-001 | SYSTEM 5000 | 10/30/2007 | IU | Active | 1105-21100 | SAH-Surgery | 000 | SAH | SAH
SAH11200 | Telemetry Transmitter | 440964 | GE Healthcare Technologies | ApexPro CH | ApexPro CH | 05/12/2021 | 04 | Inventory | 1105-10600 | SAH-Monitor Techs CMU | 411000536 | SAH | SAH
SAH11201 | ApexPro Telemetry Receiver | 440964 | GE Healthcare Technologies | APEXPRO RCVR SYS | APEXPRO RCVR SYS | 02/20/2021 | IU | Active | 1105-10600 | SAH-Monitor Techs CMU | 411000536 | SAH | SAH
SAH11202 | ApexPro Telemetry Receiver | 440964 | GE Healthcare Technologies | APEXPRO RCVR SYS | APEXPRO RCVR SYS | 02/20/2021 | IU | Active | 1105-10600 | SAH-Monitor Techs CMU | 411000536 | SAH | SAH
SAH11203 | ApexPro Telemetry Receiver | 440964 | GE Healthcare Technologies | APEXPRO RCVR SYS | APEXPRO RCVR SYS | 02/20/2021 | IU | Active | 1105-10600 | SAH-Monitor Techs CMU | 411000536 | SAH | SAH
SAH11204 | Central Station Computer | 440964 | GE Healthcare Technologies | MAI700 V2 | Carescape Central | 02/10/2021 | IU | Active | 1105-23100 | SAH-Emergency Service | 411000536 | SAH | SAH
SAH11205 | Central Station Computer | 440964 | GE Healthcare Technologies | MAI700 V2 | Carescape Central | 02/10/2021 | IU | Active | 1105-23100 | SAH-Emergency Service | 411000536 | SAH | SAH
SAH11206 | Central Station Computer | 440964 | GE Healthcare Technologies | MAI700 V2 | Carescape Central | 02/10/2021 | IU | Active | 1105-23100 | SAH-Emergency Service | 411000536 | SAH | SAH
SAH11207 | Patient Data Module | 440964 | GE Healthcare Technologies | 2016793-003 | PDM | 02/01/2021 | IU | Active | 1105-23100 | SAH-Emergency Service | 411000536 | SAH | SAH
SAH11208 | Patient Data Module | 440964 | GE Healthcare Technologies | 2016793-003 | PDM | 02/01/2021 | MI | Missing | 1105-23100 | SAH-Emergency Service | 411000536 | SAH | SAH
SAH11209 | Patient Data Module | 440964 | GE Healthcare Technologies | 2016793-003 | PDM | 02/01/2021 | IU | Active | 1105-23100 | SAH-Emergency Service | 411000536 | SAH | SAH
SAH11210 | Patient Data Module | 440964 | GE Healthcare Technologies | 2016793-003 | PDM | 02/01/2021 | IU | Active | 1105-23100 | SAH-Emergency Service | 411000536 | SAH | SAH
SAH11211 | Patient Data Module | 440964 | GE Healthcare Technologies | 2016793-003 | PDM | 02/01/2021 | IU | Active | 1105-23100 | SAH-Emergency Service | 411000536 | SAH | SAH
SAH11212 | Patient Data Module | 440964 | GE Healthcare Technologies | 2016793-003 | PDM | 02/01/2021 | IU | Active | 1105-23100 | SAH-Emergency Service | 411000536 | SAH | SAH
SAH11214 | Patient Data Module | 440964 | GE Healthcare Technologies | 2016793-003 | PDM | 02/01/2021 | IU | Active | 1105-23100 | SAH-Emergency Service | 411000536 | SAH | SAH
SAH11215 | Patient Data Module | 440964 | GE Healthcare Technologies | 2016793-003 | PDM | 02/01/2021 | IU | Active | 1105-23100 | SAH-Emergency Service | 411000536 | SAH | SAH
SAH11216 | Patient Data Module | 440964 | GE Healthcare Technologies | 2016793-003 | PDM | 02/01/2021 | IU | Active | 1105-23100 | SAH-Emergency Service | 411000536 | SAH | SAH
SAH11217 | Patient Data Module | 440964 | GE Healthcare Technologies | 2016793-003 | PDM | 02/01/2021 | IU | Active | 1105-23100 | SAH-Emergency Service | 411000536 | SAH | SAH
SAH11218 | Patient Data Module | 440964 | GE Healthcare Technologies | 2016793-003 | PDM | 02/01/2021 | IU | Active | 1105-23100 | SAH-Emergency Service | 411000536 | SAH | SAH
SAH11219 | Patient Data Module | 440964 | GE Healthcare Technologies | 2016793-003 | PDM | 02/01/2021 | IU | Active | 1105-23100 | SAH-Emergency Service | 411000536 | SAH | SAH
SAH11220 | Patient Data Module | 440964 | GE Healthcare Technologies | 2016793-003 | PDM | 02/01/2021 | IU | Active | 1105-23100 | SAH-Emergency Service | 411000536 | SAH | SAH
SAH11221 | Patient Data Module | 440964 | GE Healthcare Technologies | 2016793-003 | PDM | 02/01/2021 | IU | Active | 1105-23100 | SAH-Emergency Service | 411000536 | SAH | SAH
SAH11222 | Patient Data Module | 440964 | GE Healthcare Technologies | 2016793-003 | PDM | 02/01/2021 | IU | Active | 1105-23100 | SAH-Emergency Service | 411000536 | SAH | SAH
SAH11223 | Patient Data Module | 440964 | GE Healthcare Technologies | 2016793-003 | PDM | 02/01/2021 | IU | Active | 1105-23100 | SAH-Emergency Service | 411000536 | SAH | SAH
SAH11224 | Patient Data Module | 440964 | GE Healthcare Technologies | 2016793-003 | PDM | 02/01/2021 | IU | Active | 1105-23100 | SAH-Emergency Service | 411000536 | SAH | SAH
SAH11225 | Patient Data Module | 440964 | GE Healthcare Technologies | 2016793-003 | PDM | 02/01/2021 | IU | Active | 1105-23100 | SAH-Emergency Service | 411000536 | SAH | SAH
SAH11226 | Patient Data Module | 440964 | GE Healthcare Technologies | 2016793-003 | PDM | 02/01/2021 | IU | Active | 1105-23100 | SAH-Emergency Service | 411000536 | SAH | SAH
SAH11227 | Patient Data Module | 440964 | GE Healthcare Technologies | 2016793-003 | PDM | 02/01/2021 | IU | Active | 1105-23100 | SAH-Emergency Service | 411000536 | SAH | SAH
SAH11228 | Patient Data Module | 440964 | GE Healthcare Technologies | 2016793-003 | PDM | 02/01/2021 | IU | Active | 1105-23100 | SAH-Emergency Service | 411000536 | SAH | SAH
SAH11229 | Patient Data Module | 440964 | GE Healthcare Technologies | 2016793-003 | PDM | 02/01/2021 | IU | Active | 1105-23100 | SAH-Emergency Service | 411000536 | SAH | SAH
SAH11230 | Patient Data Module | 440964 | GE Healthcare Technologies | 2016793-003 | PDM | 02/01/2021 | IU | Active | 1105-23100 | SAH-Emergency Service | 411000536 | SAH | SAH
SAH11231 | Patient Data Module | 440964 | GE Healthcare Technologies | 2016793-003 | PDM | 02/01/2021 | IU | Active | 1105-23100 | SAH-Emergency Service | 411000536 | SAH | SAH
SAH11232 | Patient Data Module | 440964 | GE Healthcare Technologies | 2016793-003 | PDM | 02/01/2021 | IU | Active | 1105-23100 | SAH-Emergency Service | 411000536 | SAH | SAH
SAH11233 | Bedside Physiologic Monitor | 440964 | GE Healthcare Technologies | b450 V3 | Carescape B450 V3 | 03/03/2021 | IU | Active | 1105-23100 | SAH-Emergency Service | 411000536 | SAH | SAH
SAH11234 | Bedside Physiologic Monitor | 440964 | GE Healthcare Technologies | b450 V3 | Carescape B450 V3 | 03/03/2021 | IU | Active | 1105-23100 | SAH-Emergency Service | 411000536 | SAH | SAH
SAH11235 | Bedside Physiologic Monitor | 440964 | GE Healthcare Technologies | b450 V3 | Carescape B450 V3 | 03/03/2021 | IU | Active | 1105-23100 | SAH-Emergency Service | 411000536 | SAH | SAH
SAH11236 | Bedside Physiologic Monitor | 440964 | GE Healthcare Technologies | b450 V3 | Carescape B450 V3 | 03/03/2021 | IU | Active | 1105-23100 | SAH-Emergency Service | 411000536 | SAH | SAH
SAH11237 | Bedside Physiologic Monitor | 440964 | GE Healthcare Technologies | b450 V3 | Carescape B450 V3 | 03/03/2021 | IU | Active | 1105-23100 | SAH-Emergency Service | 411000536 | SAH | SAH
SAH11238 | Bedside Physiologic Monitor | 440964 | GE Healthcare Technologies | b450 V3 | Carescape B450 V3 | 03/03/2021 | IU | Active | 1105-23100 | SAH-Emergency Service | 411000536 | SAH | SAH
SAH11239 | Bedside Physiologic Monitor | 440964 | GE Healthcare Technologies | b450 V3 | Carescape B450 V3 | 03/03/2021 | IU | Active | 1105-23100 | SAH-Emergency Service | 411000536 | SAH | SAH
SAH11240 | Bedside Physiologic Monitor | 440964 | GE Healthcare Technologies | b450 V3 | Carescape B450 V3 | 03/03/2021 | IU | Active | 1105-23100 | SAH-Emergency Service | 411000536 | SAH | SAH
SAH11241 | Bedside Physiologic Monitor | 440964 | GE Healthcare Technologies | b450 V3 | Carescape B450 V3 | 03/03/2021 | IU | Active | 1105-23100 | SAH-Emergency Service | 411000536 | SAH | SAH
SAH11242 | Bedside Physiologic Monitor | 440964 | GE Healthcare Technologies | b450 V3 | Carescape B450 V3 | 03/03/2021 | IU | Active | 1105-23100 | SAH-Emergency Service | 411000536 | SAH | SAH
SAH11243 | Bedside Physiologic Monitor | 440964 | GE Healthcare Technologies | b450 V3 | Carescape B450 V3 | 03/03/2021 | IU | Active | 1105-23100 | SAH-Emergency Service | 411000536 | SAH | SAH
SAH11244 | Bedside Physiologic Monitor | 440964 | GE Healthcare Technologies | b450 V3 | Carescape B450 V3 | 03/03/2021 | IU | Active | 1105-23100 | SAH-Emergency Service | 411000536 | SAH | SAH
SAH11245 | Bedside Physiologic Monitor | 440964 | GE Healthcare Technologies | b450 V3 | Carescape B450 V3 | 03/03/2021 | IU | Active | 1105-23100 | SAH-Emergency Service | 411000536 | SAH | SAH
SAH11246 | Bedside Physiologic Monitor | 440964 | GE Healthcare Technologies | b450 V3 | Carescape B450 V3 | 03/03/2021 | IU | Active | 1105-23100 | SAH-Emergency Service | 411000536 | SAH | SAH
SAH11247 | Bedside Physiologic Monitor | 440964 | GE Healthcare Technologies | b450 V3 | Carescape B450 V3 | 02/26/2021 | IU | Active | 1105-23100 | SAH-Emergency Service | . | SAH | SAH
SAH11248 | Bedside Physiologic Monitor | 440964 | GE Healthcare Technologies | b450 V3 | Carescape B450 V3 | 03/03/2021 | IU | Active | 1105-23100 | SAH-Emergency Service | 411000536 | SAH | SAH
SAH11249 | Bedside Physiologic Monitor | 440964 | GE Healthcare Technologies | b450 V3 | Carescape B450 V3 | 03/03/2021 | IU | Active | 1105-23100 | SAH-Emergency Service | 411000536 | SAH | SAH
SAH11250 | Bedside Physiologic Monitor | 440964 | GE Healthcare Technologies | b450 V3 | Carescape B450 V3 | 03/03/2021 | IU | Active | 1105-23100 | SAH-Emergency Service | 411000536 | SAH | SAH
SAH11251 | Bedside Physiologic Monitor | 440964 | GE Healthcare Technologies | b450 V3 | Carescape B450 V3 | 03/03/2021 | IU | Active | 1105-23100 | SAH-Emergency Service | 411000536 | SAH | SAH
SAH11252 | Bedside Physiologic Monitor | 440964 | GE Healthcare Technologies | b450 V3 | Carescape B450 V3 | 03/03/2021 | IU | Active | 1105-23100 | SAH-Emergency Service | 411000536 | SAH | SAH
SAH11253 | Bedside Physiologic Monitor | 440964 | GE Healthcare Technologies | b450 V3 | Carescape B450 V3 | 03/03/2021 | IU | Active | 1105-23100 | SAH-Emergency Service | 411000536 | SAH | SAH
SAH11254 | Bedside Physiologic Monitor | 440964 | GE Healthcare Technologies | b450 V3 | Carescape B450 V3 | 03/03/2021 | IU | Active | 1105-23100 | SAH-Emergency Service | 411000536 | SAH | SAH
SAH11255 | Bedside Physiologic Monitor | 440964 | GE Healthcare Technologies | b450 V3 | Carescape B450 V3 | 03/03/2021 | IU | Active | 1105-23100 | SAH-Emergency Service | 411000536 | SAH | SAH
SAH11256 | Bedside Physiologic Monitor | 440964 | GE Healthcare Technologies | b450 V3 | Carescape B450 V3 | 02/26/2021 | IU | Active | 1105-23100 | SAH-Emergency Service | . | SAH | SAH
SAH11257 | Bedside Physiologic Monitor | 440964 | GE Healthcare Technologies | B650 v3 | Carescape B650 v3 | 02/10/2021 | IU | Active | 1105-23100 | SAH-Emergency Service | 411000536 | SAH | SAH
SAH11258 | Bedside Physiologic Monitor | 440964 | GE Healthcare Technologies | B650 v3 | Carescape B650 v3 | 02/10/2021 | IU | Active | 1105-23100 | SAH-Emergency Service | 411000536 | SAH | SAH
SAH11259 | Oximeters- Pulse | 371567 | Masimo Corp | RAD-5 | RAD-5 | 03/23/2021 | IU | Active | 1105-12154 | SAH-Cardiovascular Tele PT3 | NON-CAPITAL | SAH | SAH
SAH11260 | Oximeters- Pulse | 371567 | Masimo Corp | RAD-5 | RAD-5 | 03/23/2021 | IU | Active | 1105-18415 | SAH-Neuroscience Unit 5N | NON-CAPITAL | SAH | SAH
SAH11261 | Oximeters- Pulse | 371567 | Masimo Corp | RAD-5 | RAD-5 | 03/23/2021 | MI | Missing | 1105-12510 | SAH-Cardiac Medical I (3SW) | NON-CAPITAL | SAH | SAH
SAH11262 | Oximeters- Pulse | 371567 | Masimo Corp | RAD-5 | RAD-5 | 03/23/2021 | IU | Active | 1105-12530 | SAH-Surgical Unit I AT4 | NON-CAPITAL | SAH | SAH
SAH11263 | Endo Video Camera Console | 107536 | Stryker Endoscopy | 1588-010-000 | 1588 AIM | 05/03/2021 | IU | Active | 1105-21100 | SAH-Surgery | 626004177-0-CAP | SAH | SAH
SAH11264 | Endo Video Camera Console | 107536 | Stryker Endoscopy | 1588-010-000 | 1588 AIM | 05/03/2021 | IU | Active | 1105-21100 | SAH-Surgery | 626004177-0-CAP | SAH | SAH
SAH11265 | Endo Video Camera Console | 107536 | Stryker Endoscopy | 1588-010-000 | 1588 AIM | 05/03/2021 | IU | Active | 1105-21100 | SAH-Surgery | 626004177-0-CAP | SAH | SAH
SAH11267 | Endo Video Camera Console | 107536 | Stryker Endoscopy | 1588-010-000 | 1588 AIM | 05/03/2021 | IU | Active | 1105-21100 | SAH-Surgery | 626004177-0-CAP | SAH | SAH
SAH11268 | Endo Video Camera Console | 107536 | Stryker Endoscopy | 1588-010-000 | 1588 AIM | 05/03/2021 | IU | Active | 1105-21100 | SAH-Surgery | 626004177-0-CAP | SAH | SAH
SAH11269 | Endo Video Camera Console | 107536 | Stryker Endoscopy | 1588-010-000 | 1588 AIM | 05/03/2021 | IU | Active | 1105-21100 | SAH-Surgery | 626004177-0-CAP | SAH | SAH
SAH1127 | IV Fluid Warmers | 452152 | Medical Solutions Inc | TEMP 3 | TEMP 3 | 07/13/2007 | IU | Active | 1105-21100 | SAH-Surgery | NA | SAH | SAH
SAH11270 | US Doppler Flow Detector | 102998 | Parks Medical Electronics Inc | 811B | Doopler Flow Detecto | 05/18/2021 | 04 | Inventory | 1105-23100 | SAH-Emergency Service | 260812512 | SAH | SAH
SAH11271 | US Doppler Flow Detector | 102998 | Parks Medical Electronics Inc | 811B | Doopler Flow Detecto | 05/18/2021 | 04 | Inventory | 1105-23100 | SAH-Emergency Service | 260812512 | SAH | SAH
SAH11273 | Bariatric Phys Therapy Table | 101438 | Hausmann Industries Inc | 1427-57-122 | 1427-57-122 | 05/01/2021 | IU | Active | 1105-39150 | SAH-Rehab Services OP SARC | 260811424 | SAH | SAH
SAH11274 | Multitherapy, EMG, Laser, US | 452204 | DJO Global Inc | VECTRA NEO | VECTRA NEO | 05/01/2021 | IU | Active | 1105-39200 | SAH-Rehab Services Main | 626004346 | SAH | SAH
SAH11275 | Gas Module | 440964 | GE Healthcare Technologies | E-MiniC-00 | E-MiniC-00 | 06/07/2021 | IU | Active | 1105-30620 | SAH-Non Invasive Cardiology | 260818231 | SAH | SAH
SAH11276 | Oto/Opth Desktop Diag Station | 226280 | Amico Corp (Canada) | DS-UDM-2 | OTO/OPTH STATION | 06/07/2021 | 04 | Inventory | 1105-12225 | SAH-Med/Surg Unit I 4SE | 260820047 | SAH | SAH
SAH11278 | Infrared Vein Finder | 455305 | Christie Medical Holdings Inc | Vein Viewer Flex | VeinViewer Flex | 06/23/2021 | 04 | Inventory | 1105-37250 | SAH-Infusion Center | 260824048 | SAH | SAH
SAH11279 | Portable Suction | 452041 | Ohio Medical Corp | 758000 | Care E Vac 3 | 07/22/2021 | IU | Active | 1105-30620 | SAH-Non Invasive Cardiology | 411000611-0-CRE | SAH | SAH
SAH11280 | Temporal Infrared Thermometer | 107875 | Exergen Corp | TAT-5000 | TAT-5000 | 07/10/2021 | 04 | Inventory | 1105-13100 | SAH-Intensive Care Unit | RMA 249382 | SAH | SAH
SAH11281 | Treadmill | 440964 | GE Healthcare Technologies | T2100-ST2 | T2100-ST2 | 07/12/2021 | IU | Active | 1105-30620 | SAH-Non Invasive Cardiology | 411000591-0-CRE | SAH | SAH
SAH11282 | Stress Exercise System | 440964 | GE Healthcare Technologies | CASE V6.7 | CASE V6.7 | 07/15/2021 | IU | Active | 1105-30620 | SAH-Non Invasive Cardiology | 411000591-0-CRE | SAH | SAH
SAH11283 | Disinfectant Neutralizer Stati | 456998 | CS Medical LLC | AC-DS-03 | AC-DS-03 | 05/26/2022 | 04 | Inventory | 1105-30620 | SAH-Non Invasive Cardiology | NON-CAPITAL | SAH | SAH
SAH11284 | TEE Probe Disinfector | 456998 | CS Medical LLC | TCD100S8 | TEEClean | 07/13/2021 | IU | Active | 1105-30620 | SAH-Non Invasive Cardiology | 411000590-0-CRE | SAH | SAH
SAH11286 | Patient Data Module | 440964 | GE Healthcare Technologies | 2016793-003 | PDM | 07/12/2021 | IU | Active | 1105-20100 | SAH-Anesthesiology | 626004543-0-CAP | SAH | SAH
SAH11287 | Gas Module | 440964 | GE Healthcare Technologies | E-MiniC-00 | E-MiniC-00 | 07/13/2021 | IU | Active | 1105-13100 | SAH-Intensive Care Unit | 711010261-0-CES | SAH | SAH
SAH11288 | Telemetry Transmitter | 440964 | GE Healthcare Technologies | ApexPro CH | ApexPro CH | 09/30/2020 | 04 | Inventory | 1105-10600 | SAH-Monitor Techs CMU | 626002102 | SAH | SAH
SAH11289 | Vital Signs Monitor | 101850 | Welch Allyn Inc A Subsidiary | VSM 6000 SERIES | VSM 6000 SERIES | 07/14/2021 | IU | Active | 1105-30620 | SAH-Non Invasive Cardiology | 411000592 | SAH | SAH
SAH11290 | Vital Signs Monitor | 101850 | Welch Allyn Inc A Subsidiary | VSM 6000 SERIES | VSM 6000 SERIES | 07/14/2021 | IU | Active | 1105-30620 | SAH-Non Invasive Cardiology | 411000592 | SAH | SAH
SAH11291 | Vital Signs Monitor | 101850 | Welch Allyn Inc A Subsidiary | VSM 6000 SERIES | VSM 6000 SERIES | 07/14/2021 | IU | Active | 1105-30620 | SAH-Non Invasive Cardiology | 411000592 | SAH | SAH
SAH11292 | Bedside Physiologic Monitor | 440964 | GE Healthcare Technologies | B450 V3 | Carescape B450 V3 | 07/23/2021 | IU | Active | 1105-12510 | SAH-Cardiac Medical I (3SW) | 626004541-0-CAP | SAH | SAH
SAH11293 | Bedside Physiologic Monitor | 440964 | GE Healthcare Technologies | B450 V3 | Carescape B450 V3 | 07/23/2021 | IU | Active | 1105-12510 | SAH-Cardiac Medical I (3SW) | 626004541-0-CAP | SAH | SAH
SAH11294 | Patient Data Module | 440964 | GE Healthcare Technologies | 2016793-003 | PDM | 07/30/2021 | IU | Active | 1105-12510 | SAH-Cardiac Medical I (3SW) | 626004541-0-CAP | SAH | SAH
SAH11295 | Patient Data Module | 440964 | GE Healthcare Technologies | 2016793-003 | PDM | 07/30/2021 | IU | Active | 1105-12510 | SAH-Cardiac Medical I (3SW) | 626004541-0-CAP | SAH | SAH
SAH11297 | Centrifuge,Tabletop, Microsamp | 340083 | Beckman Coulter Inc | M502-22 | Statspin Express 3 | 08/20/2021 | IU | Active | 1105-31000 | SAH-Laboratory Services | 620002988-0-CAP | SAH | SAH
SAH11298 | Computer Printer | 101883 | Hewlett-Packard | M602 | LaserJet M602 | 01/07/2022 | 04 | Inventory | 1105-13100 | SAH-Intensive Care Unit | non-capital | SAH | SAH
SAH11299 | Gas Plasma Sterilizer | 186653 | Advanced Sterilization Product | 0033 | STERRAD NX | 03/03/2009 | IU | Active | 1105-85160 | SAH-Sterile Processing | 000 | SAH | SAH
SAH11301 | Vital Signs Monitor | 101850 | Welch Allyn Inc A Subsidiary | VSM 6000 SERIES | VSM 6000 SERIES | 08/01/2021 | IU | Active | 1105-30620 | SAH-Non Invasive Cardiology | 411000592 | SAH | SAH
SAH11302 | Vital Signs Monitor | 101850 | Welch Allyn Inc A Subsidiary | VSM 6000 SERIES | VSM 6000 SERIES | 08/11/2021 | IU | Active | 1105-30620 | SAH-Non Invasive Cardiology | 411000592 | SAH | SAH
SAH11303 | Anesthesia Machine | 351254 | Datex-Ohmeda Inc Div GE Health | 1009-9050-000 | Avance CS2 | 08/19/2021 | LS | High Risk | 1105-30610 | SAH-Cardiac Cath Lab | 411000589-0-CRE | SAH | SAH
SAH11304 | Bedside Physiologic Monitor | 440964 | GE Healthcare Technologies | B650 v3 | Carescape B650 v3 | 08/19/2021 | IU | Active | 1105-30620 | SAH-Non Invasive Cardiology | 411000645 | SAH | SAH
SAH11305 | Patient Data Module | 440964 | GE Healthcare Technologies | 2016793-003 | PDM | 08/16/2021 | IU | Active | 1105-30620 | SAH-Non Invasive Cardiology | 411000645 | SAH | SAH
SAH11306 | Airway Gas Module w/Agent Id | 440964 | GE Healthcare Technologies | E-sCAiO-00 | E-sCAiO | 08/16/2021 | IU | Active | 1105-30620 | SAH-Non Invasive Cardiology | 411000589-0-CRE | SAH | SAH
SAH11307 | Hemodynamic Fluid Monitor | 454355 | Cheetah Medical | Starling SV | Starling SV | 06/07/2022 | 04 | Inventory | 1105-23100 | SAH-Emergency Service | 626005143 | SAH | SAH
SAH11317 | Ophtha/Otoscope Charger | 101318 | Hill-Rom Company Inc | 719-DSK | 719-DSK | 09/09/2021 | 04 | Inventory | 1105-12225 | SAH-Med/Surg Unit I 4SE | FIU | SAH | SAH
SAH11318 | Telemetry Transmitter | 440964 | GE Healthcare Technologies | ApexPro CH | ApexPro CH | 11/26/2019 | 04 | Inventory | 1105-10600 | SAH-Monitor Techs CMU | 26073017 | SAH | SAH
SAH11319 | Molecular POC Covid-19 Analyzr | 103243 | Abbott Laboratories Diagnostic | ID NOW | ID NOW COVID-19 | 10/11/2021 | 04 | Inventory | 1105-31000 | SAH-Laboratory Services | 526006600 | SAH | SAH
SAH11320 | Doppler Unit | 102764 | Huntleigh Healthcare Inc A Get | SD2 | SD2 | 11/04/2021 | 04 | Inventory | 1105-18300 | SAH-Urology 6SW | 260808487 | SAH | SAH
SAH11322 | Pump Control Unit | 378348 | BD | 8015 BD | Alaris PC 8015 BD | 10/06/2021 | IU | Active | 1105-85160 | SAH-Sterile Processing | NON-CAPITAL | SAH | SAH
SAH11323 | Pump Control Unit | 378348 | BD | 8015 BD | Alaris PC 8015 BD | 10/06/2021 | IU | Active | 1105-85160 | SAH-Sterile Processing | NON-CAPITAL | SAH | SAH
SAH11324 | Pump Control Unit | 378348 | BD | 8015 BD | Alaris PC 8015 BD | 10/06/2021 | IU | Active | 1105-85160 | SAH-Sterile Processing | NON-CAPITAL | SAH | SAH
SAH11325 | Pump Control Unit | 378348 | BD | 8015 BD | Alaris PC 8015 BD | 10/06/2021 | IU | Active | 1105-85160 | SAH-Sterile Processing | NON-CAPITAL | SAH | SAH
SAH11326 | Pump Control Unit | 378348 | BD | 8015 BD | Alaris PC 8015 BD | 10/06/2021 | IU | Active | 1105-85160 | SAH-Sterile Processing | NON-CAPITAL | SAH | SAH
SAH11327 | Pump Control Unit | 378348 | BD | 8015 BD | Alaris PC 8015 BD | 10/06/2021 | IU | Active | 1105-85160 | SAH-Sterile Processing | NON-CAPITAL | SAH | SAH
SAH11328 | Pump Control Unit | 378348 | BD | 8015 BD | Alaris PC 8015 BD | 10/06/2021 | IU | Active | 1105-85160 | SAH-Sterile Processing | NON-CAPITAL | SAH | SAH
SAH11329 | Pump Control Unit | 378348 | BD | 8015 BD | Alaris PC 8015 BD | 10/06/2021 | IU | Active | 1105-85160 | SAH-Sterile Processing | NON-CAPITAL | SAH | SAH
SAH11330 | Large Volume Pump Module | 378348 | BD | 8100 | Alaris Pump | 10/06/2021 | IU | Active | 1105-85160 | SAH-Sterile Processing | NON-CAPITAL | SAH | SAH
SAH11331 | Large Volume Pump Module | 378348 | BD | 8100 | Alaris Pump | 10/06/2021 | IU | Active | 1105-85160 | SAH-Sterile Processing | NON-CAPITAL | SAH | SAH
SAH11332 | Large Volume Pump Module | 378348 | BD | 8100 | Alaris Pump | 10/06/2021 | IU | Active | 1105-85160 | SAH-Sterile Processing | NON-CAPITAL | SAH | SAH
SAH11333 | Large Volume Pump Module | 378348 | BD | 8100 | Alaris Pump | 11/02/2021 | IU | Active | 1105-85160 | SAH-Sterile Processing | NON-CAPITAL | SAH | SAH
SAH11334 | Large Volume Pump Module | 378348 | BD | 8100 | Alaris Pump | 11/02/2021 | IU | Active | 1105-85160 | SAH-Sterile Processing | NON-CAPITAL | SAH | SAH
SAH11335 | Large Volume Pump Module | 378348 | BD | 8100 | Alaris Pump | 11/02/2021 | IU | Active | 1105-85160 | SAH-Sterile Processing | NON-CAPITAL | SAH | SAH
SAH11336 | Large Volume Pump Module | 378348 | BD | 8100 | Alaris Pump | 11/02/2021 | IU | Active | 1105-85160 | SAH-Sterile Processing | NON-CAPITAL | SAH | SAH
SAH11337 | Large Volume Pump Module | 378348 | BD | 8100 | Alaris Pump | 11/02/2021 | IU | Active | 1105-85160 | SAH-Sterile Processing | NON-CAPITAL | SAH | SAH
SAH11338 | Large Volume Pump Module | 378348 | BD | 8100 | Alaris Pump | 11/02/2021 | IU | Active | 1105-85160 | SAH-Sterile Processing | NON-CAPITAL | SAH | SAH
SAH11339 | Large Volume Pump Module | 378348 | BD | 8100 | Alaris Pump | 11/02/2021 | IU | Active | 1105-85160 | SAH-Sterile Processing | NON-CAPITAL | SAH | SAH
SAH1134 | 26in LED HD Monitor | 102159 | KARL STORZ Endoscopy-America I | 9826NB-US | 9826NB-US | 02/09/2016 | IU | Active | 1105-21100 | SAH-Surgery | FIU | SAH | SAH
SAH11340 | Large Volume Pump Module | 378348 | BD | 8100 | Alaris Pump | 11/02/2021 | IU | Active | 1105-85160 | SAH-Sterile Processing | NON-CAPITAL | SAH | SAH
SAH11341 | Large Volume Pump Module | 378348 | BD | 8100 | Alaris Pump | 11/02/2021 | IU | Active | 1105-85160 | SAH-Sterile Processing | NON-CAPITAL | SAH | SAH
SAH11342 | Large Volume Pump Module | 378348 | BD | 8100 | Alaris Pump | 11/02/2021 | IU | Active | 1105-85160 | SAH-Sterile Processing | NON-CAPITAL | SAH | SAH
SAH11343 | Large Volume Pump Module | 378348 | BD | 8100 | Alaris Pump | 11/02/2021 | IU | Active | 1105-85160 | SAH-Sterile Processing | NON-CAPITAL | SAH | SAH
SAH11344 | Large Volume Pump Module | 378348 | BD | 8100 | Alaris Pump | 11/02/2021 | IU | Active | 1105-85160 | SAH-Sterile Processing | NON-CAPITAL | SAH | SAH
SAH11345 | Large Volume Pump Module | 378348 | BD | 8100 | Alaris Pump | 11/02/2021 | IU | Active | 1105-85160 | SAH-Sterile Processing | NON-CAPITAL | SAH | SAH
SAH11346 | Large Volume Pump Module | 378348 | BD | 8100 | Alaris Pump | 11/02/2021 | IU | Active | 1105-85160 | SAH-Sterile Processing | NON-CAPITAL | SAH | SAH
SAH11347 | Central Station Computer | 440964 | GE Healthcare Technologies | MAI700 V2 | Carescape Central V2 | 10/14/2021 | IU | Active | 1105-30610 | SAH-Cardiac Cath Lab | 411000649-0-CRE | SAH | SAH
SAH11348 | Monitor Single use Endo Scopes | 104479 | Ambu Inc | 405011000 | aView 2 Advance | 11/01/2021 | 04 | Inventory | 1105-34620 | SAH-Radiation Therapy | 260821594 | SAH | SAH
SAH11349 | Bedside Physiologic Monitor | 440964 | GE Healthcare Technologies | B450 V3 | Carescape B450 V3 | 10/14/2021 | IU | Active | 1105-30610 | SAH-Cardiac Cath Lab | 411000649-0-CRE | SAH | SAH
SAH1135 | 300W Endo Xenon Light Source | 102159 | KARL STORZ Endoscopy-America I | 20133120 | Cold Light Fountain | 11/23/2014 | IU | Active | 1105-21100 | SAH-Surgery | 611000636-0-CAP | SAH | SAH
SAH11350 | Bedside Physiologic Monitor | 440964 | GE Healthcare Technologies | B450 V3 | Carescape B450 V3 | 10/14/2021 | IU | Active | 1105-30610 | SAH-Cardiac Cath Lab | 411000649-0-CRE | SAH | SAH
SAH11351 | Bedside Physiologic Monitor | 440964 | GE Healthcare Technologies | B450 V3 | Carescape B450 V3 | 10/14/2021 | IU | Active | 1105-30610 | SAH-Cardiac Cath Lab | 411000649-0-CRE | SAH | SAH
SAH11352 | Bedside Physiologic Monitor | 440964 | GE Healthcare Technologies | B450 V3 | Carescape B450 V3 | 10/14/2021 | IU | Active | 1105-30610 | SAH-Cardiac Cath Lab | 411000649-0-CRE | SAH | SAH
SAH11353 | Bedside Physiologic Monitor | 440964 | GE Healthcare Technologies | B450 V3 | Carescape B450 V3 | 10/14/2021 | IU | Active | 1105-30610 | SAH-Cardiac Cath Lab | 411000649-0-CRE | SAH | SAH
SAH11354 | Bedside Physiologic Monitor | 440964 | GE Healthcare Technologies | B450 V3 | Carescape B450 V3 | 10/14/2021 | IU | Active | 1105-30610 | SAH-Cardiac Cath Lab | 411000649-0-CRE | SAH | SAH
SAH11355 | Bedside Physiologic Monitor | 440964 | GE Healthcare Technologies | B450 V3 | Carescape B450 V3 | 10/14/2021 | IU | Active | 1105-30610 | SAH-Cardiac Cath Lab | 411000649-0-CRE | SAH | SAH
SAH11356 | Bedside Physiologic Monitor | 440964 | GE Healthcare Technologies | B450 V3 | Carescape B450 V3 | 10/14/2021 | IU | Active | 1105-30610 | SAH-Cardiac Cath Lab | 411000649-0-CRE | SAH | SAH
SAH11357 | Bedside Physiologic Monitor | 440964 | GE Healthcare Technologies | B450 V3 | Carescape B450 V3 | 10/14/2021 | IU | Active | 1105-30610 | SAH-Cardiac Cath Lab | 411000649-0-CRE | SAH | SAH
SAH11358 | Patient Data Module | 440964 | GE Healthcare Technologies | 2016793-003 | PDM | 10/14/2021 | IU | Active | 1105-30610 | SAH-Cardiac Cath Lab | 411000649-0-CRE | SAH | SAH
SAH11359 | Patient Data Module | 440964 | GE Healthcare Technologies | 2016793-003 | PDM | 10/14/2021 | IU | Active | 1105-30610 | SAH-Cardiac Cath Lab | 411000649-0-CRE | SAH | SAH
SAH1136 | Video Image Link Module | 102159 | KARL STORZ Endoscopy-America I | TC301 | IMAGE1 S X-Link | 02/26/2018 | IU | Active | 1105-21100 | SAH-Surgery | 411000385-0-CRE | SAH | SAH
SAH11360 | Patient Data Module | 440964 | GE Healthcare Technologies | 2016793-003 | PDM | 10/14/2021 | IU | Active | 1105-30610 | SAH-Cardiac Cath Lab | 411000649-0-CRE | SAH | SAH
SAH11361 | Patient Data Module | 440964 | GE Healthcare Technologies | 2016793-003 | PDM | 10/14/2021 | IU | Active | 1105-30610 | SAH-Cardiac Cath Lab | 411000649-0-CRE | SAH | SAH
SAH11362 | Patient Data Module | 440964 | GE Healthcare Technologies | 2016793-003 | PDM | 10/14/2021 | IU | Active | 1105-30610 | SAH-Cardiac Cath Lab | 411000649-0-CRE | SAH | SAH
SAH11363 | Patient Data Module | 440964 | GE Healthcare Technologies | 2016793-003 | PDM | 10/14/2021 | IU | Active | 1105-30610 | SAH-Cardiac Cath Lab | 411000649-0-CRE | SAH | SAH
SAH11364 | Patient Data Module | 440964 | GE Healthcare Technologies | 2016793-003 | PDM | 10/14/2021 | IU | Active | 1105-30610 | SAH-Cardiac Cath Lab | 411000649-0-CRE | SAH | SAH
SAH11365 | Patient Data Module | 440964 | GE Healthcare Technologies | 2016793-003 | PDM | 10/14/2021 | IU | Active | 1105-30610 | SAH-Cardiac Cath Lab | 411000649-0-CRE | SAH | SAH
SAH11366 | Patient Data Module | 440964 | GE Healthcare Technologies | 2016793-003 | PDM | 10/14/2021 | IU | Active | 1105-30610 | SAH-Cardiac Cath Lab | 411000649-0-CRE | SAH | SAH
SAH11367 | Feeding Pump | 452294 | Covidien (US) | 382400 | KANGAROO ePump | 12/15/2021 | IU | Active | 1105-85160 | SAH-Sterile Processing | 260833691 | SAH | SAH
SAH11368 | Feeding Pump | 452294 | Covidien (US) | 382400 | KANGAROO ePump | 12/15/2021 | IU | Active | 1105-85160 | SAH-Sterile Processing | 260833691 | SAH | SAH
SAH11369 | Feeding Pump | 452294 | Covidien (US) | 382400 | KANGAROO ePump | 12/15/2021 | IU | Active | 1105-85160 | SAH-Sterile Processing | 260833691 | SAH | SAH
SAH1137 | Endo Video Camera Console CCU | 102159 | KARL STORZ Endoscopy-America I | TC200 | IMAGE1 S CONNECT | 02/09/2016 | IU | Active | 1105-21100 | SAH-Surgery | FIU | SAH | SAH
SAH11370 | Feeding Pump | 452294 | Covidien (US) | 382400 | KANGAROO ePump | 04/11/2023 | IU | Active | 1105-85160 | SAH-Sterile Processing | 260902373 | SAH | SAH
SAH11371 | Feeding Pump | 452294 | Covidien (US) | 382400 | KANGAROO ePump | 12/15/2021 | IU | Active | 1105-85160 | SAH-Sterile Processing | 260833691 | SAH | SAH
SAH11372 | Feeding Pump | 452294 | Covidien (US) | 382400 | KANGAROO ePump | 12/15/2021 | IU | Active | 1105-85160 | SAH-Sterile Processing | 260833691 | SAH | SAH
SAH11373 | Telemetry Transmitter | 146734 | ScottCare Corp A Scott Fetzer | Innovo | Tele Rehab | 12/15/2021 | IU | Active | 1105-39600 | SAH-Cardiac Rehab | 611000715-0-CAP | SAH | SAH
SAH11374 | Feeding Pump | 452294 | Covidien (US) | 382400 | KANGAROO ePump | 08/08/2012 | IU | Active | 1105-85160 | SAH-Sterile Processing | 611000509 | SAH | SAH
SAH11375 | Ph Meters | 375242 | Fisher Healthcare Div Thermo S | AE 150 | ACCUMET AE 150 | 01/05/2022 | 04 | Inventory | 1105-31000 | SAH-Laboratory Services | 260851400 | SAH | SAH
SAH11376 | Nasal High Flow Humidifier | 255300 | Fisher & Paykel Healthcare Inc | PT101 | AIRVO 2 | 01/19/2022 | 04 | Inventory | 1105-35000 | SAH-Respiratory Care Services 2nd | 260768868 | SAH | SAH
SAH11377 | Digital Recorder/Printer | 440964 | GE Healthcare Technologies | PRN-50-M+ | PRN-50-M+ | 01/24/2022 | 04 | Inventory | 1105-12154 | SAH-Cardiovascular Tele PT3 | NON-CAPITAL | SAH | SAH
SAH11378 | Hand Dynamometer | 428598 | Sammons Preston USA A Patterso | 5030 | Jamar 5030 | 12/11/2014 | IU | Active | 1105-39150 | SAH-Rehab Services OP SARC | N/A-FIU | SAH | SAH
SAH1138 | Video Image Link Module | 102159 | KARL STORZ Endoscopy-America I | TC300 | IMAGE1 S H3-Link | 02/09/2016 | IU | Active | 1105-21100 | SAH-Surgery | FIU | SAH | SAH
SAH11380 | Hand Dynamometer | 428598 | Sammons Preston USA A Patterso | 5030 | Jamar 5030 | 03/08/2013 | IU | Active | 1105-39150 | SAH-Rehab Services OP SARC | 0 | SAH | SAH
SAH11382 | Rover Waste Management | 101991 | Stryker Instruments | 0703-001-000 | Neptune 3 Rover | 01/28/2022 | IU | Active | 1105-21100 | SAH-Surgery | 411000764-0-CRE | SAH | SAH
SAH11383 | Rover Waste Management | 101991 | Stryker Instruments | 0703-001-000 | Neptune 3 Rover | 01/28/2022 | IU | Active | 1105-21100 | SAH-Surgery | 411000764-0-CRE | SAH | SAH
SAH11384 | Rover Waste Management | 101991 | Stryker Instruments | 0703-001-000 | Neptune 3 Rover | 01/28/2022 | IU | Active | 1105-21100 | SAH-Surgery | 411000764-0-CRE | SAH | SAH
SAH11385 | US Doppler Flow Detector | 102998 | Parks Medical Electronics Inc | 811BL |  | 06/25/2012 | 04 | Inventory | 1105-12154 | SAH-Cardiovascular Tele PT3 | NA | SAH | SAH
SAH11386 | Large Volume Pump Module | 378348 | BD | 8100 | Alaris Pump | 05/31/2012 | IU | Active | 1105-85160 | SAH-Sterile Processing | 920000849-0-CIP | SAH | SAH
SAH11387 | Oto/Opth Desktop Diag Station | 226280 | Amico Corp (Canada) | DS-UDM-2 | OTO/OPTH STATION | 02/15/2022 | 04 | Inventory | 1105-23100 | SAH-Emergency Service | NON-CAPITAL | SAH | SAH
SAH11388 | Oto/Opth Desktop Diag Station | 226280 | Amico Corp (Canada) | DS-UDM-2 | OTO/OPTH STATION | 02/15/2022 | 04 | Inventory | 1105-23100 | SAH-Emergency Service | NON-CAPITAL | SAH | SAH
SAH11389 | Oto/Opth Desktop Diag Station | 226280 | Amico Corp (Canada) | DS-UDM-2 | OTO/OPTH STATION | 02/15/2022 | 04 | Inventory | 1105-23100 | SAH-Emergency Service | NON-CAPITAL | SAH | SAH
SAH11390 | Pump Control Unit | 378348 | BD | 8015 BD | Alaris PC 8015 BD | 11/12/2019 | IU | Active | 1105-85160 | SAH-Sterile Processing | 626002977-CAP | SAH | SAH
SAH11391 | Large Volume Pump Module | 378348 | BD | 8100 | Alaris Pump | 05/31/2012 | IU | Active | 1105-85160 | SAH-Sterile Processing | 920000849-0-CIP | SAH | SAH
SAH11392 | Multi-Parameter Patient Simula | 451211 | Pronk Technologies Inc | SL-8 SimSlim | SL-8 SimSlim | 01/03/2013 | IU | Active | 1105-88570 | SAH-Clinical Engineering | na | SAH | SAH
SAH11393 | Digital Floor Scale | 104906 | Health o meter div Sunbeam Cor | 1100KL | 1100KL | 02/18/2022 | IU | Active | 1105-39600 | SAH-Cardiac Rehab | NON-CAPITAL | SAH | SAH
SAH11394 | Large Volume Pump Module | 378348 | BD | 8100 | Alaris Pump | 05/31/2012 | IU | Active | 1105-85160 | SAH-Sterile Processing | 920000849-0-CIP | SAH | SAH
SAH11395 | Telemetry Transmitter | 440964 | GE Healthcare Technologies | ApexPro CH | ApexPro CH | 07/03/2019 | 04 | Inventory | 1105-10600 | SAH-Monitor Techs CMU | 260704785 | SAH | SAH
SAH11396 | Water Purification RO | 199732 | Mar Cor Purification A Cantel | WRO300H | WRO300H | 03/24/2021 | IU | Active | 1105-32100 | SAH-Hemodialysis | PENDING | SAH | SAH
SAH11398 | US Doppler Flow Detector | 102998 | Parks Medical Electronics Inc | 811BL |  | 06/14/2011 | 04 | Inventory | 1105-18300 | SAH-Urology 6SW | 260200031 | SAH | SAH
SAH11399 | Patient Data Module | 440964 | GE Healthcare Technologies | 2016793-003 | PDM | 11/09/2017 | IU | Active | 1105-13100 | SAH-Intensive Care Unit | 626000585-0-CAP | SAH | SAH
SAH1140 | Video Printer | 182624 | Sony Electronics Inc Medical S | UP-55MD/R | UP-55MD/R | 10/01/2007 | IU | Active | 1105-21100 | SAH-Surgery | 000 | SAH | SAH
SAH11400 | Cardiac Trigger Monitor | 105952 | Ivy Biomedical Systems Inc | 3000 | Cardiac Trigger Moni | 02/27/2015 | IU | Active | 1105-36000 | SAH-Nuclear Medicine | N/A - Exchanged | SAH | SAH
SAH11401 | Cardiac Trigger Monitor NucMed | 105952 | Ivy Biomedical Systems Inc | 7600 | Cardiac Trigger Moni | 02/17/2015 | IU | Active | 1105-36000 | SAH-Nuclear Medicine | 411000210 | SAH | SAH
SAH11402 | Large Volume Pump Module | 378348 | BD | 8100 | Alaris Pump | 05/31/2012 | IU | Active | 1105-85160 | SAH-Sterile Processing | 920000849-0-CIP | SAH | SAH
SAH11403 | Surgical Microscope | 418173 | Carl Zeiss Meditec Inc | OPMI PENTERO | OPMI PENTERO | 02/25/2009 | IU | Active | 1105-21100 | SAH-Surgery | 000 | SAH | SAH
SAH11404 | Surgical Microscope | 418173 | Carl Zeiss Meditec Inc | S8 | S8 | 02/12/2004 | IU | Active | 1105-21100 | SAH-Surgery | 000 | SAH | SAH
SAH11405 | Surgical Microscope | 418173 | Carl Zeiss Meditec Inc | NC-4 | NC-4 | 03/27/2002 | IU | Active | 1105-21100 | SAH-Surgery | 000 | SAH | SAH
SAH11406 | Contrast Media Injector | 105381 | Medrad Inc Unit of Bayer Medic | MARK 7 | Arterion | 06/21/2018 | IU | Active | 1105-30610 | SAH-Cardiac Cath Lab | 411000444-0-cre | SAH | SAH
SAH11408 | Temporal Infrared Thermometer | 107875 | Exergen Corp | TAT-5000 | TAT-5000 | 03/02/2022 | 04 | Inventory | 1105-21300 | SAH-Ambulatory Care Unit | NON-CAPITAL | SAH | SAH
SAH11409 | Bariatric Lift w/Scale | 453088 | EZ Way Inc | L1000PS-03 | Smart lift 1,000 lb | 03/03/2022 | IU | Active | 1105-10000 | SAH-Nursing Administration | PENDING | SAH | SAH
SAH1141 | Endoscopy Video Cart | 102159 | KARL STORZ Endoscopy-America I | 9601 F | GoKart | 09/26/2007 | IU | Active | 1105-21100 | SAH-Surgery | 000 | SAH | SAH
SAH11410 | Bariatric Lift w/Scale | 453088 | EZ Way Inc | L1000PS-03 | Smart lift 1,000 lb | 03/03/2022 | IU | Active | 1105-12530 | SAH-Surgical Unit I AT4 | PENDING | SAH | SAH
SAH11411 | Bariatric Lift w/Scale | 453088 | EZ Way Inc | L1000PS-03 | Smart lift 1,000 lb | 03/03/2022 | IU | Active | 1105-10000 | SAH-Nursing Administration | PENDING | SAH | SAH
SAH11413 | Xenon Light Source, Endo | 276750 | Olympus America Inc | CLV-190 | EVIS EXERA lll | 03/17/2015 | IU | Active | 1105-21100 | SAH-Surgery | 611000661-0-CAP | SAH | SAH
SAH11415 | Warmer Solutions | 452152 | Medical Solutions Inc | 8N1-A4 | Product Level | 05/01/2013 | IU | Active | 1105-21300 | SAH-Ambulatory Care Unit | 611000551-0-cap | SAH | SAH
SAH11416 | Electrosurgical Unit | 101345 | CONMED Corp | 60-8005-001 | SYSTEM 5000 | 02/19/2018 | IU | Active | 1105-21100 | SAH-Surgery | 411000385-0-CRE | SAH | SAH
SAH11417 | RF Sponge Detector Delivery | 101809 | Medtronic Inc | 200X | Situate Console | 04/14/2022 | IU | Active | 1105-21100 | SAH-Surgery | 620003036-0-CAP | SAH | SAH
SAH11418 | Laparoscopic Insufflator | 107536 | Stryker Endoscopy | 0620-050-000 | PneumoClear | 04/14/2022 | IU | Active | 1105-21100 | SAH-Surgery | 626003885-0-CAP | SAH | SAH
SAH11419 | Laparoscopic Insufflator | 107536 | Stryker Endoscopy | 0620-050-000 | PneumoClear | 04/14/2022 | IU | Active | 1105-21100 | SAH-Surgery | 626003885-0-CAP | SAH | SAH
SAH11420 | Electrosurgical Unit | 101345 | CONMED Corp | 60-8005-001 | SYSTEM 5000 | 10/30/2007 | IU | Active | 1105-21100 | SAH-Surgery | 000 | SAH | SAH
SAH11421 | Laparoscopic Insufflator | 107536 | Stryker Endoscopy | 0620-050-000 | PneumoClear | 04/14/2022 | IU | Active | 1105-21100 | SAH-Surgery | 626003885-0-CAP | SAH | SAH
SAH11422 | Laparoscopic Insufflator | 107536 | Stryker Endoscopy | 0620-050-000 | PneumoClear | 04/25/2022 | IU | Active | 1105-21100 | SAH-Surgery | 626003885-0-CAP | SAH | SAH
SAH11423 | Laparoscopic Insufflator | 107536 | Stryker Endoscopy | 0620-050-000 | PneumoClear | 04/25/2022 | IU | Active | 1105-21100 | SAH-Surgery | 626003885-0-CAP | SAH | SAH
SAH11424 | Telemetry Transmitter | 440964 | GE Healthcare Technologies | ApexPro CH | ApexPro CH | 03/12/2019 | 04 | Inventory | 1105-10600 | SAH-Monitor Techs CMU | 626002102 | SAH | SAH
SAH11425 | Laparoscopic Insufflator | 107536 | Stryker Endoscopy | 0620-050-000 | PneumoClear | 04/25/2022 | IU | Active | 1105-21100 | SAH-Surgery | 626003885-0-CAP | SAH | SAH
SAH11426 | Endoscope Flushing Pump | 276750 | Olympus America Inc | OFP-2 | OFP-2 | 12/18/2017 | IU | Active | 1105-21221 | SAH-Endoscopy (2SE) | 411000350-0-CRE | SAH | SAH
SAH11427 | Video Processor, Endo | 276750 | Olympus America Inc | CV-190 | EVIS EXERA lll | 02/15/2013 | IU | Active | 1105-21221 | SAH-Endoscopy (2SE) | UNKNOWN | SAH | SAH
SAH11428 | Hematology Analyzer | 340083 | Beckman Coulter Inc | DM9600 | CELLAVISION DM9600 | 05/09/2022 | IU | Active | 1105-31000 | SAH-Laboratory Services | 626004866 | SAH | SAH
SAH11429 | Single Sample Osmometer | 101041 | Advanced Instruments Inc | Osmo1 | Osmo1 | 04/28/2022 | 04 | Inventory | 1105-31000 | SAH-Laboratory Services | 626005099 | SAH | SAH
SAH11430 | Portable Ultrasound System | 340440 | SonoSite div of FUJIFILM | P24550-02 | SII | 05/09/2022 | 04 | Inventory | 1105-13100 | SAH-Intensive Care Unit | 626005060 | SAH | SAH
SAH11431 | Portable Ultrasound System | 340440 | SonoSite div of FUJIFILM | P24550-02 | SII | 05/09/2022 | 04 | Inventory | 1105-13100 | SAH-Intensive Care Unit | 626005060 | SAH | SAH
SAH11432 | Hybrid Graphic Printer | 182624 | Sony Electronics Inc Medical S | UP-X898MD | UP-X898MD Digital A5 | 05/09/2022 | 04 | Inventory | 1105-13100 | SAH-Intensive Care Unit | 626005060 | SAH | SAH
SAH11433 | Hybrid Graphic Printer | 182624 | Sony Electronics Inc Medical S | UP-X898MD | UP-X898MD Digital A5 | 05/09/2022 | 04 | Inventory | 1105-13100 | SAH-Intensive Care Unit | 626005060 | SAH | SAH
SAH11434 | Ultrasound Transducer 5-1MHz | 340440 | SonoSite div of FUJIFILM | P21015-20 | rP19x/5-1MHz | 05/09/2022 | IU | Active | 1105-13100 | SAH-Intensive Care Unit | 626005060 | SAH | SAH
SAH11435 | Ultrasound Transducer 5-1MHz | 340440 | SonoSite div of FUJIFILM | P21015-20 | rP19x/5-1MHz | 05/09/2022 | IU | Active | 1105-13100 | SAH-Intensive Care Unit | 626005060 | SAH | SAH
SAH11436 | Ultrasound Transducer 5-1MHz | 340440 | SonoSite div of FUJIFILM | P21015-20 | rP19x/5-1MHz | 05/09/2022 | IU | Active | 1105-13100 | SAH-Intensive Care Unit | 626005060 | SAH | SAH
SAH11437 | Ultrasound Transducer 5-1MHz | 340440 | SonoSite div of FUJIFILM | P21015-20 | rP19x/5-1MHz | 05/09/2022 | IU | Active | 1105-13100 | SAH-Intensive Care Unit | 626005060 | SAH | SAH
SAH11438 | Laparoscopic Insufflator | 107536 | Stryker Endoscopy | 0620-050-000 | PneumoClear | 05/27/2022 | IU | Active | 1105-21100 | SAH-Surgery | 626003885-0-CAP | SAH | SAH
SAH11440 | Bedside Physiologic Monitor | 440964 | GE Healthcare Technologies | B450 | Carescape B450 | 10/12/2022 | IU | Active | 1105-32100 | SAH-Hemodialysis | 411000874-0-CRE | SAH | SAH
SAH11441 | Bedside Physiologic Monitor | 440964 | GE Healthcare Technologies | B450 | Carescape B450 | 10/12/2022 | IU | Active | 1105-32100 | SAH-Hemodialysis | 411000874-0-CRE | SAH | SAH
SAH11442 | Bedside Physiologic Monitor | 440964 | GE Healthcare Technologies | B450 | Carescape B450 | 10/12/2022 | IU | Active | 1105-32100 | SAH-Hemodialysis | 411000874-0-CRE | SAH | SAH
SAH11443 | Bedside Physiologic Monitor | 440964 | GE Healthcare Technologies | B450 | Carescape B450 | 10/12/2022 | IU | Active | 1105-32100 | SAH-Hemodialysis | 411000874-0-CRE | SAH | SAH
SAH11444 | Bedside Physiologic Monitor | 440964 | GE Healthcare Technologies | B450 | Carescape B450 | 10/12/2022 | IU | Active | 1105-32100 | SAH-Hemodialysis | 411000874-0-CRE | SAH | SAH
SAH11445 | Bedside Physiologic Monitor | 440964 | GE Healthcare Technologies | B450 | Carescape B450 | 10/12/2022 | IU | Active | 1105-32100 | SAH-Hemodialysis | 411000874-0-CRE | SAH | SAH
SAH11446 | Bedside Physiologic Monitor | 440964 | GE Healthcare Technologies | B450 | Carescape B450 | 10/12/2022 | IU | Active | 1105-32100 | SAH-Hemodialysis | 411000874-0-CRE | SAH | SAH
SAH11447 | Bedside Physiologic Monitor | 440964 | GE Healthcare Technologies | B450 | Carescape B450 | 10/12/2022 | IU | Active | 1105-32100 | SAH-Hemodialysis | 411000874-0-CRE | SAH | SAH
SAH11448 | Bedside Physiologic Monitor | 440964 | GE Healthcare Technologies | B450 | Carescape B450 | 10/12/2022 | IU | Active | 1105-32100 | SAH-Hemodialysis | 411000874-0-CRE | SAH | SAH
SAH11449 | Bedside Physiologic Monitor | 440964 | GE Healthcare Technologies | B450 | Carescape B450 | 10/12/2022 | IU | Active | 1105-32100 | SAH-Hemodialysis | 411000874-0-CRE | SAH | SAH
SAH11450 | Patient Data Module | 440964 | GE Healthcare Technologies | 2016793-003 | PDM | 10/12/2022 | IU | Active | 1105-32100 | SAH-Hemodialysis | 411000874-0-CRE | SAH | SAH
SAH11451 | Patient Data Module | 440964 | GE Healthcare Technologies | 2016793-003 | PDM | 10/12/2022 | IU | Active | 1105-32100 | SAH-Hemodialysis | 411000874-0-CRE | SAH | SAH
SAH11452 | Patient Data Module | 440964 | GE Healthcare Technologies | 2016793-003 | PDM | 10/12/2022 | IU | Active | 1105-32100 | SAH-Hemodialysis | 411000874-0-CRE | SAH | SAH
SAH11453 | Patient Data Module | 440964 | GE Healthcare Technologies | 2016793-003 | PDM | 10/12/2022 | IU | Active | 1105-32100 | SAH-Hemodialysis | 411000874-0-CRE | SAH | SAH
SAH11454 | Patient Data Module | 440964 | GE Healthcare Technologies | 2016793-003 | PDM | 10/12/2022 | IU | Active | 1105-32100 | SAH-Hemodialysis | 411000874-0-CRE | SAH | SAH
SAH11455 | Patient Data Module | 440964 | GE Healthcare Technologies | 2016793-003 | PDM | 10/12/2022 | IU | Active | 1105-32100 | SAH-Hemodialysis | 411000874-0-CRE | SAH | SAH
SAH11456 | Patient Data Module | 440964 | GE Healthcare Technologies | 2016793-003 | PDM | 10/12/2022 | IU | Active | 1105-32100 | SAH-Hemodialysis | 411000874-0-CRE | SAH | SAH
SAH11457 | Patient Data Module | 440964 | GE Healthcare Technologies | 2016793-003 | PDM | 10/12/2022 | IU | Active | 1105-32100 | SAH-Hemodialysis | 411000874-0-CRE | SAH | SAH
SAH11458 | Patient Data Module | 440964 | GE Healthcare Technologies | 2016793-003 | PDM | 10/12/2022 | IU | Active | 1105-32100 | SAH-Hemodialysis | 411000874-0-CRE | SAH | SAH
SAH11459 | Patient Data Module | 440964 | GE Healthcare Technologies | 2016793-003 | PDM | 10/12/2022 | IU | Active | 1105-32100 | SAH-Hemodialysis | 411000874-0-CRE | SAH | SAH
SAH11460 | Bedside Physiologic Monitor | 440964 | GE Healthcare Technologies | B450 | Carescape B450 | 10/12/2022 | IU | Active | 1105-12530 | SAH-Surgical Unit I AT4 | 411000863 | SAH | SAH
SAH11461 | Patient Data Module | 440964 | GE Healthcare Technologies | 2016793-003 | PDM | 10/12/2022 | IU | Active | 1105-12530 | SAH-Surgical Unit I AT4 | 411000863 | SAH | SAH
SAH11462 | Bedside Physiologic Monitor | 440964 | GE Healthcare Technologies | B450 | Carescape B450 | 10/12/2022 | IU | Active | 1105-12530 | SAH-Surgical Unit I AT4 | 411000863 | SAH | SAH
SAH11463 | Patient Data Module | 440964 | GE Healthcare Technologies | 2016793-003 | PDM | 10/12/2022 | IU | Active | 1105-12530 | SAH-Surgical Unit I AT4 | 411000863 | SAH | SAH
SAH11465 | Patient Data Module | 440964 | GE Healthcare Technologies | 2016793-003 | PDM | 10/12/2022 | IU | Active | 1105-12250 | SAH-Med/Surg/Tele Unit AT5 | 411000863 | SAH | SAH
SAH11466 | Bedside Physiologic Monitor | 440964 | GE Healthcare Technologies | B450 | Carescape B450 | 10/12/2022 | IU | Active | 1105-12250 | SAH-Med/Surg/Tele Unit AT5 | 411000863 | SAH | SAH
SAH11467 | Patient Data Module | 440964 | GE Healthcare Technologies | 2016793-003 | PDM | 10/12/2022 | IU | Active | 1105-12250 | SAH-Med/Surg/Tele Unit AT5 | 411000863 | SAH | SAH
SAH11468 | Bedside Physiologic Monitor | 440964 | GE Healthcare Technologies | B450 | Carescape B450 | 10/12/2022 | IU | Active | 1105-12245 | SAH-Oncology Unit AT6 | 411000863 | SAH | SAH
SAH11469 | Patient Data Module | 440964 | GE Healthcare Technologies | 2016793-003 | PDM | 10/12/2022 | IU | Active | 1105-12245 | SAH-Oncology Unit AT6 | 411000863 | SAH | SAH
SAH1147 | Video Cart, Standard | 226512 | Linvatec Corp A CONMED Co | VP8500 | VP8500 | 06/10/2016 | IU | Active | 1105-21100 | SAH-Surgery | 811016313 | SAH | SAH
SAH11470 | Bedside Physiologic Monitor | 440964 | GE Healthcare Technologies | B450 | Carescape B450 | 10/12/2022 | IU | Active | 1105-12245 | SAH-Oncology Unit AT6 | 411000863 | SAH | SAH
SAH11471 | Patient Data Module | 440964 | GE Healthcare Technologies | 2016793-003 | PDM | 10/12/2022 | IU | Active | 1105-12245 | SAH-Oncology Unit AT6 | 411000863 | SAH | SAH
SAH11472 | Blanket Warmer | 392414 | Blickman Inc | 7927TS | 7927TS | 10/10/2022 | IU | Active | 1105-39150 | SAH-Rehab Services OP SARC | 260885867 | SAH | SAH
SAH11473 | OR Video Integration Systems | 107114 | STERIS Corp | HexaVue System | Black Diam. HexaVue | 12/19/2022 | IU | Active | 1105-21100 | SAH-Surgery | 411000705 | SAH | SAH
SAH11474 | OR Video Integration Systems | 107114 | STERIS Corp | HexaVue System | Black Diam. HexaVue | 12/19/2022 | IU | Active | 1105-21100 | SAH-Surgery | 411000705 | SAH | SAH
SAH11475 | OR Video Integration Systems | 107114 | STERIS Corp | HexaVue System | Black Diam. HexaVue | 12/19/2022 | IU | Active | 1105-21100 | SAH-Surgery | 411000705 | SAH | SAH
SAH11476 | Large Volume Pump Module | 378348 | BD | 8100 | Alaris 8100 Pump | 10/19/2022 | IU | Active | 1105-21100 | SAH-Surgery | 411000794-0-CRE | SAH | SAH
SAH1148 | Battery Charger | 101991 | Stryker Instruments | 408-655 | Flyte Charger | 06/23/2011 | IU | Active | 1105-21100 | SAH-Surgery | 000 | SAH | SAH
SAH11480 | UPS | 108649 | APC-American Power Conversion | BK500BLK | Back-UPS CS 500 | 10/24/2022 | IU | Active | 1105-10000 | SAH-Nursing Administration | NON-CAPITAL | SAH | SAH
SAH11481 | UPS | 108649 | APC-American Power Conversion | BK500BLK | Back-UPS CS 500 | 10/24/2022 | IU | Active | 1105-10000 | SAH-Nursing Administration | NON-CAPITAL | SAH | SAH
SAH11482 | UPS | 108649 | APC-American Power Conversion | BK500BLK | Back-UPS CS 500 | 10/24/2022 | IU | Active | 1105-10000 | SAH-Nursing Administration | NON-CAPITAL | SAH | SAH
SAH11483 | UPS | 108649 | APC-American Power Conversion | BK500BLK | Back-UPS CS 500 | 10/24/2022 | IU | Active | 1105-10000 | SAH-Nursing Administration | NON-CAPITAL | SAH | SAH
SAH11484 | UPS | 108649 | APC-American Power Conversion | BK500BLK | Back-UPS CS 500 | 10/24/2022 | IU | Active | 1105-10000 | SAH-Nursing Administration | NON-CAPITAL | SAH | SAH
SAH11485 | UPS | 108649 | APC-American Power Conversion | BK500BLK | Back-UPS CS 500 | 10/24/2022 | MI | Missing | 1105-10000 | SAH-Nursing Administration | NON-CAPITAL | SAH | SAH
SAH11486 | UPS | 108649 | APC-American Power Conversion | BK500BLK | Back-UPS CS 500 | 10/24/2022 | IU | Active | 1105-10000 | SAH-Nursing Administration | NON-CAPITAL | SAH | SAH
SAH11487 | UPS | 108649 | APC-American Power Conversion | BK500BLK | Back-UPS CS 500 | 10/24/2022 | IU | Active | 1105-10000 | SAH-Nursing Administration | NON-CAPITAL | SAH | SAH
SAH11488 | UPS | 108649 | APC-American Power Conversion | BK500BLK | Back-UPS CS 500 | 10/24/2022 | IU | Active | 1105-10000 | SAH-Nursing Administration | NON-CAPITAL | SAH | SAH
SAH11489 | UPS | 108649 | APC-American Power Conversion | BK500BLK | Back-UPS CS 500 | 10/24/2022 | IU | Active | 1105-10000 | SAH-Nursing Administration | NON-CAPITAL | SAH | SAH
SAH1149 | Battery Charger | 101991 | Stryker Instruments | 408-655 | Flyte Charger | 06/23/2011 | IU | Active | 1105-21100 | SAH-Surgery | 000 | SAH | SAH
SAH11490 | UPS | 108649 | APC-American Power Conversion | BK500BLK | Back-UPS CS 500 | 10/24/2022 | IU | Active | 1105-10000 | SAH-Nursing Administration | NON-CAPITAL | SAH | SAH
SAH11491 | UPS | 108649 | APC-American Power Conversion | BK500BLK | Back-UPS CS 500 | 10/24/2022 | MI | Missing | 1105-10000 | SAH-Nursing Administration | NON-CAPITAL | SAH | SAH
SAH11492 | UPS | 108649 | APC-American Power Conversion | BK500BLK | Back-UPS CS 500 | 10/24/2022 | IU | Active | 1105-10000 | SAH-Nursing Administration | NON-CAPITAL | SAH | SAH
SAH11493 | UPS | 108649 | APC-American Power Conversion | BK500BLK | Back-UPS CS 500 | 10/24/2022 | IU | Active | 1105-10000 | SAH-Nursing Administration | NON-CAPITAL | SAH | SAH
SAH11495 | RF Sponge Detector Delivery | 101809 | Medtronic Inc | 200X | Situate Console | 10/21/2022 | IU | Active | 1105-21100 | SAH-Surgery | 620003036-0-CAP | SAH | SAH
SAH11496 | RF Sponge Detector Delivery | 101809 | Medtronic Inc | 200X | Situate Console | 10/21/2022 | IU | Active | 1105-21100 | SAH-Surgery | 620003036-0-CAP | SAH | SAH
SAH11497 | EKG Mulitchannel Interp | 440964 | GE Healthcare Technologies | MAC VU360 | MAC VU360 | 02/08/2023 | IU | Active | 1105-23100 | SAH-Emergency Service | 626005417 | SAH | SAH
SAH11498 | EKG Mulitchannel Interp | 440964 | GE Healthcare Technologies | MAC VU360 | MAC VU360 | 02/08/2023 | IU | Active | 1105-23100 | SAH-Emergency Service | 626005417 | SAH | SAH
SAH11499 | EKG Mulitchannel Interp | 440964 | GE Healthcare Technologies | MAC VU360 | MAC VU360 | 02/08/2023 | IU | Active | 1105-23100 | SAH-Emergency Service | 626005417 | SAH | SAH
SAH11500 | Medical Device Dryer | 452061 | Cenorin LLC | ThermaSure 150 | ThermaSure 150 | 08/02/2023 | IU | Active | 1105-85160 | SAH-Sterile Processing | 626005614-0-CAP | SAH | SAH
SAH11501 | Balloon Pump | 453766 | MAQUET Cardiovascular LLC A Ge | 0998-00-0800-53 | CardioSave Hybrid | 04/07/2021 | LS | High Risk | 1105-30610 | SAH-Cardiac Cath Lab | 626004148-0-CAP | SAH | SAH
SAH11502 | Balloon Pump | 453766 | MAQUET Cardiovascular LLC A Ge | 0998-00-0800-53 | CardioSave Hybrid | 04/07/2021 | LS | High Risk | 1105-30610 | SAH-Cardiac Cath Lab | 626004148-0-CAP | SAH | SAH
SAH11504 | Non-Invasive Ventilator | 454161 | Philips Respironics | V60 | Respironics V60 | 04/07/2021 | LS | High Risk | 1105-35000 | SAH-Respiratory Care Services 2nd | 626004243 | SAH | SAH
SAH11505 | Non-Invasive Ventilator | 454161 | Philips Respironics | V60 | Respironics V60 | 04/07/2021 | LS | High Risk | 1105-35000 | SAH-Respiratory Care Services 2nd | 626004243 | SAH | SAH
SAH11506 | Non-Invasive Ventilator | 454161 | Philips Respironics | V60 | Respironics V60 | 04/07/2021 | LS | High Risk | 1105-35000 | SAH-Respiratory Care Services 2nd | 626004243 | SAH | SAH
SAH11507 | Portable Suction | 453450 | DeVilbiss Healthcare Inc | 7305P-D | 7305P-D | 05/03/2021 | OS | In - Active | 1105-12245 | SAH-Oncology Unit AT6 | NON-CAPITAL | SAH | SAH
SAH11508 | Telemetry Transmitter | 146734 | ScottCare Corp A Scott Fetzer | Innovo | Tele Rehab | 05/05/2021 | IU | Active | 1105-39600 | SAH-Cardiac Rehab | 611000715-0-CAP | SAH | SAH
SAH11509 | Humidifier, Heated | 255300 | Fisher & Paykel Healthcare Inc | MR850JHU | MR850 | 03/31/2021 | IU | Active | 1105-35000 | SAH-Respiratory Care Services 2nd | 260807861 | SAH | SAH
SAH11510 | Humidifier, Heated | 255300 | Fisher & Paykel Healthcare Inc | MR850JHU | MR850 | 03/31/2021 | IU | Active | 1105-35000 | SAH-Respiratory Care Services 2nd | 260807861 | SAH | SAH
SAH11511 | Humidifier, Heated | 255300 | Fisher & Paykel Healthcare Inc | MR850JHU | MR850 | 03/31/2021 | IU | Active | 1105-35000 | SAH-Respiratory Care Services 2nd | 260807861 | SAH | SAH
SAH11512 | Humidifier, Heated | 255300 | Fisher & Paykel Healthcare Inc | MR850JHU | MR850 | 03/31/2021 | IU | Active | 1105-35000 | SAH-Respiratory Care Services 2nd | 260807861 | SAH | SAH
SAH11513 | Humidifier, Heated | 255300 | Fisher & Paykel Healthcare Inc | MR850JHU | MR850 | 04/02/2021 | IU | Active | 1105-35000 | SAH-Respiratory Care Services 2nd | 626004220-0-CAP | SAH | SAH
SAH11514 | Humidifier, Heated | 255300 | Fisher & Paykel Healthcare Inc | MR850JHU | MR850 | 04/02/2021 | IU | Active | 1105-35000 | SAH-Respiratory Care Services 2nd | 626004220-0-CAP | SAH | SAH
SAH11515 | Humidifier, Heated | 255300 | Fisher & Paykel Healthcare Inc | MR850JHU | MR850 | 04/02/2021 | IU | Active | 1105-35000 | SAH-Respiratory Care Services 2nd | 626004220-0-CAP | SAH | SAH
SAH11516 | Humidifier, Heated | 255300 | Fisher & Paykel Healthcare Inc | MR850JHU | MR850 | 04/02/2021 | IU | Active | 1105-35000 | SAH-Respiratory Care Services 2nd | 626004220-0-CAP | SAH | SAH
SAH11517 | CareAware Connectivity Engine | 104788 | Cerner Corp | AFL3-W07A-N2930-CR | CareAware V4 | 04/01/2021 | 04 | Inventory | 1105-35000 | SAH-Respiratory Care Services 2nd | NON-CAPITAL | SAH | SAH
SAH11518 | 4x 15A 15ft Cord HGPower Strip | 106890 | Tripp Lite | PS-415-HG-OEM | PS-415-HG-OEM | 04/06/2021 | IU | Active | 1105-35000 | SAH-Respiratory Care Services 2nd | NON-CAPITAL | SAH | SAH
SAH11519 | EKG Mulitchannel Interp | 440964 | GE Healthcare Technologies | MAC VU360 | MAC VU360 | 05/07/2021 | IU | Active | 1105-40110 | SAH-Outpatient Testing | 411000577-0-CES | SAH | SAH
SAH11520 | EKG Mulitchannel Interp | 440964 | GE Healthcare Technologies | MAC VU360 | MAC VU360 | 05/07/2021 | IU | Active | 1105-40110 | SAH-Outpatient Testing | 411000577-0-CES | SAH | SAH
SAH11521 | Temporal Infrared Thermometer | 107875 | Exergen Corp | TAT-5000 | TAT-5000 | 05/05/2021 | 04 | Inventory | 1105-13100 | SAH-Intensive Care Unit | NON-CAPITAL | SAH | SAH
SAH11522 | 4x 15A 15ft Cord HGPower Strip | 106890 | Tripp Lite | PS-415-HG-OEM | PS-415-HG-OEM | 05/24/2021 | IU | Active | 1105-35000 | SAH-Respiratory Care Services 2nd | NON-CAPITAL | SAH | SAH
SAH11523 | 4x 15A 15ft Cord HGPower Strip | 106890 | Tripp Lite | PS-415-HG-OEM | PS-415-HG-OEM | 05/24/2021 | IU | Active | 1105-35000 | SAH-Respiratory Care Services 2nd | NON-CAPITAL | SAH | SAH
SAH11524 | 4x 15A 15ft Cord HGPower Strip | 106890 | Tripp Lite | PS-415-HG-OEM | PS-415-HG-OEM | 05/24/2021 | IU | Active | 1105-35000 | SAH-Respiratory Care Services 2nd | NON-CAPITAL | SAH | SAH
SAH11525 | 4x 15A 15ft Cord HGPower Strip | 106890 | Tripp Lite | PS-415-HG-OEM | PS-415-HG-OEM | 05/24/2021 | IU | Active | 1105-35000 | SAH-Respiratory Care Services 2nd | NON-CAPITAL | SAH | SAH
SAH11526 | CareAware Connectivity Engine | 104788 | Cerner Corp | AFL3-W07A-N2930-CR | CareAware V4 | 05/05/2021 | 04 | Inventory | 1105-35000 | SAH-Respiratory Care Services 2nd | NON-CAPITAL | SAH | SAH
SAH11527 | CareAware Connectivity Engine | 104788 | Cerner Corp | AFL3-W07A-N2930-CR | CareAware V4 | 05/05/2021 | 04 | Inventory | 1105-35000 | SAH-Respiratory Care Services 2nd | NON-CAPITAL | SAH | SAH
SAH11528 | CareAware Connectivity Engine | 104788 | Cerner Corp | AFL3-W07A-N2930-CR | CareAware V4 | 05/05/2021 | 04 | Inventory | 1105-35000 | SAH-Respiratory Care Services 2nd | NON-CAPITAL | SAH | SAH
SAH11529 | CareAware Connectivity Engine | 104788 | Cerner Corp | AFL3-W07A-N2930-CR | CareAware V4 | 05/05/2021 | 04 | Inventory | 1105-35000 | SAH-Respiratory Care Services 2nd | NON-CAPITAL | SAH | SAH
SAH1153 | Cast Cutter | 101991 | Stryker Instruments | 940 | 940 | 08/19/2013 | IU | Active | 1105-21100 | SAH-Surgery | NA | SAH | SAH
SAH11530 | UPS | 108649 | APC-American Power Conversion | BK500BLK | Back-UPS CS 500 | 04/30/2021 | IU | Active | 1105-35000 | SAH-Respiratory Care Services 2nd | . | SAH | SAH
SAH11532 | UPS | 108649 | APC-American Power Conversion | SMT1000C | SMT1000C | 04/21/2021 | IU | Active | 1105-35000 | SAH-Respiratory Care Services 2nd | NON-CAPITAL | SAH | SAH
SAH11533 | Hand Held Glucometer | 440769 | Abbott Diabetes Care | 71412-70 | FreeStyle Precision | 04/21/2021 | 04 | Inventory | 1105-31350 | SAH-Point of Care Testing (POCT) 3rd | 626001422-CAP | SAH | SAH
SAH11535 | 4x 15A 15ft Cord HGPower Strip | 106890 | Tripp Lite | PS-415-HG-OEM | PS-415-HG-OEM | 05/24/2021 | IU | Active | 1105-35000 | SAH-Respiratory Care Services 2nd | NON-CAPITAL | SAH | SAH
SAH11536 | 4x 15A 15ft Cord HGPower Strip | 106890 | Tripp Lite | PS-415-HG-OEM | PS-415-HG-OEM | 05/24/2021 | IU | Active | 1105-35000 | SAH-Respiratory Care Services 2nd | NON-CAPITAL | SAH | SAH
SAH11537 | CareAware Connectivity Engine | 104788 | Cerner Corp | AFL3-W07A-N2930-CR | CareAware V4 | 04/20/2021 | 04 | Inventory | 1105-35000 | SAH-Respiratory Care Services 2nd | 555653395 | SAH | SAH
SAH11538 | CareAware Connectivity Engine | 104788 | Cerner Corp | AFL3-W07A-N2930-CR | CareAware V4 | 04/20/2021 | 04 | Inventory | 1105-35000 | SAH-Respiratory Care Services 2nd | 555653395 | SAH | SAH
SAH11539 | Humidifier, Heated | 255300 | Fisher & Paykel Healthcare Inc | MR850JHU | MR850 | 05/05/2021 | IU | Active | 1105-35000 | SAH-Respiratory Care Services 2nd | 626004227-CAP | SAH | SAH
SAH1154 | Cast Saw Vacuum | 101991 | Stryker Instruments | 986 | CAST VAC | 08/19/2013 | IU | Active | 1105-21100 | SAH-Surgery | NA | SAH | SAH
SAH11540 | Humidifier, Heated | 255300 | Fisher & Paykel Healthcare Inc | MR850JHU | MR850 | 05/05/2021 | IU | Active | 1105-35000 | SAH-Respiratory Care Services 2nd | 626004227-CAP | SAH | SAH
SAH11542 | RF Sponge Detector Delivery | 101809 | Medtronic Inc | 200X | Situate Console | 05/05/2021 | IU | Active | 1105-21100 | SAH-Surgery | 620003036-0-CAP | SAH | SAH
SAH11543 | Hand Held Glucometer | 440769 | Abbott Diabetes Care | 71412-70 | FreeStyle Precision | 05/07/2021 | 04 | Inventory | 1105-31350 | SAH-Point of Care Testing (POCT) 3rd | 626001422-CAP | SAH | SAH
SAH11544 | RF Sponge Detector Delivery | 101809 | Medtronic Inc | 200X | Situate Console | 05/10/2021 | IU | Active | 1105-21100 | SAH-Surgery | 620003036-0-CAP | SAH | SAH
SAH11545 | Hand Held Glucometer | 440769 | Abbott Diabetes Care | 71412-70 | FreeStyle Precision | 05/18/2021 | 04 | Inventory | 1105-31350 | SAH-Point of Care Testing (POCT) 3rd | 626001422-CAP | SAH | SAH
SAH11547 | 3 L Calibration Syringe | 103334 | Hans Rudolph Inc | 5530 | 5530 Series | 05/27/2021 | IU | Active | 1105-35000 | SAH-Respiratory Care Services 2nd | 626004266-0-CAP | SAH | SAH
SAH11548 | Plethysmography Body Boxe | 457372 | MGC Diagnostics Corp | 830008-902 | Platinum Elite DX | 05/17/2021 | IU | Active | 1105-35000 | SAH-Respiratory Care Services 2nd | 626004266-0-CAP | SAH | SAH
SAH11552 | Portable Suction | 453450 | DeVilbiss Healthcare Inc | 7305P-D | 7305P-D | 05/01/2021 | IU | Active | 1105-12510 | SAH-Cardiac Medical I (3SW) | NON-CAPITAL | SAH | SAH
SAH11553 | Temporal Infrared Thermometer | 107875 | Exergen Corp | TAT-5000 | TAT-5000 | 06/01/2021 | 04 | Inventory | 1105-12154 | SAH-Cardiovascular Tele PT3 | 260717780 | SAH | SAH
SAH11554 | POC Whole Blood Analyzer | 450992 | Abbott Point of Care Div | 300 | i-STAT 1 | 01/01/2021 | 04 | Inventory | 1105-31350 | SAH-Point of Care Testing (POCT) 3rd | 411000290-0-CRE | SAH | SAH
SAH11555 | Hand Held Glucometer | 440769 | Abbott Diabetes Care | 71411-70 | FreeStyle Precision | 08/09/2021 | 04 | Inventory | 1105-31350 | SAH-Point of Care Testing (POCT) 3rd | 260767353 | SAH | SAH
SAH11557 | Hand Held Glucometer | 440769 | Abbott Diabetes Care | 71412-70 | FreeStyle Precision | 06/03/2021 | 04 | Inventory | 1105-31350 | SAH-Point of Care Testing (POCT) 3rd | 626001422-CAP | SAH | SAH
SAH11559 | Hand Held Glucometer | 440769 | Abbott Diabetes Care | 71412-70 | FreeStyle Precision | 06/18/2021 | 04 | Inventory | 1105-31350 | SAH-Point of Care Testing (POCT) 3rd | 626001422-CAP | SAH | SAH
SAH11561 | Temporal Infrared Thermometer | 107875 | Exergen Corp | TAT-5000 | TAT-5000 | 06/21/2021 | 04 | Inventory | 1105-21500 | SAH-PACU | 260727611 | SAH | SAH
SAH11562 | Hand Held Glucometer | 440769 | Abbott Diabetes Care | 71411-70 | FreeStyle Precision | 07/01/2021 | 04 | Inventory | 1105-31350 | SAH-Point of Care Testing (POCT) 3rd | 626001422-CAP | SAH | SAH
SAH11563 | Doppler Unit | 102764 | Huntleigh Healthcare Inc A Get | SD2 | SD2 | 11/13/2020 | 04 | Inventory | 1105-18100 | SAH-Orthopedics Unit | 260786982 | SAH | SAH
SAH11564 | Temporal Infrared Thermometer | 107875 | Exergen Corp | TAT-5000 | TAT-5000 | 07/05/2021 | 04 | Inventory | 1105-34110 | SAH-Angiocardiography | NON-CAPITAL | SAH | SAH
SAH11565 | Temporal Infrared Thermometer | 107875 | Exergen Corp | TAT-5000 | TAT-5000 | 07/08/2021 | 04 | Inventory | 1105-21500 | SAH-PACU | 811026687-0-SVC | SAH | SAH
SAH11566 | Heliox-Oxygen Blenders | 106490 | Precision Medical Inc | PM5580 | HeliO2 | 07/07/2021 | IU | Active | 1105-35000 | SAH-Respiratory Care Services 2nd | 260822708 | SAH | SAH
SAH11567 | Oxygen Monitor | 106490 | Precision Medical Inc | PM5900 | PM5900 | 07/22/2021 | IU | Active | 1105-35000 | SAH-Respiratory Care Services 2nd | 260822708 | SAH | SAH
SAH11568 | RF Sponge Detector Delivery | 101809 | Medtronic Inc | 200X | Situate Console | 07/14/2021 | IU | Active | 1105-21100 | SAH-Surgery | 620003036-0-CAP | SAH | SAH
SAH11569 | Hand Held Glucometer | 440769 | Abbott Diabetes Care | 71411-70 | FreeStyle Precision | 07/22/2021 | 04 | Inventory | 1105-31350 | SAH-Point of Care Testing (POCT) 3rd | 626001422-CAP | SAH | SAH
SAH11570 | IV Fluid Warmers | 452152 | Medical Solutions Inc | TEMP 3 | TEMP 3 | 07/19/2021 | IU | Active | 1105-21100 | SAH-Surgery | 826248228-0-SVC | SAH | SAH
SAH11571 | Nasal High Flow Humidifier | 255300 | Fisher & Paykel Healthcare Inc | PT101 | AIRVO 2 | 08/13/2021 | 04 | Inventory | 1105-35000 | SAH-Respiratory Care Services 2nd | 260831738 | SAH | SAH
SAH11572 | Nasal High Flow Humidifier | 255300 | Fisher & Paykel Healthcare Inc | PT101 | AIRVO 2 | 08/13/2021 | 04 | Inventory | 1105-35000 | SAH-Respiratory Care Services 2nd | 260831738 | SAH | SAH
SAH11573 | Nasal High Flow Humidifier | 255300 | Fisher & Paykel Healthcare Inc | PT101 | AIRVO 2 | 08/13/2021 | 04 | Inventory | 1105-35000 | SAH-Respiratory Care Services 2nd | 260831738 | SAH | SAH
SAH11574 | Nasal High Flow Humidifier | 255300 | Fisher & Paykel Healthcare Inc | PT101 | AIRVO 2 | 08/13/2021 | 04 | Inventory | 1105-35000 | SAH-Respiratory Care Services 2nd | 260831738 | SAH | SAH
SAH11575 | Nasal High Flow Humidifier | 255300 | Fisher & Paykel Healthcare Inc | PT101 | AIRVO 2 | 08/13/2021 | 04 | Inventory | 1105-35000 | SAH-Respiratory Care Services 2nd | 260831738 | SAH | SAH
SAH11576 | Hand Held Glucometer | 440769 | Abbott Diabetes Care | 71411-70 | FreeStyle Precision | 08/19/2021 | 04 | Inventory | 1105-31350 | SAH-Point of Care Testing (POCT) 3rd | 626001422-CAP | SAH | SAH
SAH11577 | Hand Held Glucometer | 440769 | Abbott Diabetes Care | 71411-70 | FreeStyle Precision | 08/19/2021 | 04 | Inventory | 1105-31350 | SAH-Point of Care Testing (POCT) 3rd | 626001422-CAP | SAH | SAH
SAH11578 | Humidifier, Heated | 255300 | Fisher & Paykel Healthcare Inc | MR850JHU | MR850 | 08/20/2021 | IU | Active | 1105-35000 | SAH-Respiratory Care Services 2nd | 260833056 | SAH | SAH
SAH11579 | Humidifier, Heated | 255300 | Fisher & Paykel Healthcare Inc | MR850JHU | MR850 | 08/20/2021 | IU | Active | 1105-35000 | SAH-Respiratory Care Services 2nd | 260833056 | SAH | SAH
SAH11580 | Humidifier, Heated | 255300 | Fisher & Paykel Healthcare Inc | MR850JHU | MR850 | 08/20/2021 | MI | Missing | 1105-35000 | SAH-Respiratory Care Services 2nd | 260833056 | SAH | SAH
SAH11581 | Humidifier, Heated | 255300 | Fisher & Paykel Healthcare Inc | MR850JHU | MR850 | 08/20/2021 | IU | Active | 1105-35000 | SAH-Respiratory Care Services 2nd | 260833056 | SAH | SAH
SAH11586 | UPS | 106890 | Tripp Lite | SMART700HGL | SMARTPro | 08/20/2021 | IU | Active | 1105-35000 | SAH-Respiratory Care Services 2nd | NON-CAPITAL | SAH | SAH
SAH11587 | Temporal Infrared Thermometer | 107875 | Exergen Corp | TAT-5000 | TAT-5000 | 09/07/2021 | 04 | Inventory | 1105-34110 | SAH-Angiocardiography | 260834948 | SAH | SAH
SAH11588 | Temporal Infrared Thermometer | 107875 | Exergen Corp | TAT-5000 | TAT-5000 | 09/07/2021 | 04 | Inventory | 1105-34110 | SAH-Angiocardiography | 260834948 | SAH | SAH
SAH11589 | Hand Held Glucometer | 440769 | Abbott Diabetes Care | 71411-70 | FreeStyle Precision | 08/24/2021 | 04 | Inventory | 1105-31350 | SAH-Point of Care Testing (POCT) 3rd | NON-CAPITAL | SAH | SAH
SAH11590 | Hand Held Glucometer | 440769 | Abbott Diabetes Care | 71411-70 | FreeStyle Precision | 08/25/2021 | 04 | Inventory | 1105-31350 | SAH-Point of Care Testing (POCT) 3rd | 626001422-CAP | SAH | SAH
SAH11593 | Hand Held Glucometer | 440769 | Abbott Diabetes Care | 71411-70 | FreeStyle Precision | 09/13/2021 | 04 | Inventory | 1105-31350 | SAH-Point of Care Testing (POCT) 3rd | NON-CAPITAL | SAH | SAH
SAH11594 | Integrated Power Console | 394710 | Medtronic Neurosurgery Div Med | 1898001 | IPC | 09/08/2021 | IU | Active | 1105-21100 | SAH-Surgery | 611000394 | SAH | SAH
SAH11595 | Humidifier, Heated | 255300 | Fisher & Paykel Healthcare Inc | MR850 | MR850 | 09/10/2021 | IU | Active | 1105-35000 | SAH-Respiratory Care Services 2nd | 260835819 | SAH | SAH
SAH11596 | Humidifier, Heated | 255300 | Fisher & Paykel Healthcare Inc | MR850 | MR850 | 09/10/2021 | IU | Active | 1105-35000 | SAH-Respiratory Care Services 2nd | 260835819 | SAH | SAH
SAH11597 | Humidifier, Heated | 255300 | Fisher & Paykel Healthcare Inc | MR850 | MR850 | 09/10/2021 | IU | Active | 1105-35000 | SAH-Respiratory Care Services 2nd | 260835819 | SAH | SAH
SAH11598 | Humidifier, Heated | 255300 | Fisher & Paykel Healthcare Inc | MR850 | MR850 | 09/10/2021 | IU | Active | 1105-35000 | SAH-Respiratory Care Services 2nd | 260835819 | SAH | SAH
SAH11599 | Humidifier, Heated | 255300 | Fisher & Paykel Healthcare Inc | MR850 | MR850 | 09/10/2021 | IU | Active | 1105-35000 | SAH-Respiratory Care Services 2nd | 260835819 | SAH | SAH
SAH11600 | Humidifier, Heated | 255300 | Fisher & Paykel Healthcare Inc | MR850 | MR850 | 09/10/2021 | IU | Active | 1105-35000 | SAH-Respiratory Care Services 2nd | 260835819 | SAH | SAH
SAH11601 | Humidifier, Heated | 255300 | Fisher & Paykel Healthcare Inc | MR850 | MR850 | 09/10/2021 | IU | Active | 1105-35000 | SAH-Respiratory Care Services 2nd | 260835819 | SAH | SAH
SAH11602 | Humidifier, Heated | 255300 | Fisher & Paykel Healthcare Inc | MR850 | MR850 | 09/10/2021 | IU | Active | 1105-35000 | SAH-Respiratory Care Services 2nd | 260835819 | SAH | SAH
SAH11603 | Humidifier, Heated | 255300 | Fisher & Paykel Healthcare Inc | MR850 | MR850 | 09/10/2021 | IU | Active | 1105-35000 | SAH-Respiratory Care Services 2nd | 260835819 | SAH | SAH
SAH11604 | Humidifier, Heated | 255300 | Fisher & Paykel Healthcare Inc | MR850 | MR850 | 09/10/2021 | IU | Active | 1105-35000 | SAH-Respiratory Care Services 2nd | 260835819 | SAH | SAH
SAH11606 | Hand Held Glucometer | 440769 | Abbott Diabetes Care | 71411-70 | FreeStyle Precision | 09/10/2021 | 04 | Inventory | 1105-31350 | SAH-Point of Care Testing (POCT) 3rd | 626001422-CAP | SAH | SAH
SAH11607 | Integrated Power Console | 394710 | Medtronic Neurosurgery Div Med | 1898001 | IPC | 09/13/2021 | IU | Active | 1105-21100 | SAH-Surgery | 811006692 | SAH | SAH
SAH11609 | Electrosurgical Unit | 101345 | CONMED Corp | 60-8005-001 | SYSTEM 5000 | 10/30/2007 | IU | Active | 1105-21100 | SAH-Surgery | 000 | SAH | SAH
SAH1161 | Vascular Transducer 10-5 MHz | 340440 | SonoSite div of FUJIFILM | P12742-70 | L38 | 05/21/2018 | 04 | Inventory | 1105-21100 | SAH-Surgery | 626001464-0-CAP | SAH | SAH
SAH11610 | Anesthesia Machine | 371341 | Draeger Medical Inc | FABIUS MRI | Fabius MRI | 04/03/2017 | LS | High Risk | 1105-33700 | SAH-MRI | 611000841-0-CAP | SAH | SAH
SAH11611 | UPS | 106890 | Tripp Lite | SMART700HGL | SMARTPro | 09/15/2021 | IU | Active | 1105-35000 | SAH-Respiratory Care Services 2nd | 260834632 | SAH | SAH
SAH11613 | UPS | 106890 | Tripp Lite | SMART700HGL | SMARTPro | 09/15/2021 | IU | Active | 1105-35000 | SAH-Respiratory Care Services 2nd | 260834632 | SAH | SAH
SAH11614 | UPS | 106890 | Tripp Lite | SMART700HGL | SMARTPro | 09/15/2021 | IU | Active | 1105-35000 | SAH-Respiratory Care Services 2nd | 260834632 | SAH | SAH
SAH11615 | UPS | 106890 | Tripp Lite | SMART700HGL | SMARTPro | 09/15/2021 | IU | Active | 1105-35000 | SAH-Respiratory Care Services 2nd | 260834632 | SAH | SAH
SAH11617 | HD Image Capture w/Smartscreen | 102159 | KARL STORZ Endoscopy-America I | 20205501-140 | Aida HD Connect | 09/20/2021 | IU | Active | 1105-21100 | SAH-Surgery | 611000636-0-CAP | SAH | SAH
SAH11618 | Infrared Vein Finder | 455305 | Christie Medical Holdings Inc | Vein Viewer Flex | VeinViewer Flex | 09/20/2021 | 04 | Inventory | 1105-18100 | SAH-Orthopedics Unit | 260837570 | SAH | SAH
SAH11619 | Insufflator with Smoke Evac | 456810 | SurgiQuest Inc | AirSeal I.F.S | AirSeal I.F.S | 10/21/2021 | IU | Active | 1105-21100 | SAH-Surgery | 626004755-0-CAP | SAH | SAH
SAH1162 | Ultrasound Transducer | 340440 | SonoSite div of FUJIFILM | P20311-10 | HFL38xi | 05/21/2018 | 04 | Inventory | 1105-21100 | SAH-Surgery | 626001464-0-CAP | SAH | SAH
SAH11622 | Vital Signs Monitor | 101850 | Welch Allyn Inc A Subsidiary | VSM 6000 SERIES | VSM 6000 SERIES | 09/28/2021 | IU | Active | 1105-18415 | SAH-Neuroscience Unit 5N | 260837493 | SAH | SAH
SAH11623 | Vital Signs Monitor | 101850 | Welch Allyn Inc A Subsidiary | VSM 6000 SERIES | VSM 6000 SERIES | 09/28/2021 | IU | Active | 1105-12210 | SAH-Med Surg Unit II 5NW | 260837493 | SAH | SAH
SAH11624 | Vital Signs Monitor | 101850 | Welch Allyn Inc A Subsidiary | VSM 6000 SERIES | VSM 6000 SERIES | 09/28/2021 | MI | Missing | 1105-12210 | SAH-Med Surg Unit II 5NW | 260837493 | SAH | SAH
SAH11625 | Vital Signs Monitor | 101850 | Welch Allyn Inc A Subsidiary | VSM 6000 SERIES | VSM 6000 SERIES | 09/28/2021 | IU | Active | 1105-18300 | SAH-Urology 6SW | 260837493 | SAH | SAH
SAH11626 | Hand Held Glucometer | 440769 | Abbott Diabetes Care | 71411-70 | FreeStyle Precision | 06/20/2018 | 04 | Inventory | 1105-31350 | SAH-Point of Care Testing (POCT) 3rd | 626001422-CAP | SAH | SAH
SAH11627 | Oximeters- Pulse | 371567 | Masimo Corp | RAD-5V | RAD-5V | 11/01/2021 | IU | Active | 1105-23100 | SAH-Emergency Service | NON-CAPITAL | SAH | SAH
SAH11628 | Touch Screen Pulse Oximeter | 371567 | Masimo Corp | Radical 7 | Radical 7 | 11/01/2021 | IU | Active | 1105-18300 | SAH-Urology 6SW | 260437811 | SAH | SAH
SAH11629 | Touch Screen Pulse Oximeter | 371567 | Masimo Corp | Radical 7 | Radical 7 | 10/11/2021 | IU | Active | 1105-18300 | SAH-Urology 6SW | 260837811 | SAH | SAH
SAH1163 | Portable Ultrasound System | 340440 | SonoSite div of FUJIFILM | P20883-14 | SII | 05/21/2018 | IU | Active | 1105-21100 | SAH-Surgery | 626001464-0-CAP | SAH | SAH
SAH11630 | Pulse Ox Docking Station | 371567 | Masimo Corp | RDS-3 | RDS-3 | 10/11/2021 | 04 | Inventory | 1105-18300 | SAH-Urology 6SW | 200817811 | SAH | SAH
SAH11631 | Pulse Ox Docking Station | 371567 | Masimo Corp | RDS-3 | RDS-3 | 10/11/2021 | 04 | Inventory | 1105-18300 | SAH-Urology 6SW | 200817811 | SAH | SAH
SAH11632 | Hand Held Glucometer | 440769 | Abbott Diabetes Care | 71411-70 | FreeStyle Precision | 10/06/2021 | 04 | Inventory | 1105-31350 | SAH-Point of Care Testing (POCT) 3rd | NON-CAPITAL | SAH | SAH
SAH11633 | Hand Held Glucometer | 440769 | Abbott Diabetes Care | 71411-70 | FreeStyle Precision | 10/12/2021 | 04 | Inventory | 1105-31350 | SAH-Point of Care Testing (POCT) 3rd | NON-CAPITAL | SAH | SAH
SAH11635 | POC Whole Blood Analyzer | 450992 | Abbott Point of Care Div | 06F16-10 | i-STAT | 03/23/2012 | 04 | Inventory | 1105-31350 | SAH-Point of Care Testing (POCT) 3rd | UNKNOWN | SAH | SAH
SAH11636 | Cast Cutter Vacuum | 397711 | BSN Medical Inc | 0295-400 | 0295-400 | 12/06/2021 | IU | Active | 1105-35200 | SAH-Wound Care Center | 260841528 | SAH | SAH
SAH11637 | Oximeters- Pulse | 371567 | Masimo Corp | RAD-5 | RAD-5 | 12/15/2016 | IU | Active | 1105-12295 | SAH-Med/Surg Overflow 5E | 260542477 | SAH | SAH
SAH11638 | Hand Held Glucometer | 440769 | Abbott Diabetes Care | 71411-70 | FreeStyle Precision | 10/20/2021 | 04 | Inventory | 1105-31350 | SAH-Point of Care Testing (POCT) 3rd | NON-CAPITAL | SAH | SAH
SAH11639 | CareAware Connectivity Engine | 104788 | Cerner Corp | AFL-08AH-N270-CR | CareAware | 10/21/2021 | 04 | Inventory | 1105-88570 | SAH-Clinical Engineering | NON-CAPITAL | SAH | SAH
SAH11641 | UPS | 106890 | Tripp Lite | SMART700HGL | SMARTPro | 11/02/2021 | IU | Active | 1105-35000 | SAH-Respiratory Care Services 2nd | NON-CAPITAL | SAH | SAH
SAH11642 | RF Sponge Detector Delivery | 101809 | Medtronic Inc | 200X | Situate Console | 05/26/2022 | IU | Active | 1105-21100 | SAH-Surgery | 620003036-0-CAP | SAH | SAH
SAH11644 | CareAware Connectivity Engine | 104788 | Cerner Corp | AFL3-W07A-N2930-CR | CareAware V4 | 11/25/2021 | 04 | Inventory | SAH-0020-84765 | SAH-Diagnostic Clin Applications iBus | NON-CAPITAL | SAH | SAH
SAH11645 | RF Sponge Detector Delivery | 101809 | Medtronic Inc | 200X | Situate Console | 11/01/2021 | IU | Active | 1105-21100 | SAH-Surgery | 620003036-0-CAP | SAH | SAH
SAH11646 | Tabletop Centrifuge | 466869 | Drucker Diagnostics | Horizon 6 | horizon 6 Marketlab | 11/15/2021 | IU | Active | 1105-21100 | SAH-Surgery | 260843134 | SAH | SAH
SAH11647 | CareAware Connectivity Engine | 104788 | Cerner Corp | AFL3-W07A-N2930-CR | CareAware V4 | 11/25/2021 | 04 | Inventory | SAH-0020-84765 | SAH-Diagnostic Clin Applications iBus | NON-CAPITAL | SAH | SAH
SAH11648 | CareAware Connectivity Engine | 104788 | Cerner Corp | AFL3-W07A-N2930-CR | CareAware V4 | 11/25/2021 | 04 | Inventory | SAH-0020-84765 | SAH-Diagnostic Clin Applications iBus | NON-CAPITAL | SAH | SAH
SAH11649 | Hand Held Glucometer | 440769 | Abbott Diabetes Care | 71412-70 | FreeStyle Precision | 11/15/2021 | 04 | Inventory | 1105-31350 | SAH-Point of Care Testing (POCT) 3rd | 626001422-CAP | SAH | SAH
SAH11651 | eICU A/V Server | 453551 | Philips Healthcare | MediaLink | Medialink-Philips-US | 11/12/2021 | 04 | Inventory | SAH-0020-84765 | SAH-Diagnostic Clin Applications iBus | 626004793 | SAH | SAH
SAH11652 | eICU A/V Server | 453551 | Philips Healthcare | MediaLink | Medialink-Philips-US | 11/12/2021 | 04 | Inventory | SAH-0020-84765 | SAH-Diagnostic Clin Applications iBus | 626004793 | SAH | SAH
SAH11653 | CareAware Connectivity Engine | 104788 | Cerner Corp | AFL3-W07A-N2930-CR | CareAware V4 | 11/25/2021 | 04 | Inventory | SAH-0020-84765 | SAH-Diagnostic Clin Applications iBus | NON-CAPITAL | SAH | SAH
SAH11654 | CareAware Connectivity Engine | 104788 | Cerner Corp | AFL3-W07A-N2930-CR | CareAware V4 | 11/25/2021 | 04 | Inventory | SAH-0020-84765 | SAH-Diagnostic Clin Applications iBus | NON-CAPITAL | SAH | SAH
SAH11655 | MRI Infusion System | 453885 | IRadimed Corp | 3860+ | 3860+ MRidium | 11/16/2021 | IU | Active | 1105-33700 | SAH-MRI | 626004785-0-CAP | SAH | SAH
SAH11656 | MRI Infusion 2nd Channel | 453885 | IRadimed Corp | 3861 | SIDERAIL MRidium | 11/16/2021 | IU | Active | 1105-33700 | SAH-MRI | 626004785-0-CAP | SAH | SAH
SAH11657 | MRI Wireless Remote Control | 453885 | IRadimed Corp | 3865 | 3865 MRidium | 11/19/2021 | IU | Active | 1105-33700 | SAH-MRI | 626004785-0-CAP | SAH | SAH
SAH11658 | CareAware Connectivity Engine | 104788 | Cerner Corp | AFL3-W07A-N2930-CR | CareAware V4 | 11/25/2021 | 04 | Inventory | SAH-0020-84765 | SAH-Diagnostic Clin Applications iBus | NON-CAPITAL | SAH | SAH
SAH11659 | CareAware Connectivity Engine | 104788 | Cerner Corp | AFL3-W07A-N2930-CR | CareAware V4 | 11/25/2021 | 04 | Inventory | SAH-0020-84765 | SAH-Diagnostic Clin Applications iBus | NON-CAPITAL | SAH | SAH
SAH11660 | CareAware Connectivity Engine | 104788 | Cerner Corp | AFL3-W07A-N2930-CR | CareAware V4 | 11/25/2021 | 04 | Inventory | SAH-0020-84765 | SAH-Diagnostic Clin Applications iBus | NON-CAPITAL | SAH | SAH
SAH11661 | CareAware Connectivity Engine | 104788 | Cerner Corp | AFL3-W07A-N2930-CR | CareAware V4 | 11/25/2021 | 04 | Inventory | SAH-0020-84765 | SAH-Diagnostic Clin Applications iBus | NON-CAPITAL | SAH | SAH
SAH11662 | CareAware Connectivity Engine | 104788 | Cerner Corp | AFL3-W07A-N2930-CR | CareAware V4 | 11/25/2021 | 04 | Inventory | SAH-0020-84765 | SAH-Diagnostic Clin Applications iBus | NON-CAPITAL | SAH | SAH
SAH11664 | CareAware Connectivity Engine | 104788 | Cerner Corp | AFL3-W07A-N2930-CR | CareAware V4 | 11/25/2021 | 04 | Inventory | SAH-0020-84765 | SAH-Diagnostic Clin Applications iBus | NON-CAPITAL | SAH | SAH
SAH11665 | CareAware Connectivity Engine | 104788 | Cerner Corp | AFL3-W07A-N2930-CR | CareAware V4 | 11/25/2021 | 04 | Inventory | SAH-0020-84765 | SAH-Diagnostic Clin Applications iBus | NON-CAPITAL | SAH | SAH
SAH11666 | CareAware Connectivity Engine | 104788 | Cerner Corp | AFL3-W07A-N2930-CR | CareAware V4 | 11/25/2021 | 04 | Inventory | SAH-0020-84765 | SAH-Diagnostic Clin Applications iBus | NON-CAPITAL | SAH | SAH
SAH11667 | CareAware Connectivity Engine | 104788 | Cerner Corp | AFL3-W07A-N2930-CR | CareAware V4 | 11/25/2021 | 04 | Inventory | SAH-0020-84765 | SAH-Diagnostic Clin Applications iBus | NON-CAPITAL | SAH | SAH
SAH11668 | CareAware Connectivity Engine | 104788 | Cerner Corp | AFL3-W07A-N2930-CR | CareAware V4 | 11/25/2021 | 04 | Inventory | SAH-0020-84765 | SAH-Diagnostic Clin Applications iBus | NON-CAPITAL | SAH | SAH
SAH11669 | CareAware Connectivity Engine | 104788 | Cerner Corp | AFL3-W07A-N2930-CR | CareAware V4 | 11/25/2021 | 04 | Inventory | SAH-0020-84765 | SAH-Diagnostic Clin Applications iBus | NON-CAPITAL | SAH | SAH
SAH11670 | CareAware Connectivity Engine | 104788 | Cerner Corp | AFL3-W07A-N2930-CR | CareAware V4 | 11/25/2021 | 04 | Inventory | SAH-0020-84765 | SAH-Diagnostic Clin Applications iBus | NON-CAPITAL | SAH | SAH
SAH11671 | CareAware Connectivity Engine | 104788 | Cerner Corp | AFL3-W07A-N2930-CR | CareAware V4 | 11/25/2021 | 04 | Inventory | SAH-0020-84765 | SAH-Diagnostic Clin Applications iBus | NON-CAPITAL | SAH | SAH
SAH11672 | CareAware Connectivity Engine | 104788 | Cerner Corp | AFL3-W07A-N2930-CR | CareAware V4 | 11/25/2021 | 04 | Inventory | SAH-0020-84765 | SAH-Diagnostic Clin Applications iBus | NON-CAPITAL | SAH | SAH
SAH11673 | CareAware Connectivity Engine | 104788 | Cerner Corp | AFL3-W07A-N2930-CR | CareAware V4 | 11/25/2021 | 04 | Inventory | SAH-0020-84765 | SAH-Diagnostic Clin Applications iBus | NON-CAPITAL | SAH | SAH
SAH11674 | CareAware Connectivity Engine | 104788 | Cerner Corp | AFL3-W07A-N2930-CR | CareAware V4 | 11/25/2021 | 04 | Inventory | SAH-0020-84765 | SAH-Diagnostic Clin Applications iBus | NON-CAPITAL | SAH | SAH
SAH11675 | CareAware Connectivity Engine | 104788 | Cerner Corp | AFL3-W07A-N2930-CR | CareAware V4 | 11/25/2021 | 04 | Inventory | SAH-0020-84765 | SAH-Diagnostic Clin Applications iBus | NON-CAPITAL | SAH | SAH
SAH11676 | CareAware Connectivity Engine | 104788 | Cerner Corp | AFL3-W07A-N2930-CR | CareAware V4 | 11/25/2021 | 04 | Inventory | SAH-0020-84765 | SAH-Diagnostic Clin Applications iBus | NON-CAPITAL | SAH | SAH
SAH11677 | CareAware Connectivity Engine | 104788 | Cerner Corp | AFL3-W07A-N2930-CR | CareAware V4 | 11/25/2021 | 04 | Inventory | SAH-0020-84765 | SAH-Diagnostic Clin Applications iBus | NON-CAPITAL | SAH | SAH
SAH11678 | CareAware Connectivity Engine | 104788 | Cerner Corp | AFL3-W07A-N2930-CR | CareAware V4 | 11/25/2021 | 04 | Inventory | SAH-0020-84765 | SAH-Diagnostic Clin Applications iBus | NON-CAPITAL | SAH | SAH
SAH11679 | CareAware Connectivity Engine | 104788 | Cerner Corp | AFL3-W07A-N2930-CR | CareAware V4 | 11/25/2021 | 04 | Inventory | SAH-0020-84765 | SAH-Diagnostic Clin Applications iBus | NON-CAPITAL | SAH | SAH
SAH1168 | 4x 15A 15ft Cord HGPower Strip | 106890 | Tripp Lite | PS-415-HG-OEM | PS-415-HG-OEM | 04/13/2016 | IU | Active | 1105-20100 | SAH-Anesthesiology | OR PURCHASE | SAH | SAH
SAH11680 | CareAware Connectivity Engine | 104788 | Cerner Corp | AFL3-W07A-N2930-CR | CareAware V4 | 11/25/2021 | 04 | Inventory | SAH-0020-84765 | SAH-Diagnostic Clin Applications iBus | NON-CAPITAL | SAH | SAH
SAH11681 | CareAware Connectivity Engine | 104788 | Cerner Corp | AFL3-W07A-N2930-CR | CareAware V4 | 11/25/2021 | 04 | Inventory | SAH-0020-84765 | SAH-Diagnostic Clin Applications iBus | NON-CAPITAL | SAH | SAH
SAH11682 | CareAware Connectivity Engine | 104788 | Cerner Corp | AFL3-W07A-N2930-CR | CareAware V4 | 11/25/2021 | 04 | Inventory | SAH-0020-84765 | SAH-Diagnostic Clin Applications iBus | NON-CAPITAL | SAH | SAH
SAH11683 | CareAware Connectivity Engine | 104788 | Cerner Corp | AFL3-W07A-N2930-CR | CareAware V4 | 11/25/2021 | 04 | Inventory | SAH-0020-84765 | SAH-Diagnostic Clin Applications iBus | NON-CAPITAL | SAH | SAH
SAH11684 | CareAware Connectivity Engine | 104788 | Cerner Corp | AFL3-W07A-N2930-CR | CareAware V4 | 11/25/2021 | 04 | Inventory | SAH-0020-84765 | SAH-Diagnostic Clin Applications iBus | NON-CAPITAL | SAH | SAH
SAH11685 | CareAware Connectivity Engine | 104788 | Cerner Corp | AFL3-W07A-N2930-CR | CareAware V4 | 11/25/2021 | 04 | Inventory | SAH-0020-84765 | SAH-Diagnostic Clin Applications iBus | NON-CAPITAL | SAH | SAH
SAH11686 | CareAware Connectivity Engine | 104788 | Cerner Corp | AFL3-W07A-N2930-CR | CareAware V4 | 11/25/2021 | 04 | Inventory | SAH-0020-84765 | SAH-Diagnostic Clin Applications iBus | NON-CAPITAL | SAH | SAH
SAH11687 | CareAware Connectivity Engine | 104788 | Cerner Corp | AFL3-W07A-N2930-CR | CareAware V4 | 11/25/2021 | 04 | Inventory | SAH-0020-84765 | SAH-Diagnostic Clin Applications iBus | NON-CAPITAL | SAH | SAH
SAH11688 | UPS | 106890 | Tripp Lite | SMART700HGL | SMARTPro | 01/05/2022 | IU | Active | 1105-35000 | SAH-Respiratory Care Services 2nd | NON-CAPITAL | SAH | SAH
SAH11689 | Nasal High Flow Humidifier | 255300 | Fisher & Paykel Healthcare Inc | PT101 | AIRVO 2 | 08/17/2021 | 04 | Inventory | 1105-35000 | SAH-Respiratory Care Services 2nd | LEASE | SAH | SAH
SAH11690 | Hand Held Glucometer | 440769 | Abbott Diabetes Care | 71412-70 | FreeStyle Precision | 04/21/2021 | 04 | Inventory | 1105-31350 | SAH-Point of Care Testing (POCT) 3rd | 626001422-CAP | SAH | SAH
SAH11692 | Hand Held Glucometer | 440769 | Abbott Diabetes Care | 71412-70 | FreeStyle Precision | 01/27/2022 | 04 | Inventory | 1105-31350 | SAH-Point of Care Testing (POCT) 3rd | NON-CAPITAL | SAH | SAH
SAH11694 | Nasal High Flow Humidifier | 255300 | Fisher & Paykel Healthcare Inc | PT101 | AIRVO 2 | 08/17/2021 | 04 | Inventory | 1105-35000 | SAH-Respiratory Care Services 2nd | Non Capital | SAH | SAH
SAH11695 | Nasal High Flow Humidifier | 255300 | Fisher & Paykel Healthcare Inc | PT101 | AIRVO 2 | 08/17/2021 | 04 | Inventory | 1105-35000 | SAH-Respiratory Care Services 2nd | Non Capital | SAH | SAH
SAH11696 | UPS | 106890 | Tripp Lite | SMART700HGL | SMARTPro | 01/27/2022 | IU | Active | 1105-35000 | SAH-Respiratory Care Services 2nd | 260855306 | SAH | SAH
SAH1170 | Digital Recorder/Printer | 440964 | GE Healthcare Technologies | PRN-50 | PRN-50 | 09/20/2002 | 04 | Inventory | 1105-88570 | SAH-Clinical Engineering | xx | SAH | SAH
SAH11700 | Hand Held Glucometer | 440769 | Abbott Diabetes Care | 72008-01 | FreeStyle Precis Pro | 02/16/2022 | 04 | Inventory | 1105-31350 | SAH-Point of Care Testing (POCT) 3rd | NON-CAPITAL | SAH | SAH
SAH11701 | Hand Held Glucometer | 440769 | Abbott Diabetes Care | 71412-70 | FreeStyle Precision | 02/15/2022 | 04 | Inventory | 1105-31350 | SAH-Point of Care Testing (POCT) 3rd | NON-CAPITAL | SAH | SAH
SAH11702 | Hand Held Glucometer | 440769 | Abbott Diabetes Care | 71411-70 | FreeStyle Precision | 06/19/2018 | 04 | Inventory | 1105-31350 | SAH-Point of Care Testing (POCT) 3rd | 626001422-CAP | SAH | SAH
SAH11704 | Hand Held Glucometer | 440769 | Abbott Diabetes Care | 71411-70 | FreeStyle Precision | 06/20/2018 | 04 | Inventory | 1105-31350 | SAH-Point of Care Testing (POCT) 3rd | 626001422-CAP | SAH | SAH
SAH11705 | Hand Held Glucometer | 440769 | Abbott Diabetes Care | 71411-70 | FreeStyle Precision | 06/19/2018 | 04 | Inventory | 1105-31350 | SAH-Point of Care Testing (POCT) 3rd | 626001422-CAP | SAH | SAH
SAH11707 | Nerve Stimulators | 106650 | Sun Med | 8-1053-60 | Sun Stim | 02/18/2022 | 04 | Inventory | 1105-21100 | SAH-Surgery | 260860105 | SAH | SAH
SAH11708 | Nerve Stimulators | 106650 | Sun Med | 8-1053-60 | Sun Stim | 02/18/2022 | 04 | Inventory | 1105-21100 | SAH-Surgery | 260860105 | SAH | SAH
SAH11709 | Nerve Stimulators | 106650 | Sun Med | 8-1053-60 | Sun Stim | 02/18/2022 | 04 | Inventory | 1105-21100 | SAH-Surgery | 260860105 | SAH | SAH
SAH11711 | Medical Grade Digital Printer | 107536 | Stryker Endoscopy | 0240-080-230 | SDP1000 | 03/09/2022 | 04 | Inventory | 1105-21100 | SAH-Surgery | NON-CAPITAL | SAH | SAH
SAH11712 | Digital Recorder/Printer | 440964 | GE Healthcare Technologies | PRN-50-M+ | PRN-50-M+ | 02/24/2022 | 04 | Inventory | 1105-13100 | SAH-Intensive Care Unit | NON-CAPITAL | SAH | SAH
SAH11713 | Hand Held Glucometer | 440769 | Abbott Diabetes Care | 72008-01 | FreeStyle Precis Pro | 03/03/2022 | 04 | Inventory | 1105-31350 | SAH-Point of Care Testing (POCT) 3rd | NON-CAPITAL | SAH | SAH
SAH11714 | POC Whole Blood Analyzer | 450992 | Abbott Point of Care Div | 300G | i-STAT 1 | 03/03/2022 | 04 | Inventory | 1105-31350 | SAH-Point of Care Testing (POCT) 3rd | 411000290-0-CRE | SAH | SAH
SAH11715 | Hand Held Glucometer | 440769 | Abbott Diabetes Care | 72008-01 | FreeStyle Precis Pro | 04/07/2022 | 04 | Inventory | 1105-31350 | SAH-Point of Care Testing (POCT) 3rd | NON-CAPITAL | SAH | SAH
SAH11716 | DaVinci Surgical Table | 441254 | TRUMPF Medical Systems Inc | TS7000dV | TruSystem 7000 U dV | 04/07/2022 | IU | Active | 1105-21100 | SAH-Surgery | 411000820 | SAH | SAH
SAH11717 | Hand Held Glucometer | 440769 | Abbott Diabetes Care | 71411-70 | FreeStyle Precision | 02/08/2022 | 04 | Inventory | 1105-31350 | SAH-Point of Care Testing (POCT) 3rd | NON-CAPITAL | SAH | SAH
SAH11718 | Telemetry Transmitter | 440964 | GE Healthcare Technologies | ApexPro CH | ApexPro CH | 04/07/2022 | 04 | Inventory | 1105-10600 | SAH-Monitor Techs CMU | 826265916-0-SVC | SAH | SAH
SAH11719 | Telemetry Transmitter | 440964 | GE Healthcare Technologies | ApexPro CH | ApexPro CH | 04/07/2022 | 04 | Inventory | 1105-10600 | SAH-Monitor Techs CMU | 826265916-0-SVC | SAH | SAH
SAH11720 | Vision System Cart | 377602 | Intuitive Surgical Inc | IS4000 | Da Vinci Xi | 05/09/2022 | LS | High Risk | 1105-21100 | SAH-Surgery | 626005045 | SAH | SAH
SAH11721 | 4x 15A 15ft Cord HGPower Strip | 106890 | Tripp Lite | PS-415-HG-OEM | PS-415-HG-OEM | 04/14/2022 | IU | Active | 1105-21100 | SAH-Surgery | NON-CAPITAL | SAH | SAH
SAH11722 | CRRT Dialysis System | 451481 | NxStage Medical Inc | NX1000-5 | NxStage System One S | 08/17/2016 | IU | Active | 1105-13100 | SAH-Intensive Care Unit | 611000791-0-CAP | SAH | SAH
SAH11724 | RF Sponge Detector Delivery | 101809 | Medtronic Inc | 200X | Situate Console | 05/12/2022 | IU | Active | 1105-21100 | SAH-Surgery | 620003036-0-CAP | SAH | SAH
SAH11725 | Hip and Knee Arthroplasty Tabl | 454262 | Mizuho OSI | 6875 | Hana | 05/12/2022 | IU | Active | 1105-21100 | SAH-Surgery | 411000796 | SAH | SAH
SAH11726 | Airway Gas Module w/Agent Id | 440964 | GE Healthcare Technologies | E-sCAiO-00 | E-sCAiO | 05/13/2022 | IU | Active | 1105-21100 | SAH-Surgery | 826277218-0-SVC | SAH | SAH
SAH11727 | 26 in LED Video Monitor | 107536 | Stryker Endoscopy | 0240-031-020 | VisionPro 26 LED | 05/12/2022 | IU | Active | 1105-21100 | SAH-Surgery | 411000393-0-CRE | SAH | SAH
SAH11728 | Telemetry Transmitter | 440964 | GE Healthcare Technologies | ApexPro CH | ApexPro CH | 01/06/2016 | 04 | Inventory | 1105-10600 | SAH-Monitor Techs CMU | 611000707-0-CAP | SAH | SAH
SAH11729 | Orthopedic Spinal Surgery Top | 454262 | Mizuho OSI | 7803 | TRIOS Spinal Surgery | 06/07/2022 | IU | Active | 1105-21100 | SAH-Surgery | 411000797-0-CRE | SAH | SAH
SAH11730 | Surgical Uterine Aspirator | 276750 | Olympus America Inc | VC-10 | Berkeley VC-10 | 05/05/2006 | IU | Active | 1105-21100 | SAH-Surgery | . | SAH | SAH
SAH11731 | UPS | 108649 | APC-American Power Conversion | 1000 | Smart-UPS | 09/15/2004 | IU | Active | 1105-13100 | SAH-Intensive Care Unit | 000 | SAH | SAH
SAH11732 | 0-15 Digital Pressure Gauge | 451564 | Ashcroft Inc | 2089 | 2089 | 06/01/2022 | IU | Active | 1105-88570 | SAH-Clinical Engineering | Non Capital | SAH | SAH
SAH11734 | Portable Suction | 105171 | Allied Healthcare Products Inc | G180 | OptiVac | 06/23/2022 | IU | Active | 1105-35000 | SAH-Respiratory Care Services 2nd | 411000478-0-CRE | SAH | SAH
SAH11736 | Hand Held Glucometer | 440769 | Abbott Diabetes Care | 72008-01 | FreeStyle Precis Pro | 06/23/2022 | 04 | Inventory | 1105-31350 | SAH-Point of Care Testing (POCT) 3rd | 411000762 | SAH | SAH
SAH11737 | Vital Signs Monitor | 101850 | Welch Allyn Inc A Subsidiary | VSM 6000 SERIES | VSM 6000 SERIES | 03/20/2012 | IU | Active | 1105-12154 | SAH-Cardiovascular Tele PT3 | 420002379-CRE | SAH | SAH
SAH11738 | Temporal Infrared Thermometer | 107875 | Exergen Corp | TAT-5000 | TAT-5000 | 06/23/2022 | 04 | Inventory | 1105-21300 | SAH-Ambulatory Care Unit | NON-CAPITAL | SAH | SAH
SAH11739 | Ultrasound Transducer | 340440 | SonoSite div of FUJIFILM | P20311-10 | HFL38xi | 06/23/2022 | 04 | Inventory | 1105-13102 | SAH-Intensive Care Unit II 3NW | 61100796-0-CAP | SAH | SAH
SAH11740 | Bedside Physiologic Monitor | 440964 | GE Healthcare Technologies | b450 V3 | Carescape B450 V3 | 03/03/2021 | IU | Active | 1105-23100 | SAH-Emergency Service | 411000536 | SAH | SAH
SAH11741 | Blender | 104004 | Bio-Med Devices Inc | 2003AJ1 | 2003AJ1 | 06/30/2022 | IU | Active | 1105-23100 | SAH-Emergency Service | Non Capital | SAH | SAH
SAH11742 | UPS 1000 Watt | 108649 | APC-American Power Conversion | BR1000MS | Back-UPS BR1000MS | 06/30/2022 | IU | Active | 1105-23100 | SAH-Emergency Service | Non-Capital | SAH | SAH
SAH11743 | US Doppler Flow Detector | 102998 | Parks Medical Electronics Inc | 811BL |  | 07/20/2022 | 04 | Inventory | 1105-21100 | SAH-Surgery | 826281392-0-SVC | SAH | SAH
SAH11744 | US Doppler Flow Detector | 102998 | Parks Medical Electronics Inc | 811BL |  | 07/20/2022 | 04 | Inventory | 1105-21100 | SAH-Surgery | 826281392-0-SVC | SAH | SAH
SAH11745 | US Doppler Flow Detector | 102998 | Parks Medical Electronics Inc | 811BL |  | 07/20/2022 | 04 | Inventory | 1105-21100 | SAH-Surgery | 826281392-0-SVC | SAH | SAH
SAH11746 | US Doppler Flow Detector | 102998 | Parks Medical Electronics Inc | 811BL |  | 07/20/2022 | 04 | Inventory | 1105-21100 | SAH-Surgery | 826281392-0-SVC | SAH | SAH
SAH11747 | Transport Ventilator 3T MRI | 455334 | Smiths Medical ASD Inc | 310 | ParaPAC plus 310 | 07/20/2022 | LS | High Risk | 1105-35000 | SAH-Respiratory Care Services 2nd | 626005305-0-CAP | SAH | SAH
SAH11748 | Portable Suction | 453450 | DeVilbiss Healthcare Inc | 7305P-D | 7305P-D | 07/20/2022 | IU | Active | 1105-12154 | SAH-Cardiovascular Tele PT3 | 360880429 | SAH | SAH
SAH11749 | Bedside Physiologic Monitor | 440964 | GE Healthcare Technologies | B450 | Carescape B450 | 08/17/2019 | IU | Active | 1105-13102 | SAH-Intensive Care Unit II 3NW | 626002652-0-CAP | SAH | SAH
SAH11750 | 26in Wireless LED Display | 107536 | Stryker Endoscopy | 0240-031-000 | SYNK VisionPro 26 | 07/20/2022 | IU | Active | 1105-21100 | SAH-Surgery | PENDING | SAH | SAH
SAH11751 | Surgical Table | 107114 | STERIS Corp | 4085 | 4085 | 03/02/2016 | IU | Active | 1105-21100 | SAH-Surgery | FIU | SAH | SAH
SAH11752 | Non-Invasive Ventilator | 454161 | Philips Respironics | V60 | Respironics V60 | 04/07/2021 | LS | High Risk | 1105-35000 | SAH-Respiratory Care Services 2nd | 626004243 | SAH | SAH
SAH11753 | Electronic Thermometer | 101850 | Welch Allyn Inc A Subsidiary | 690 | Sure Temp Plus | 08/04/2022 | 04 | Inventory | 1105-23100 | SAH-Emergency Service | NON-CAPITAL | SAH | SAH
SAH11754 | Blender | 104004 | Bio-Med Devices Inc | 2003AJ1 | 2003AJ1 | 07/24/2022 | IU | Active | 1105-23100 | SAH-Emergency Service | Non Capital | SAH | SAH
SAH11756 | Hand Held Glucometer | 440769 | Abbott Diabetes Care | 72008-01 | FreeStyle Precis Pro | 08/04/2022 | 04 | Inventory | 1105-31350 | SAH-Point of Care Testing (POCT) 3rd | NON-CAPITAL | SAH | SAH
SAH11757 | Vest Airway Clearance System | 101318 | Hill-Rom Company Inc | 205 | The Vest | 08/19/2022 | IU | Active | 1105-35000 | SAH-Respiratory Care Services 2nd | 626005299-0-cap | SAH | SAH
SAH11758 | Vest Airway Clearance System | 101318 | Hill-Rom Company Inc | 205 | The Vest | 08/19/2022 | IU | Active | 1105-35000 | SAH-Respiratory Care Services 2nd | 626005299-0-cap | SAH | SAH
SAH11759 | Vest Airway Clearance System | 101318 | Hill-Rom Company Inc | 205 | The Vest | 08/19/2022 | IU | Active | 1105-35000 | SAH-Respiratory Care Services 2nd | 626005299-0-cap | SAH | SAH
SAH11760 | 4x 15A 15ft Cord HGPower Strip | 106890 | Tripp Lite | PS-415-HG-OEM | PS-415-HG-OEM | 08/15/2022 | IU | Active | 1105-21100 | SAH-Surgery | NON-CAPITAL | SAH | SAH
SAH11762 | Electronic Scale Indicator | 101206 | Detecto Scale Co Div Cardinal | MV1 | MedVue | 09/28/2018 | IU | Active | 1105-23100 | SAH-Emergency Service | 260656939 | SAH | SAH
SAH11763 | Video Digital Capture ENDO | 107536 | Stryker Endoscopy | 0240-060-100 | SDC3 | 08/19/2022 | IU | Active | 1105-21100 | SAH-Surgery | 826284361 | SAH | SAH
SAH11764 | Temporal Infrared Thermometer | 107875 | Exergen Corp | TAT-5000 | TAT-5000 | 08/19/2022 | 04 | Inventory | 1105-13102 | SAH-Intensive Care Unit II 3NW | NON-CAPITAL | SAH | SAH
SAH11765 | Bedside Physiologic Monitor | 440964 | GE Healthcare Technologies | B450 | Carescape B450 | 08/02/2018 | MI | Missing | 1105-21500 | SAH-PACU | 411000314-0-CRE | SAH | SAH
SAH11766 | Handheld Video Laryngoscope | 451928 | Verathon Inc | 0570-0376 | GlideScope Core | 08/19/2022 | IU | Active | 1105-35000 | SAH-Respiratory Care Services 2nd | 411000872-0-CRE | SAH | SAH
SAH11767 | Handheld Video Laryngoscope | 451928 | Verathon Inc | 0570-0376 | GlideScope Core | 08/19/2022 | IU | Active | 1105-35000 | SAH-Respiratory Care Services 2nd | 411000872-0-CRE | SAH | SAH
SAH11768 | Transport Ventilator 1T 3T MRI | 105689 | Hamilton Medical Inc | MR1 | Hamilton-MR1 Vizient | 08/29/2022 | LS | High Risk | 1105-35000 | SAH-Respiratory Care Services 2nd | 626005307 | SAH | SAH
SAH11769 | POC Whole Blood Analyzer | 450992 | Abbott Point of Care Div | 04P75-38 | i-STAT | 08/23/2022 | 04 | Inventory | 1105-31350 | SAH-Point of Care Testing (POCT) 3rd | 411000290-0-CRE | SAH | SAH
SAH11770 | LED Lab Microscope w-Camera | 107896 | Olympus Scientific Solutions A | BX46F | BX46F | 08/30/2022 | IU | Active | 1105-31100 | SAH-Blood Services | 626005287-0-CAP | SAH | SAH
SAH11771 | Doppler Unit | 102764 | Huntleigh Healthcare Inc A Get | SD2 | SD2 | 08/23/2022 | 04 | Inventory | 1105-10000 | SAH-Nursing Administration | NON-CAPITAL | SAH | SAH
SAH11772 | Doppler Unit | 102764 | Huntleigh Healthcare Inc A Get | SD2 | SD2 | 08/23/2022 | 04 | Inventory | 1105-10000 | SAH-Nursing Administration | NON-CAPITAL | SAH | SAH
SAH11773 | Doppler Unit | 102764 | Huntleigh Healthcare Inc A Get | SD2 | SD2 | 08/23/2022 | 04 | Inventory | 1105-12510 | SAH-Cardiac Medical I (3SW) | NON-CAPITAL | SAH | SAH
SAH11774 | 26 in LED Video Monitor | 107536 | Stryker Endoscopy | 0240-031-020 | VisionPro 26 LED | 08/23/2022 | IU | Active | 1105-21100 | SAH-Surgery | 411000393-0-CRE | SAH | SAH
SAH11777 | Integrated Power Console | 394710 | Medtronic Neurosurgery Div Med | 1898001 | IPC | 08/29/2022 | IU | Active | 1105-21100 | SAH-Surgery | 826287753-0-SVC | SAH | SAH
SAH11778 | MRI Patient Monitoring System | 308478 | Invivo Corp | 866185 | Expression MR400 | 08/30/2022 | IU | Active | 1105-33700 | SAH-MRI | 622004782-0-CAP | SAH | SAH
SAH11779 | MRI Wireless ECG Module Gen 2 | 308478 | Invivo Corp | 989803192761 | Expression ECG | 08/01/2022 | IU | Active | 1105-33700 | SAH-MRI | 622004782-0-CAP | SAH | SAH
SAH11780 | Expression MR Wireless SpO2 | 308478 | Invivo Corp | 989803192771 | Wireless Oximetry Mo | 08/01/2022 | IU | Active | 1105-33700 | SAH-MRI | 622004782-0-CAP | SAH | SAH
SAH11781 | MRI Battery Charger | 308478 | Invivo Corp | 989803191031 | Expression MR | 08/10/2022 | 04 | Inventory | 1105-33700 | SAH-MRI | 622004782-0-CAP | SAH | SAH
SAH11782 | Hand Held Glucometer | 440769 | Abbott Diabetes Care | 72011-01 | FreeStyle Precis Pro | 09/20/2022 | 04 | Inventory | 1105-31350 | SAH-Point of Care Testing (POCT) 3rd | 411000762 | SAH | SAH
SAH11783 | POC Whole Blood Analyzer | 450992 | Abbott Point of Care Div | 300G | i-STAT 1 | 09/20/2022 | 04 | Inventory | 1105-31350 | SAH-Point of Care Testing (POCT) 3rd | EXCHANGE | SAH | SAH
SAH11784 | Handheld Video Laryngoscope | 451928 | Verathon Inc | 0570-0376 | GlideScope Core | 09/20/2022 | IU | Active | 1105-20100 | SAH-Anesthesiology | 626005358-0-CAP | SAH | SAH
SAH11785 | Handheld Video Laryngoscope | 451928 | Verathon Inc | 0570-0376 | GlideScope Core | 09/20/2022 | IU | Active | 1105-21100 | SAH-Surgery | 626005358-0-CAP | SAH | SAH
SAH11786 | Vascular Transducer 10-5 MHz | 340440 | SonoSite div of FUJIFILM | P12742-71 | L38Xi | 09/22/2022 | 04 | Inventory | 1105-21100 | SAH-Surgery | 826287450-0-SVC | SAH | SAH
SAH11788 | UPS | 106890 | Tripp Lite | SMART700HGL | SMARTPro | 09/22/2022 | IU | Active | 1105-35000 | SAH-Respiratory Care Services 2nd | NON-CAPITAL | SAH | SAH
SAH11789 | Hand Held Capnometer Monitor | 371567 | Masimo Corp | 605102 | EMMA | 09/22/2022 | IU | Active | 1105-35000 | SAH-Respiratory Care Services 2nd | NON-CAPITAL | SAH | SAH
SAH1179 | 26in LED HD Monitor | 102159 | KARL STORZ Endoscopy-America I | 9826NB-US | 9826NB-US | 11/04/2014 | IU | Active | 1105-21100 | SAH-Surgery | 611000636-0-CAP | SAH | SAH
SAH11790 | Hand Held Capnometer Monitor | 371567 | Masimo Corp | 605102 | EMMA | 09/22/2022 | IU | Active | 1105-35000 | SAH-Respiratory Care Services 2nd | NON-CAPITAL | SAH | SAH
SAH11791 | 4x 15A 15ft Cord HGPower Strip | 106890 | Tripp Lite | PS-415-HG-OEM | PS-415-HG-OEM | 09/27/2022 | MI | Missing | 1105-21100 | SAH-Surgery | NON-CAPITAL | SAH | SAH
SAH11792 | Hand Held Glucometer | 440769 | Abbott Diabetes Care | 72011-01 | FreeStyle Precis Pro | 09/20/2022 | 04 | Inventory | 1105-31350 | SAH-Point of Care Testing (POCT) 3rd | 411000762 | SAH | SAH
SAH11793 | Hand Held Glucometer | 440769 | Abbott Diabetes Care | 72011-01 | FreeStyle Precis Pro | 09/20/2022 | 04 | Inventory | 1105-31350 | SAH-Point of Care Testing (POCT) 3rd | 411000762 | SAH | SAH
SAH11794 | Hand Held Glucometer | 440769 | Abbott Diabetes Care | 72011-01 | FreeStyle Precis Pro | 09/20/2022 | 04 | Inventory | 1105-31350 | SAH-Point of Care Testing (POCT) 3rd | 411000762 | SAH | SAH
SAH11797 | 4x 15A 15ft Cord HGPower Strip | 106890 | Tripp Lite | PS-415-HG-OEM | PS-415-HG-OEM | 12/22/2022 | IU | Active | 1105-21100 | SAH-Surgery | NON-CAPITAL | SAH | SAH
SAH11799 | Ambulatory EEG Recorder | 103629 | Cadwell Laboratories Inc | 190304-200 | ARC Apollo Recorder | 11/13/2019 | IU | Active | 1105-39500 | SAH-Neurodiagnostics | 626003011-CAP | SAH | SAH
SAH1180 | HD Image Capture w/Smartscreen | 102159 | KARL STORZ Endoscopy-America I | 20205501-140 | Aida HD Connect | 01/07/2015 | IU | Active | 1105-21100 | SAH-Surgery | 611000636-0-CAP | SAH | SAH
SAH11800 | Hand Held Glucometer | 440769 | Abbott Diabetes Care | 72008-01 | FreeStyle Precis Pro | 10/21/2022 | 04 | Inventory | 1105-31350 | SAH-Point of Care Testing (POCT) 3rd | NON-CAPITAL | SAH | SAH
SAH11802 | POC Whole Blood Analyzer | 450992 | Abbott Point of Care Div | 300G | i-STAT 1 | 10/21/2022 | 04 | Inventory | 1105-31350 | SAH-Point of Care Testing (POCT) 3rd | 411000404 | SAH | SAH
SAH11803 | I-Stat Downloader/Charger | 450992 | Abbott Point of Care Div | DRC-300 | DRC-300 | 10/21/2022 | 04 | Inventory | 1105-31350 | SAH-Point of Care Testing (POCT) 3rd | NON-CAPITAL | SAH | SAH
SAH11806 | Peripheral Nerve Stimulator | 171733 | B Braun Medical Inc A Braun Gr | HNS 12 | Stimuplex HNS 12 | 10/19/2022 | 04 | Inventory | 1105-20100 | SAH-Anesthesiology | 411000807-CRE | SAH | SAH
SAH11807 | Rackmount UPS | 106890 | Tripp Lite | SMART1000RM1U | SmartPro 1U | 12/09/2022 | IU | Active | 1105-21100 | SAH-Surgery | NON-CAPITAL | SAH | SAH
SAH11808 | Rackmount UPS | 106890 | Tripp Lite | SMART1000RM1U | SmartPro 1U | 12/09/2022 | IU | Active | 1105-21100 | SAH-Surgery | NON-CAPITAL | SAH | SAH
SAH11809 | Rackmount UPS | 106890 | Tripp Lite | SMART1000RM1U | SmartPro 1U | 12/09/2022 | IU | Active | 1105-21100 | SAH-Surgery | NON-CAPITAL | SAH | SAH
SAH1182 | Endo Video Camera Console CCU | 102159 | KARL STORZ Endoscopy-America I | TC200 | IMAGE1 S CONNECT | 11/04/2014 | IU | Active | 1105-21100 | SAH-Surgery | 611000636-0-CAP | SAH | SAH
SAH11824 | Laparoscopic Insufflator | 107536 | Stryker Endoscopy | 0620-050-000 | PneumoClear | 01/04/2024 | IU | Active | 1105-21100 | SAH-Surgery | 411000824 | SAH | SAH
SAH11825 | Nerve Integrity Monitor | 451932 | Medtronic Surgical Technologie | NIM VITAL 4.0 | NIM Vital 4.0 | 05/12/2023 | IU | Active | 1105-21100 | SAH-Surgery | 826314384-0-SVC | SAH | SAH
SAH11826 | Patient Interface | 451932 | Medtronic Surgical Technologie | NIM4CPB1 | NIM Vital | 05/05/2023 | IU | Active | 1105-21100 | SAH-Surgery | 826314384-0-SVC | SAH | SAH
SAH11827 | RF Sponge Detector Delivery | 101809 | Medtronic Inc | 200X | Situate Console | 11/17/2023 | IU | Active | 1105-21100 | SAH-Surgery | Non-Capital | SAH | SAH
SAH11828 | Hand Held Glucometer | 440769 | Abbott Diabetes Care | 71412-70 | FreeStyle Precision | 11/10/2022 | 04 | Inventory | 1105-31350 | SAH-Point of Care Testing (POCT) 3rd | 260840466 | SAH | SAH
SAH1183 | Video Image Link Module | 102159 | KARL STORZ Endoscopy-America I | TC300 | IMAGE1 S H3-Link | 11/04/2014 | IU | Active | 1105-21100 | SAH-Surgery | 611000636-0-CAP | SAH | SAH
SAH11831 | Sterilization Process Reader | 186653 | Advanced Sterilization Product | 43220 | STERRAD VELOCITY | 12/09/2022 | 04 | Inventory | 1105-85160 | SAH-Sterile Processing | 811020792-0-SVC | SAH | SAH
SAH11832 | Uninterruptible Power Systems | 450901 | Eaton Corp | 9SX700 | 9SX700 | 10/02/2022 | IU | Active | 1105-31000 | SAH-Laboratory Services | FIU | SAH | SAH
SAH11833 | Uninterruptible Power Systems | 450901 | Eaton Corp | 9130 | Powerware 9120 | 12/09/2022 | IU | Active | 1105-31000 | SAH-Laboratory Services | NON-CAPITAL | SAH | SAH
SAH11834 | Uninterruptible Power Syst | 170637 | POWERVAR Inc | A46106 | A46106 | 12/09/2022 | IU | Active | 1105-31000 | SAH-Laboratory Services | 626001468-0-CAP | SAH | SAH
SAH11835 | Electrosurgical Unit | 517863 | Medtronic Minimally Invasive T | VLFT10GEN | FT10 | 11/17/2022 | IU | Active | 1105-21100 | SAH-Surgery | 420004114 | SAH | SAH
SAH11836 | Electrosurgical Unit | 517863 | Medtronic Minimally Invasive T | VLFT10GEN | FT10 | 11/17/2022 | IU | Active | 1105-21100 | SAH-Surgery | 420004114 | SAH | SAH
SAH11837 | Electrosurgical Unit | 517863 | Medtronic Minimally Invasive T | VLFT10GEN | FT10 | 11/17/2022 | IU | Active | 1105-21100 | SAH-Surgery | 420004114 | SAH | SAH
SAH11838 | Touch Screen Pulse Oximeter | 371567 | Masimo Corp | Radical 7 | Radical 7 | 12/09/2022 | IU | Active | 1105-12225 | SAH-Med/Surg Unit I 4SE | 260891477 | SAH | SAH
SAH11839 | Touch Screen Pulse Oximeter | 371567 | Masimo Corp | Radical 7 | Radical 7 | 12/09/2022 | IU | Active | 1105-12225 | SAH-Med/Surg Unit I 4SE | 260891477 | SAH | SAH
SAH1184 | 300W Endo Xenon Light Source | 102159 | KARL STORZ Endoscopy-America I | 20133120 | Cold Light Fountain | 09/17/2007 | IU | Active | 1105-21100 | SAH-Surgery | 000 | SAH | SAH
SAH11840 | Hand Held Glucometer | 440769 | Abbott Diabetes Care | 72008-01 | FreeStyle Precis Pro | 11/16/2022 | 04 | Inventory | 1105-31350 | SAH-Point of Care Testing (POCT) 3rd | NON-CAPITAL | SAH | SAH
SAH11843 | POC Blood Analyzer Wireles | 450992 | Abbott Point of Care Div | 300W | i-STAT 1 | 11/16/2022 | 04 | Inventory | 1105-31350 | SAH-Point of Care Testing (POCT) 3rd | 411000290-0-CRE | SAH | SAH
SAH11844 | RF Sponge Detector Delivery | 101809 | Medtronic Inc | 200X | Situate Console | 12/09/2022 | IU | Active | 1105-21100 | SAH-Surgery | 620003036-0-CAP | SAH | SAH
SAH11845 | Temporal Infrared Thermometer | 107875 | Exergen Corp | TAT-5000 | TAT-5000 | 11/16/2022 | 04 | Inventory | 1105-13100 | SAH-Intensive Care Unit | 260727611 | SAH | SAH
SAH11846 | Hand Held Glucometer | 440769 | Abbott Diabetes Care | 72011-01 | FreeStyle Precis Pro | 11/18/2022 | 04 | Inventory | 1105-31350 | SAH-Point of Care Testing (POCT) 3rd | 411000762 | SAH | SAH
SAH11848 | Certifier FA Test System | 105413 | TSI Inc | 4081 | 4081 | 12/19/2022 | IU | Active | 1105-88570 | SAH-Clinical Engineering | NON-CAPITAL | SAH | SAH
SAH11849 | RF Sponge Detector Delivery | 101809 | Medtronic Inc | 200X | Situate Console | 12/15/2022 | IU | Active | 1105-21100 | SAH-Surgery | 620003036-0-CAP | SAH | SAH
SAH1185 | Digital Color Printer | 182624 | Sony Electronics Inc Medical S | DR80MD | UP-DR80MD | 11/23/2014 | IU | Active | 1105-21100 | SAH-Surgery | 611000636-0-CAP | SAH | SAH
SAH11850 | Airway Gas Module w/Agent Id | 440964 | GE Healthcare Technologies | E-sCAiO-00 | E-sCAiO | 12/19/2022 | IU | Active | 1105-34110 | SAH-Angiocardiography | 626005471-0-CAP | SAH | SAH
SAH11851 | Surgical Imaging Table | 170423 | Image Diagnostics Inc | IDI 100UC PLUS | Aspect 100UCPlus | 12/22/2022 | IU | Active | 1105-21100 | SAH-Surgery | 626005436 | SAH | SAH
SAH11852 | Surgical Imaging Table | 170423 | Image Diagnostics Inc | IDI 100UC PLUS | Aspect 100UCPlus | 12/22/2022 | IU | Active | 1105-21100 | SAH-Surgery | 626005436 | SAH | SAH
SAH11853 | Surgical Table | 107114 | STERIS Corp | 4095 | 4095 | 01/20/2023 | IU | Active | 1105-21100 | SAH-Surgery | 411000698-0-CRE | SAH | SAH
SAH11854 | Steam Sterilizer | 107114 | STERIS Corp | 48H | Amsco 400 Series | 01/11/2023 | IU | Active | 1105-85160 | SAH-Sterile Processing | 411000860-0-CAP | SAH | SAH
SAH11855 | Steam Sterilizer | 107114 | STERIS Corp | 48H | Amsco 400 Series | 01/11/2023 | IU | Active | 1105-85160 | SAH-Sterile Processing | 411000860-0-CAP | SAH | SAH
SAH11856 | US Doppler Flow Detector | 102998 | Parks Medical Electronics Inc | 811BL | 811BL | 01/24/2023 | 04 | Inventory | 1105-21100 | SAH-Surgery | 260908197 | SAH | SAH
SAH11857 | US Doppler Flow Detector | 102998 | Parks Medical Electronics Inc | 811BL | 811BL | 01/24/2023 | 04 | Inventory | 1105-21100 | SAH-Surgery | 260908197 | SAH | SAH
SAH11859 | POC Whole Blood Analyzer | 450992 | Abbott Point of Care Div | 300G | i-STAT 1 | 01/11/2023 | 04 | Inventory | 1105-31350 | SAH-Point of Care Testing (POCT) 3rd | 411000404 | SAH | SAH
SAH1186 | Endoscopy Video Cart | 102159 | KARL STORZ Endoscopy-America I | 9606 | 9606 | 11/04/2014 | IU | Active | 1105-21100 | SAH-Surgery | 611000636-0-CAP | SAH | SAH
SAH11862 | Hand Held Glucometer | 440769 | Abbott Diabetes Care | 72008-01 | FreeStyle Precis Pro | 02/08/2023 | 04 | Inventory | 1105-31350 | SAH-Point of Care Testing (POCT) 3rd | NON-CAPITAL | SAH | SAH
SAH11863 | Bedside Physiologic Monitor | 440964 | GE Healthcare Technologies | B450 | Carescape B450 | 10/17/2017 | IU | Active | 1105-13100 | SAH-Intensive Care Unit | 626000585-0-CAP | SAH | SAH
SAH11864 | Hand Held Glucometer | 440769 | Abbott Diabetes Care | 72008-01 | FreeStyle Precis Pro | 02/07/2023 | 04 | Inventory | 1105-31350 | SAH-Point of Care Testing (POCT) 3rd | NON-CAPITAL | SAH | SAH
SAH11866 | Hand Held Glucometer | 440769 | Abbott Diabetes Care | 72011-01 | FreeStyle Precis Pro | 02/06/2023 | 04 | Inventory | 1105-31350 | SAH-Point of Care Testing (POCT) 3rd | NON-CAPITAL | SAH | SAH
SAH11867 | Hand Held Glucometer | 440769 | Abbott Diabetes Care | 72011-01 | FreeStyle Precis Pro | 02/06/2023 | 04 | Inventory | 1105-31350 | SAH-Point of Care Testing (POCT) 3rd | NON-CAPITAL | SAH | SAH
SAH11868 | Hand Held Glucometer | 440769 | Abbott Diabetes Care | 72011-01 | FreeStyle Precis Pro | 02/06/2023 | 04 | Inventory | 1105-31350 | SAH-Point of Care Testing (POCT) 3rd | NON-CAPITAL | SAH | SAH
SAH11869 | Hand Held Glucometer | 440769 | Abbott Diabetes Care | 72011-01 | FreeStyle Precis Pro | 02/06/2023 | 04 | Inventory | 1105-31350 | SAH-Point of Care Testing (POCT) 3rd | NON-CAPITAL | SAH | SAH
SAH11870 | UPS | 106890 | Tripp Lite | SMART700HGL | SMARTPro | 02/15/2023 | IU | Active | 1105-35000 | SAH-Respiratory Care Services 2nd | 260855306 | SAH | SAH
SAH11871 | UPS | 106890 | Tripp Lite | SMART700HGL | SMARTPro | 02/15/2023 | IU | Active | 1105-35000 | SAH-Respiratory Care Services 2nd | 260855306 | SAH | SAH
SAH11872 | UPS | 106890 | Tripp Lite | SMART700HGL | SMARTPro | 02/15/2023 | IU | Active | 1105-35000 | SAH-Respiratory Care Services 2nd | 260855306 | SAH | SAH
SAH11873 | Hand Held Glucometer | 440769 | Abbott Diabetes Care | 71412-70 | FreeStyle Precision | 10/25/2019 | 04 | Inventory | 1105-31350 | SAH-Point of Care Testing (POCT) 3rd | 626001422-cap | SAH | SAH
SAH11874 | Nebulizer Controller | 453493 | Aerogen (Ireland) Ltd | AG-PX1000 | PRO-X | 05/25/2023 | 04 | Inventory | 1105-35000 | SAH-Respiratory Care Services 2nd | NON-CAPITAL | SAH | SAH
SAH11875 | Nebulizer Controller | 453493 | Aerogen (Ireland) Ltd | AG-PX1000 | PRO-X | 05/25/2023 | 04 | Inventory | 1105-35000 | SAH-Respiratory Care Services 2nd | NON-CAPITAL | SAH | SAH
SAH11876 | Nebulizer Controller | 453493 | Aerogen (Ireland) Ltd | AG-PX1000 | PRO-X | 05/25/2023 | 04 | Inventory | 1105-35000 | SAH-Respiratory Care Services 2nd | NON-CAPITAL | SAH | SAH
SAH11877 | Nebulizer Controller | 453493 | Aerogen (Ireland) Ltd | AG-PX1000 | PRO-X | 05/25/2023 | 04 | Inventory | 1105-35000 | SAH-Respiratory Care Services 2nd | NON-CAPITAL | SAH | SAH
SAH11878 | Nebulizer Controller | 453493 | Aerogen (Ireland) Ltd | AG-PX1000 | PRO-X | 05/25/2023 | 04 | Inventory | 1105-35000 | SAH-Respiratory Care Services 2nd | NON-CAPITAL | SAH | SAH
SAH11879 | Fluid Warmer | 451481 | NxStage Medical Inc | FW-200 | On-Line | 03/30/2023 | IU | Active | 1105-32100 | SAH-Hemodialysis | 411000921 | SAH | SAH
SAH11880 | CRRT Dialysis System | 451481 | NxStage Medical Inc | NX1000-5-A | NxStage System One S | 03/30/2023 | IU | Active | 1105-32100 | SAH-Hemodialysis | 411000921 | SAH | SAH
SAH11881 | Fluid Warmer | 451481 | NxStage Medical Inc | FW-200 | On-Line | 03/30/2023 | IU | Active | 1105-32100 | SAH-Hemodialysis | 411000921 | SAH | SAH
SAH11882 | CRRT Dialysis System | 451481 | NxStage Medical Inc | NX1000-5-A | NxStage System One S | 03/30/2023 | IU | Active | 1105-32100 | SAH-Hemodialysis | 411000921 | SAH | SAH
SAH11883 | Telemetry Transmitter | 146734 | ScottCare Corp A Scott Fetzer | Innovo | Tele Rehab | 03/01/2023 | IU | Active | 1105-39600 | SAH-Cardiac Rehab | 711008933-0-CES | SAH | SAH
SAH11884 | Telemetry Transmitter | 146734 | ScottCare Corp A Scott Fetzer | Innovo | Tele Rehab | 03/01/2023 | IU | Active | 1105-39600 | SAH-Cardiac Rehab | 611000715-0-CAP | SAH | SAH
SAH11885 | 26 in LED Video Monitor | 107536 | Stryker Endoscopy | 0240-031-020 | VisionPro 26 LED | 03/07/2023 | IU | Active | 1105-21100 | SAH-Surgery | 411000227-0-CRE | SAH | SAH
SAH11886 | 26 in LED Video Monitor | 107536 | Stryker Endoscopy | 0240-031-020 | VisionPro 26 LED | 03/07/2023 | IU | Active | 1105-21100 | SAH-Surgery | 411000227-0-CRE | SAH | SAH
SAH11887 | I-Stat Downloader/Charger | 450992 | Abbott Point of Care Div | DRC-300 | DRC-300 | 02/02/2022 | 04 | Inventory | 1105-31350 | SAH-Point of Care Testing (POCT) 3rd | NON-CAPITAL | SAH | SAH
SAH11888 | Portable Ultrasound System | 340440 | SonoSite div of FUJIFILM | Sonosite PX | Sonosite PX | 03/30/2023 | 04 | Inventory | 1105-23100 | SAH-Emergency Service | 411000919-0-CRE | SAH | SAH
SAH11889 | Ultrasound Transducer 5-1 MHz | 340440 | SonoSite div of FUJIFILM | P23119-21 | 5-1 MHz | 03/30/2023 | 04 | Inventory | 1105-23100 | SAH-Emergency Service | 411000919-0-CRE | SAH | SAH
SAH11890 | Ultrasound Transducer | 340440 | SonoSite div of FUJIFILM | P24087-22 | P5-1 | 03/30/2023 | 04 | Inventory | 1105-23100 | SAH-Emergency Service | 411000919-0-CRE | SAH | SAH
SAH11892 | Medical Grade Digital Printer | 107536 | Stryker Endoscopy | 0240-080-230 | SDP1000 | 05/25/2023 | 04 | Inventory | 1105-21100 | SAH-Surgery | NON-CAPITAL | SAH | SAH
SAH11894 | Telemetry Transmitter | 146734 | ScottCare Corp A Scott Fetzer | Innovo | Tele Rehab | 04/03/2023 | IU | Active | 1105-39600 | SAH-Cardiac Rehab | 260922168 | SAH | SAH
SAH11895 | 4x 15A 15ft Cord HGPower Strip | 106890 | Tripp Lite | PS-415-HG-OEM | PS-415-HG-OEM | 04/17/2017 | IU | Active | 1105-35000 | SAH-Respiratory Care Services 2nd | STAPLES | SAH | SAH
SAH11896 | Medical Grade Digital Printer | 107536 | Stryker Endoscopy | 0240-080-230 | SDP1000 | 02/12/2015 | IU | Active | 1105-21100 | SAH-Surgery | N/A-FIU | SAH | SAH
SAH11897 | Hand Held Glucometer | 440769 | Abbott Diabetes Care | 72011-01 | FreeStyle Precis Pro | 03/30/2023 | 04 | Inventory | 1105-21221 | SAH-Endoscopy (2SE) | NON-CAPITAL | SAH | SAH
SAH11898 | 26 in LED Video Monitor | 107536 | Stryker Endoscopy | 0240-031-020 | VisionPro 26 LED | 08/02/2018 | IU | Active | 1105-21100 | SAH-Surgery | 411000393-0-CRE | SAH | SAH
SAH11899 | 26 in LED Video Monitor | 107536 | Stryker Endoscopy | 0240-031-020 | VisionPro 26 LED | 08/02/2018 | IU | Active | 1105-21100 | SAH-Surgery | 411000393-0-CRE | SAH | SAH
SAH11900 | ESU Analyzer | 178848 | Fluke Biomedical | QA ES III | QA ES III | 03/30/2023 | IU | Active | 1105-88570 | SAH-Clinical Engineering | 711011134-0-CES | SAH | SAH
SAH11901 | Fluid Warmer | 451481 | NxStage Medical Inc | FW-200 | On-Line | 04/03/2023 | IU | Active | 1105-13100 | SAH-Intensive Care Unit | NON-CAPITAL | SAH | SAH
SAH11902 | Medical Grade Digital Printer | 107536 | Stryker Endoscopy | 0240-080-230 | SDP1000 | 07/18/2018 | IU | Active | 1105-21100 | SAH-Surgery | 411000393-0-CRE | SAH | SAH
SAH11903 | Telemetry Transmitter | 146734 | ScottCare Corp A Scott Fetzer | Innovo | Tele Rehab | 04/03/2023 | IU | Active | 1105-39600 | SAH-Cardiac Rehab | 260925095 | SAH | SAH
SAH11904 | Wrist Pulse Oximeter | 106455 | Nonin Medical Inc | 3150 | WristOx2 | 04/03/2023 | 04 | Inventory | 1105-39600 | SAH-Cardiac Rehab | 260925097 | SAH | SAH
SAH11905 | Hemodialysis Unit | 312187 | Fresenius Medical Care North A | 2008 T | 2008 T | 04/11/2023 | IU | Active | 1105-32100 | SAH-Hemodialysis | 411000925 | SAH | SAH
SAH11906 | Hemodialysis Unit | 312187 | Fresenius Medical Care North A | 2008 T | 2008 T | 04/11/2023 | IU | Active | 1105-32100 | SAH-Hemodialysis | 411000925 | SAH | SAH
SAH11907 | Hand Held Glucometer | 440769 | Abbott Diabetes Care | 72008-01 | FreeStyle Precis Pro | 12/09/2022 | 04 | Inventory | 1105-31350 | SAH-Point of Care Testing (POCT) 3rd | NON-CAPITAL | SAH | SAH
SAH1191 | Surgical Table | 107114 | STERIS Corp | 3080 | 3080 | 07/01/1999 | IU | Active | 1105-21100 | SAH-Surgery | FIU | SAH | SAH
SAH11912 | Hand Held Glucometer | 440769 | Abbott Diabetes Care | 72008-01 | FreeStyle Precis Pro | 04/21/2023 | 04 | Inventory | 1105-31350 | SAH-Point of Care Testing (POCT) 3rd | NON-CAPITAL | SAH | SAH
SAH11913 | Hand Held Glucometer | 440769 | Abbott Diabetes Care | 72008-01 | FreeStyle Precis Pro | 05/25/2023 | 04 | Inventory | 1105-31350 | SAH-Point of Care Testing (POCT) 3rd | NON-CAPITAL | SAH | SAH
SAH11914 | Surgical Imaging Table | 450742 | Stille-Sonesta Inc | 530-1703 | imagiQ2 | 05/09/2023 | IU | Active | 1105-21100 | SAH-Surgery | 626005616-0-CAP | SAH | SAH
SAH11915 | 4x 15A 15ft Cord HGPower Strip | 106890 | Tripp Lite | PS-415-HG-OEM | PS-415-HG-OEM | 05/03/2023 | IU | Active | 1105-35000 | SAH-Respiratory Care Services 2nd | NON-CAPITAL | SAH | SAH
SAH11916 | 4x 15A 15ft Cord HGPower Strip | 106890 | Tripp Lite | PS-415-HG-OEM | PS-415-HG-OEM | 05/03/2023 | IU | Active | 1105-35000 | SAH-Respiratory Care Services 2nd | NON-CAPITAL | SAH | SAH
SAH11917 | 4x 15A 15ft Cord HGPower Strip | 106890 | Tripp Lite | PS-415-HG-OEM | PS-415-HG-OEM | 05/03/2023 | IU | Active | 1105-35000 | SAH-Respiratory Care Services 2nd | NON-CAPITAL | SAH | SAH
SAH11918 | 4x 15A 15ft Cord HGPower Strip | 106890 | Tripp Lite | PS-415-HG-OEM | PS-415-HG-OEM | 05/09/2023 | IU | Active | 1105-35000 | SAH-Respiratory Care Services 2nd | NON-CAPITAL | SAH | SAH
SAH11922 | 4x 15A 15ft Cord HGPower Strip | 106890 | Tripp Lite | PS-415-HG-OEM | PS-415-HG-OEM | 05/12/2023 | IU | Active | 1105-35000 | SAH-Respiratory Care Services 2nd | NON-CAPITAL | SAH | SAH
SAH11923 | 4x 15A 15ft Cord HGPower Strip | 106890 | Tripp Lite | PS-415-HG-OEM | PS-415-HG-OEM | 05/12/2023 | IU | Active | 1105-35000 | SAH-Respiratory Care Services 2nd | NON-CAPITAL | SAH | SAH
SAH11924 | IV Fluid Warmers | 452152 | Medical Solutions Inc | TEMP 3 | TEMP 3 | 05/19/2023 | IU | Active | 1105-21100 | SAH-Surgery | NA | SAH | SAH
SAH11925 | ESU Monopolar/Bipolar | 377602 | Intuitive Surgical Inc | E-100 | E-100 | 05/25/2023 | IU | Active | 1105-21100 | SAH-Surgery | 626005669 | SAH | SAH
SAH11926 | Electrosurgical Unit | 108422 | ERBE USA Inc | 10140-620 | VIO dV | 05/25/2023 | IU | Active | 1105-21100 | SAH-Surgery | EXCHANGE2 | SAH | SAH
SAH11927 | Electrosurgical Unit | 108422 | ERBE USA Inc | 10140-620 | VIO dV | 05/26/2023 | IU | Active | 1105-21100 | SAH-Surgery | EXCHANGE | SAH | SAH
SAH11928 | Light Source | 103283 | Jedmed Instrument Co | 99-7746/48 | G3+ LED | 05/26/2023 | IU | Active | 1105-85160 | SAH-Sterile Processing | 260913353 | SAH | SAH
SAH11929 | Light Source | 103283 | Jedmed Instrument Co | 99-7746/48 | G3+ LED | 05/26/2023 | IU | Active | 1105-85160 | SAH-Sterile Processing | 260913353 | SAH | SAH
SAH11930 | Blanket Warmer | 373541 | Enthermics Medical Systems | EC-350 | EC-350 | 04/11/2023 | IU | Active | 1105-34000 | SAH-Diagnostic Imaging | 260920657 | SAH | SAH
SAH11931 | Single Glass Warming Cabinet | 107114 | STERIS Corp | DJ060124131 | DJ060124131 | 02/08/2023 | IU | Active | 1105-37250 | SAH-Infusion Center | 411000858-0-cre | SAH | SAH
SAH11932 | Wrist Pulse Oximeter | 106455 | Nonin Medical Inc | 3150 | WristOx2 | 06/07/2023 | 04 | Inventory | 1105-39600 | SAH-Cardiac Rehab | 260933799 | SAH | SAH
SAH11933 | Wrist Pulse Oximeter | 106455 | Nonin Medical Inc | 3150 | WristOx2 | 06/07/2023 | 04 | Inventory | 1105-39600 | SAH-Cardiac Rehab | 260933799 | SAH | SAH
SAH11934 | Single Glass Warming Cabinet | 107114 | STERIS Corp | DJ060124131 | DJ060124331 | 06/07/2023 | IU | Active | 1105-37250 | SAH-Infusion Center | NON-CAPITAL | SAH | SAH
SAH11936 | Pinch Gauge | 108621 | B & L Engineering | PG60 | PG60 | 06/07/2023 | IU | Active | 1105-39150 | SAH-Rehab Services OP SARC | NON-CAPITAL | SAH | SAH
SAH11937 | Medical Grade Digital Printer | 107536 | Stryker Endoscopy | 0240-080-230 | SDP1000 | 06/01/2023 | IU | Active | 1105-21100 | SAH-Surgery | 826316532-0-SVC | SAH | SAH
SAH11938 | Hand Held Glucometer | 440769 | Abbott Diabetes Care | 71411-70 | FreeStyle Precision | 07/03/2023 | 04 | Inventory | 1105-31350 | SAH-Point of Care Testing (POCT) 3rd | 260767353 | SAH | SAH
SAH11939 | Hand Held Glucometer | 440769 | Abbott Diabetes Care | 72008-01 | FreeStyle Precis Pro | 07/07/2023 | 04 | Inventory | 1105-31350 | SAH-Point of Care Testing (POCT) 3rd | 626001422-CAP | SAH | SAH
SAH11940 | Hand Held Glucometer | 440769 | Abbott Diabetes Care | 72008-01 | FreeStyle Precis Pro | 06/23/2023 | 04 | Inventory | 1105-31350 | SAH-Point of Care Testing (POCT) 3rd | NON-CAPITAL | SAH | SAH
SAH11941 | Hand Held Glucometer | 440769 | Abbott Diabetes Care | 71412-70 | FreeStyle Precision | 06/13/2023 | 04 | Inventory | 1105-31350 | SAH-Point of Care Testing (POCT) 3rd | NON-CAPITAL | SAH | SAH
SAH11942 | Hand Held Glucometer | 440769 | Abbott Diabetes Care | 72008-01 | FreeStyle Precis Pro | 06/13/2023 | 04 | Inventory | 1105-31350 | SAH-Point of Care Testing (POCT) 3rd | NON-CAPITAL | SAH | SAH
SAH11943 | ESU Monopolar/Bipolar | 377602 | Intuitive Surgical Inc | E-100 | E-100 | 06/19/2023 | IU | Active | 1105-21100 | SAH-Surgery | 611000605-0-CAP | SAH | SAH
SAH11945 | Temporal Infrared Thermometer | 107875 | Exergen Corp | TAT-5000 | TAT-5000 | 08/01/2018 | 04 | Inventory | 1105-21221 | SAH-Endoscopy (2SE) | 260647818 | SAH | SAH
SAH11947 | Electronic Scale Indicator | 101206 | Detecto Scale Co Div Cardinal | MV1 | MedVue | 06/28/2023 | IU | Active | 1105-40110 | SAH-Outpatient Testing | NON-CAPITAL | SAH | SAH
SAH11949 | Hand Held Glucometer | 440769 | Abbott Diabetes Care | 71412-70 | FreeStyle Precision | 07/03/2023 | 04 | Inventory | 1105-31350 | SAH-Point of Care Testing (POCT) 3rd | BISC | SAH | SAH
SAH11950 | Hand Held Glucometer | 440769 | Abbott Diabetes Care | 71412-70 | FreeStyle Precision | 07/03/2023 | 04 | Inventory | 1105-31350 | SAH-Point of Care Testing (POCT) 3rd | BISC | SAH | SAH
SAH11951 | Temporal Infrared Thermometer | 107875 | Exergen Corp | TAT-5000 | TAT-5000 | 12/04/2019 | 04 | Inventory | 1105-21500 | SAH-PACU | 811026687-0-SVC | SAH | SAH
SAH11952 | 4K 32in Surgical Display | 107536 | Stryker Endoscopy | 0240-031-050 | 0240-031-050 | 07/28/2023 | IU | Active | 1105-21100 | SAH-Surgery | 651002343-0-CAP | SAH | SAH
SAH11953 | 4x 15A 15ft Cord HGPower Strip | 106890 | Tripp Lite | PS-415-HG-OEM | PS-415-HG-OEM | 08/15/2022 | IU | Active | 1105-21100 | SAH-Surgery | NON-CAPITAL | SAH | SAH
SAH11954 | Doppler Blood Flow Detector | 101462 | Medasonics Inc | BF4B | BF4B | 08/02/2023 | 04 | Inventory | 1105-34110 | SAH-Angiocardiography | FIU | SAH | SAH
SAH11955 | Airway Gas Module w/Agent Id | 440964 | GE Healthcare Technologies | E-sCAiO-00 | E-sCAiO-00 | 07/20/2023 | IU | Active | 1105-20100 | SAH-Anesthesiology | 626002649-0-CAP | SAH | SAH
SAH11956 | Breath Analyzer | A10067 | AlcoPro Inc | ALCO-SENSOR IV | ALCO-SENSOR IV | 04/07/2021 | IU | Active | 1105-23160 | SAH-Emergency Service Beh Hlth | 260806933 | SAH | SAH
SAH11957 | Airway Gas Module w/Agent Id | 440964 | GE Healthcare Technologies | E-sCAiO-00 | E-sCAiO-00 | 07/25/2023 | IU | Active | 1105-21100 | SAH-Surgery | 411000317-0-CRE | SAH | SAH
SAH11959 | Hand Held Glucometer | 440769 | Abbott Diabetes Care | 71411-70 | FreeStyle Precision | 08/08/2023 | 04 | Inventory | 1105-31350 | SAH-Point of Care Testing (POCT) 3rd | 626001422-CAP | SAH | SAH
SAH1196 | Orthopedic Surgical Table | 454262 | Mizuho OSI | 5890 | Axis Jackson System | 02/22/2006 | IU | Active | 1105-21100 | SAH-Surgery | FIU | SAH | SAH
SAH11960 | Hand Held Glucometer | 440769 | Abbott Diabetes Care | 71412-70 | FreeStyle Precision | 08/02/2023 | 04 | Inventory | 1105-31350 | SAH-Point of Care Testing (POCT) 3rd | 626001422-CAP | SAH | SAH
SAH11961 | Hand Held Glucometer | 440769 | Abbott Diabetes Care | 71412-70 | FreeStyle Precision | 08/02/2023 | 04 | Inventory | 1105-31350 | SAH-Point of Care Testing (POCT) 3rd | EXCHANGE | SAH | SAH
SAH11962 | Hand Held Glucometer | 440769 | Abbott Diabetes Care | 71412-70 | FreeStyle Precision | 08/08/2023 | 04 | Inventory | 1105-31350 | SAH-Point of Care Testing (POCT) 3rd | 260767353 | SAH | SAH
SAH11963 | Laparoscopic Insufflator | 107536 | Stryker Endoscopy | 0620-050-000 | PneumoClear | 08/14/2021 | IU | Active | 1105-21100 | SAH-Surgery | 626003885-0-CAP | SAH | SAH
SAH11964 | Temporal Infrared Thermometer | 107875 | Exergen Corp | TAT-5000 | TAT-5000 | 08/18/2023 | 04 | Inventory | 1105-32100 | SAH-Hemodialysis | warranty exchan | SAH | SAH
SAH11965 | I-Stat Downloader/Charger | 450992 | Abbott Point of Care Div | DRC-300 | DRC-300 | 08/18/2023 | 04 | Inventory | 1105-31350 | SAH-Point of Care Testing (POCT) 3rd | 620002757-0-CAP | SAH | SAH
SAH11966 | Hand Held Glucometer | 440769 | Abbott Diabetes Care | 72008-01 | FreeStyle Precis Pro | 09/05/2023 | 04 | Inventory | 1105-31350 | SAH-Point of Care Testing (POCT) 3rd | NON-CAPITAL | SAH | SAH
SAH11967 | 4x 15A 15ft Cord HGPower Strip | 106890 | Tripp Lite | PS-415-HG-OEM | PS-415-HG-OEM | 10/19/2023 | IU | Active | 1105-21100 | SAH-Surgery | NON-CAPITAL | SAH | SAH
SAH11968 | Baha Osscora Surgical Set | 105226 | Cochlear Corp | 91053 | Osscora | 09/15/2023 | IU | Active | 1105-21100 | SAH-Surgery | 261326383 | SAH | SAH
SAH11969 | Hand Held Glucometer | 440769 | Abbott Diabetes Care | 72008-01 | FreeStyle Precis Pro | 09/20/2023 | 04 | Inventory | 1105-31350 | SAH-Point of Care Testing (POCT) 3rd | NON-CAPITAL | SAH | SAH
SAH1197 | Surgical Table | 107114 | STERIS Corp | 3080 | 3080 | 07/01/1999 | IU | Active | 1105-21100 | SAH-Surgery | 000 | SAH | SAH
SAH11970 | Laparoscopic Insufflator | 107536 | Stryker Endoscopy | 0620-050-000 | PneumoClear | 09/21/2021 | IU | Active | 1105-21100 | SAH-Surgery | 626003885-0-CAP | SAH | SAH
SAH11971 | CareAware Connectivity Engine | 104788 | Cerner Corp | AFL3-W07A-N2930-CR | CareAware V4 | 11/17/2023 | 04 | Inventory | SAH-0020-84765 | SAH-Diagnostic Clin Applications iBus | NON-CAPITAL | SAH | SAH
SAH11972 | Hand Held Glucometer | 440769 | Abbott Diabetes Care | 72008-01 | FreeStyle Precis Pro | 09/28/2023 | 04 | Inventory | 1105-31350 | SAH-Point of Care Testing (POCT) 3rd | NON-CAPITAL | SAH | SAH
SAH11973 | eICU Monitors | 556213 | TRU-Vu Monitors Inc | MM-19B-BL | MM-19B-BL | 12/01/2014 | 04 | Inventory | 1105-13100 | SAH-Intensive Care Unit | 426000338-0-CRE | SAH | SAH
SAH11974 | eICU A/V Server | 453551 | Philips Healthcare | MediaLink | Medialink-Philips-US | 12/01/2014 | 04 | Inventory | 1105-13100 | SAH-Intensive Care Unit | 426000338-0-CRE | SAH | SAH
SAH11975 | Slit Lamp | 108200 | Marco Ophthalmic Inc | Ultra M2 | Marco Ultra M2 | 09/26/2023 | IU | Active | 1105-23100 | SAH-Emergency Service | 261330408 | SAH | SAH
SAH11978 | Medical Grade Digital Printer | 107536 | Stryker Endoscopy | 0240-080-230 | SDP1000 | 06/01/2023 | IU | Active | 1105-21100 | SAH-Surgery | 826316532-0-SVC | SAH | SAH
SAH11979 | Hand Held Glucometer | 440769 | Abbott Diabetes Care | 71411-70 | FreeStyle Precision | 06/20/2018 | 04 | Inventory | 1105-31350 | SAH-Point of Care Testing (POCT) 3rd | 626001422-CAP | SAH | SAH
SAH1198 | Surgical Imaging Table | 170423 | Image Diagnostics Inc | IDI 100UC PLUS | Aspect 100UCPlus | 07/15/2010 | IU | Active | 1105-21100 | SAH-Surgery | 611000388 | SAH | SAH
SAH11980 | Hand Held Glucometer | 440769 | Abbott Diabetes Care | 72011-01 | FreeStyle Precis Pro | 10/05/2023 | 04 | Inventory | 1105-31350 | SAH-Point of Care Testing (POCT) 3rd | 411000762 | SAH | SAH
SAH11981 | Hand Held Glucometer | 440769 | Abbott Diabetes Care | 72011-01 | FreeStyle Precis Pro | 10/05/2023 | 04 | Inventory | 1105-31350 | SAH-Point of Care Testing (POCT) 3rd | 411000762 | SAH | SAH
SAH11982 | Electrosurgical Unit | 101345 | CONMED Corp | 60-8005-001 | SYSTEM 5000 | 02/19/2018 | IU | Active | 1105-21100 | SAH-Surgery | 411000385-0-CRE | SAH | SAH
SAH11983 | Hand Held Glucometer | 440769 | Abbott Diabetes Care | 72008-01 | FreeStyle Precis Pro | 10/26/2023 | 04 | Inventory | 1105-31350 | SAH-Point of Care Testing (POCT) 3rd | NON-CAPITAL | SAH | SAH
SAH11984 | UPS | 106890 | Tripp Lite | SMART700HGL | SMARTPro | 10/23/2023 | IU | Active | 1105-35000 | SAH-Respiratory Care Services 2nd | NON-CAPITAL | SAH | SAH
SAH11985 | Tissue sealant | 453713 | Baxter Healthcare Corp Medicat | EASYSPRAY | Easyspray | 10/23/2023 | IU | Active | 1105-21100 | SAH-Surgery | FIU | SAH | SAH
SAH11986 | RF Sponge Detector Console | 517863 | Medtronic Minimally Invasive T | 200X | RF Assure Console | 10/30/2023 | IU | Active | 1105-21100 | SAH-Surgery | NON-CAPITAL | SAH | SAH
SAH11987 | RF Sponge Detector Console | 517863 | Medtronic Minimally Invasive T | 200X | RF Assure Console | 10/30/2023 | IU | Active | 1105-21100 | SAH-Surgery | NON-CAPITAL | SAH | SAH
SAH11988 | RF Sponge Detector Console | 517863 | Medtronic Minimally Invasive T | 200X | RF Assure Console | 10/30/2023 | IU | Active | 1105-21100 | SAH-Surgery | NON-CAPITAL | SAH | SAH
SAH11989 | RF Sponge Detector Console | 517863 | Medtronic Minimally Invasive T | 200X | RF Assure Console | 10/30/2023 | IU | Active | 1105-21100 | SAH-Surgery | NON-CAPITAL | SAH | SAH
SAH11990 | RF Sponge Detector Console | 517863 | Medtronic Minimally Invasive T | 200X | RF Assure Console | 10/30/2023 | IU | Active | 1105-21100 | SAH-Surgery | NON-CAPITAL | SAH | SAH
SAH11991 | RF Sponge Detector Console | 517863 | Medtronic Minimally Invasive T | 200X | RF Assure Console | 10/30/2023 | IU | Active | 1105-21100 | SAH-Surgery | NON-CAPITAL | SAH | SAH
SAH11992 | RF Sponge Detector Console | 517863 | Medtronic Minimally Invasive T | 200X | RF Assure Console | 10/30/2023 | IU | Active | 1105-21100 | SAH-Surgery | NON-CAPITAL | SAH | SAH
SAH11993 | RF Sponge Detector Console | 517863 | Medtronic Minimally Invasive T | 200X | RF Assure Console | 10/30/2023 | IU | Active | 1105-21100 | SAH-Surgery | NON-CAPITAL | SAH | SAH
SAH11994 | RF Sponge Detector Console | 517863 | Medtronic Minimally Invasive T | 200X | RF Assure Console | 10/30/2023 | IU | Active | 1105-21100 | SAH-Surgery | NON-CAPITAL | SAH | SAH
SAH11995 | RF Sponge Detector Console | 517863 | Medtronic Minimally Invasive T | 200X | RF Assure Console | 10/30/2023 | IU | Active | 1105-21100 | SAH-Surgery | NON-CAPITAL | SAH | SAH
SAH11996 | RF Sponge Detector Console | 517863 | Medtronic Minimally Invasive T | 200X | RF Assure Console | 10/30/2023 | IU | Active | 1105-21100 | SAH-Surgery | NON-CAPITAL | SAH | SAH
SAH11997 | RF Sponge Detector Console | 517863 | Medtronic Minimally Invasive T | 200X | RF Assure Console | 10/30/2023 | IU | Active | 1105-21100 | SAH-Surgery | NON-CAPITAL | SAH | SAH
SAH11998 | RF Sponge Detector Console | 517863 | Medtronic Minimally Invasive T | 200X | RF Assure Console | 10/30/2023 | IU | Active | 1105-21100 | SAH-Surgery | NON-CAPITAL | SAH | SAH
SAH11999 | RF Sponge Detector Console | 517863 | Medtronic Minimally Invasive T | 200X | RF Assure Console | 10/30/2023 | IU | Active | 1105-21100 | SAH-Surgery | NON-CAPITAL | SAH | SAH
SAH12000 | Portable Ventilator | 177147 | ResMed Corp | Astral 150 | Astral 150 | 11/09/2023 | LS | High Risk | 1105-35000 | SAH-Respiratory Care Services 2nd | FL DEPT HEALTH | SAH | SAH
SAH12001 | Molecular POC Covid-19 Analyzr | 103243 | Abbott Laboratories Diagnostic | ID NOW | ID NOW COVID-19 | 03/09/2021 | 04 | Inventory | 1105-31000 | SAH-Laboratory Services | 526006600 | SAH | SAH
SAH12002 | Gas Module | 440964 | GE Healthcare Technologies | E-MiniC-00 | E-MiniC-00 | 02/11/2021 | IU | Active | 1105-13100 | SAH-Intensive Care Unit | 260800698 | SAH | SAH
SAH12007 | 4x 15A 15ft Cord HGPower Strip | 106890 | Tripp Lite | PS-415-HG-OEM | PS-415-HG-OEM | 11/14/2023 | IU | Active | 1105-30610 | SAH-Cardiac Cath Lab | NON-CAPITAL | SAH | SAH
SAH12008 | Large Volume Pump Module | 378348 | BD | 8100 | Alaris Pump | 05/31/2012 | IU | Active | 1105-85160 | SAH-Sterile Processing | 920000849-0-CIP | SAH | SAH
SAH12010 | Steam Sterilizer | 107114 | STERIS Corp | 400 | 400 | 06/04/2015 | OS | In - Active | 1105-85160 | SAH-Sterile Processing | 411000225-0-CRE | SAH | SAH
SAH12011 | Steam Sterilizer, 20in. | 107114 | STERIS Corp | 400 20in | AMSCO 400 20in | 08/02/2018 | IU | Active | 1105-85160 | SAH-Sterile Processing | 411000406-0-CRE | SAH | SAH
SAH12012 | Steam Sterilizer, 20in. | 107114 | STERIS Corp | 400 20in | AMSCO 400 20in | 07/11/2018 | IU | Active | 1105-85160 | SAH-Sterile Processing | 411000406-0-CRE | SAH | SAH
SAH12014 | Stretcher | 271227 | Stryker Medical | 1115 | Big Wheel | 08/01/2017 | IU | Active | BEDS-1105-88570 | SAH-Beds | 626000532-0-CAP | SAH | SAH
SAH12015 | Stretcher with Scale | 271227 | Stryker Medical | 1105 | 1105 | 12/01/2019 | IU | Active | BEDS-1105-88570 | SAH-Beds | 260730632 | SAH | SAH
SAH12017 | Stretcher | 271227 | Stryker Medical | 1115 | Big Wheel | 07/01/2011 | IU | Active | BEDS-1105-88570 | SAH-Beds | FIU | SAH | SAH
SAH12020 | Stretcher | 271227 | Stryker Medical | 1115 | Big Wheel | 09/01/2012 | IU | Active | BEDS-1105-88570 | SAH-Beds | FIU | SAH | SAH
SAH12021 | Stretcher with Scale | 271227 | Stryker Medical | 1115E | Prime Big Wheel E | 04/01/2017 | IU | Active | BEDS-1105-88570 | SAH-Beds | 626000867-0-CAP | SAH | SAH
SAH12025 | Stretcher | 271227 | Stryker Medical | 1115 | Big Wheel | 07/06/2012 | MI | Missing | BEDS-1105-88570 | SAH-Beds | FIU | SAH | SAH
SAH12027 | Stretcher with Scale | 271227 | Stryker Medical | 1115E | Prime Big Wheel E | 03/01/2017 | IU | Active | BEDS-1105-88570 | SAH-Beds | 626000867-0-CAP | SAH | SAH
SAH12028 | Stretcher with Scale | 271227 | Stryker Medical | 1105 | 1105 | 12/01/2019 | IU | Active | BEDS-1105-88570 | SAH-Beds | 260730632 | SAH | SAH
SAH12029 | Stretcher with Scale | 271227 | Stryker Medical | 1105 | 1105 | 12/01/2019 | IU | Active | BEDS-1105-88570 | SAH-Beds | 260730632 | SAH | SAH
SAH1203 | 26 in LED Video Monitor | 107536 | Stryker Endoscopy | 0240-031-020 | VisionPro 26 LED | 08/02/2018 | IU | Active | 1105-21100 | SAH-Surgery | 411000393-0-CRE | SAH | SAH
SAH12030 | Stretcher with Scale | 271227 | Stryker Medical | 1105 | 1105 | 12/01/2015 | IU | Active | BEDS-1105-88570 | SAH-Beds | FIU | SAH | SAH
SAH12034 | Large Volume Pump Module | 378348 | BD | 8100 | Alaris Pump | 05/31/2012 | IU | Active | 1105-85160 | SAH-Sterile Processing | 920000849-0-CIP | SAH | SAH
SAH12035 | Digital Recorder/Printer | 440964 | GE Healthcare Technologies | PRN-50-M+ | PRN-50-M+ | 05/05/2021 | 04 | Inventory | 1105-23100 | SAH-Emergency Service | NON-CAPITAL | SAH | SAH
SAH12036 | Digital Recorder/Printer | 440964 | GE Healthcare Technologies | PRN-50-M+ | PRN-50-M+ | 05/05/2021 | 04 | Inventory | 1105-23100 | SAH-Emergency Service | NON-CAPITAL | SAH | SAH
SAH12037 | Digital Recorder/Printer | 440964 | GE Healthcare Technologies | PRN-50-M+ | PRN-50-M+ | 05/05/2021 | 04 | Inventory | 1105-23100 | SAH-Emergency Service | NON-CAPITAL | SAH | SAH
SAH1204 | 26 in LED Video Monitor | 107536 | Stryker Endoscopy | 0240-031-020 | VisionPro 26 LED | 08/02/2018 | IU | Active | 1105-21100 | SAH-Surgery | 411000393-0-CRE | SAH | SAH
SAH12040 | Nurse Call Console | 103070 | Rauland-Borg Corp | 351205 | Responder 5 | 06/01/2021 | IU | Active | 1105-13100 | SAH-Intensive Care Unit | PENDING | SAH | SAH
SAH12042 | Stretcher with Scale | 271227 | Stryker Medical | 1125 | 1125 | 12/01/2013 | MI | Missing | BEDS-1105-88570 | SAH-Beds | FIU | SAH | SAH
SAH12044 | Stretcher with Scale | 271227 | Stryker Medical | 1115E | Prime Big Wheel E | 03/01/2017 | IU | Active | BEDS-1105-88570 | SAH-Beds | 626000867-0-CAP | SAH | SAH
SAH12046 | Stretcher with Scale | 271227 | Stryker Medical | 1105 | 1105 | 12/01/2019 | IU | Active | BEDS-1105-88570 | SAH-Beds | 260730632 | SAH | SAH
SAH12053 | Robotic Lung Biopsy System | 377602 | Intuitive Surgical Inc | IF1000 | Ion Endoluminal | 04/05/2021 | LS | High Risk | 1105-21221 | SAH-Endoscopy (2SE) | 626004150 | SAH | SAH
SAH12055 | RF Sponge Detector Delivery | 101809 | Medtronic Inc | 200X | Situate Console | 04/07/2021 | IU | Active | 1105-21100 | SAH-Surgery | 620003036-0-CAP | SAH | SAH
SAH12056 | Portable Stand-On Sc | 101694 | Scale-Tronix Inc | 5125 | 5125 | 04/09/2021 | IU | Active | 1105-12159 | SAH-Flex | 260807858 | SAH | SAH
SAH12057 | Portable Stand-On Sc | 101694 | Scale-Tronix Inc | 5125 | 5125 | 04/09/2021 | IU | Active | 1105-12159 | SAH-Flex | 260807858 | SAH | SAH
SAH12058 | Data Recorder Kit | 391192 | Medtronic Given Imaging Inc | FGS-0347 | PillCam Recorder DR3 | 03/09/2022 | IU | Active | 1105-21221 | SAH-Endoscopy (2SE) | FIU | SAH | SAH
SAH12064 | Power Supply w/Battery Backup | 103070 | Rauland-Borg Corp | 351003 | Responder 5 | 07/21/2022 | IU | Active | 1105-12225 | SAH-Med/Surg Unit I 4SE | NON-CAPITAL | SAH | SAH
SAH12065 | Stretcher | 271227 | Stryker Medical | 1115 | Big Wheel | 07/06/2012 | IU | Active | BEDS-1105-88570 | SAH-Beds | FIU | SAH | SAH
SAH12067 | Nurse Call Console | 103070 | Rauland-Borg Corp | 351205 | Responder 5 | 08/01/2021 | IU | Active | 1105-30620 | SAH-Non Invasive Cardiology | CONSTRUCTION | SAH | SAH
SAH12068 | Stretcher | 271227 | Stryker Medical | 1115 | Big Wheel | 11/01/2003 | IU | Active | BEDS-1105-88570 | SAH-Beds | FIU | SAH | SAH
SAH12069 | Portable Suction | 453450 | DeVilbiss Healthcare Inc | 7305P-D | 7305P-D | 04/21/2021 | IU | Active | 1105-12225 | SAH-Med/Surg Unit I 4SE | NON-CAPITAL | SAH | SAH
SAH12070 | Vortex Mixer | 457035 | Benchmark Scientific Inc | BV1000 | BenchMixer | 05/06/2021 | 04 | Inventory | 1105-31000 | SAH-Laboratory Services | 260811467 | SAH | SAH
SAH12071 | Patient Data Module | 440964 | GE Healthcare Technologies | 2016793-003 | PDM | 04/26/2021 | IU | Active | 1105-10000 | SAH-Nursing Administration | 626004288-0-CAP | SAH | SAH
SAH12072 | Patient Data Module | 440964 | GE Healthcare Technologies | 2016793-003 | PDM | 04/26/2021 | IU | Active | 1105-12154 | SAH-Cardiovascular Tele PT3 | 626004288-0-CAP | SAH | SAH
SAH12074 | Bedside Physiologic Monitor | 440964 | GE Healthcare Technologies | B450 | Carescape B450 | 04/26/2021 | IU | Active | 1105-10000 | SAH-Nursing Administration | 626004288-0-CAP | SAH | SAH
SAH12075 | Vital Signs Monitor | 101850 | Welch Allyn Inc A Subsidiary | VSM 6000 SERIES | VSM 6000 SERIES | 03/20/2012 | IU | Active | 1105-12210 | SAH-Med Surg Unit II 5NW | 420002379-cre | SAH | SAH
SAH12076 | Exercise Bike | 394503 | SCIFIT | ISO1000R | ISO1000R | 05/04/2021 | IU | Active | 1105-39600 | SAH-Cardiac Rehab | Rqe # 910371 | SAH | SAH
SAH12078 | Telemetry Transmitter | 440964 | GE Healthcare Technologies | ApexPro CH | ApexPro CH | 05/07/2021 | 04 | Inventory | 1105-10600 | SAH-Monitor Techs CMU | 626002102 | SAH | SAH
SAH12079 | Telemetry Transmitter | 440964 | GE Healthcare Technologies | ApexPro CH | ApexPro CH | 05/07/2021 | 04 | Inventory | 1105-10600 | SAH-Monitor Techs CMU | 626002102 | SAH | SAH
SAH1208 | LED Endo Light Source | 107536 | Stryker Endoscopy | 0220-210-000 | L9000 | 12/07/2015 | IU | Active | 1105-21100 | SAH-Surgery | 611000732-0-CAP | SAH | SAH
SAH12080 | Telemetry Transmitter | 440964 | GE Healthcare Technologies | ApexPro CH | ApexPro CH | 05/07/2021 | 04 | Inventory | 1105-10600 | SAH-Monitor Techs CMU | 626002102 | SAH | SAH
SAH12081 | Telemetry Transmitter | 440964 | GE Healthcare Technologies | ApexPro CH | ApexPro CH | 05/07/2021 | 04 | Inventory | 1105-10600 | SAH-Monitor Techs CMU | 626002102 | SAH | SAH
SAH12082 | Telemetry Transmitter | 440964 | GE Healthcare Technologies | ApexPro CH | ApexPro CH | 05/07/2021 | 04 | Inventory | 1105-10600 | SAH-Monitor Techs CMU | 626002102 | SAH | SAH
SAH12083 | Telemetry Transmitter | 440964 | GE Healthcare Technologies | ApexPro CH | ApexPro CH | 05/07/2021 | 04 | Inventory | 1105-10600 | SAH-Monitor Techs CMU | 626002102 | SAH | SAH
SAH12084 | Telemetry Transmitter | 440964 | GE Healthcare Technologies | ApexPro CH | ApexPro CH | 10/12/2020 | 04 | Inventory | 1105-10600 | SAH-Monitor Techs CMU | 260781019 | SAH | SAH
SAH12086 | Telemetry Transmitter | 440964 | GE Healthcare Technologies | ApexPro CH | ApexPro CH | 03/24/2003 | 04 | Inventory | 1105-10600 | SAH-Monitor Techs CMU | 000 | SAH | SAH
SAH12087 | LP20e Defibrillator/Pacer | 452575 | Physio-Control Inc | LP20E | LIFEPAK 20E | 07/12/2021 | LS | High Risk | 1105-30620 | SAH-Non Invasive Cardiology | 411000593-0-CRE | SAH | SAH
SAH12088 | Bedside Physiologic Monitor | 440964 | GE Healthcare Technologies | B450 | Carescape B450 | 07/12/2021 | IU | Active | 1105-20100 | SAH-Anesthesiology | 626004543-0-CAP | SAH | SAH
SAH12091 | Bladder Vol and Mass Ultrasnd | 451928 | Verathon Inc | Bladderscan Prime PL | Bladderscan Prime Pl | 05/20/2021 | IU | Active | 1105-18415 | SAH-Neuroscience Unit 5N | 626004311-0-CAP | SAH | SAH
SAH12092 | Large Volume Pump Module | 378348 | BD | 8100 | Alaris Pump | 05/31/2012 | MI | Missing | 1105-85160 | SAH-Sterile Processing | 920000849-0-CIP | SAH | SAH
SAH12093 | Large Volume Pump Module | 378348 | BD | 8100 | Alaris Pump | 05/31/2012 | IU | Active | 1105-85160 | SAH-Sterile Processing | 920000849-0-CIP | SAH | SAH
SAH12094 | Large Volume Pump Module | 378348 | BD | 8100 | Alaris Pump | 05/31/2012 | IU | Active | 1105-85160 | SAH-Sterile Processing | 920000849-0-CIP | SAH | SAH
SAH12095 | Large Volume Pump Module | 378348 | BD | 8100 | Alaris Pump | 05/31/2012 | IU | Active | 1105-85160 | SAH-Sterile Processing | 920000849-0-CIP | SAH | SAH
SAH12097 | Large Volume Pump Module | 378348 | BD | 8100 | Alaris Pump | 05/31/2012 | IU | Active | 1105-85160 | SAH-Sterile Processing | 920000849-0-CIP | SAH | SAH
SAH12101 | Oximeters- Pulse | 371567 | Masimo Corp | RAD-5V | RAD-5V | 06/09/2021 | IU | Active | 1105-23100 | SAH-Emergency Service | 260820816 | SAH | SAH
SAH12103 | Oximeters- Pulse | 371567 | Masimo Corp | RAD-5V | RAD-5V | 06/09/2021 | IU | Active | 1105-23100 | SAH-Emergency Service | 260820816 | SAH | SAH
SAH12105 | Oximeters- Pulse | 371567 | Masimo Corp | RAD-5V | RAD-5V | 06/09/2021 | MI | Missing | 1105-23100 | SAH-Emergency Service | 260820816 | SAH | SAH
SAH12106 | Oximeters- Pulse | 371567 | Masimo Corp | RAD-5V | RAD-5V | 06/09/2021 | IU | Active | 1105-23100 | SAH-Emergency Service | 260820816 | SAH | SAH
SAH12107 | Monitor Single use Endo Scopes | 104479 | Ambu Inc | 405011000 | aView 2 Advance | 06/16/2021 | 04 | Inventory | 1105-85160 | SAH-Sterile Processing | 260821594 | SAH | SAH
SAH12108 | Monitor Single use Endo Scopes | 104479 | Ambu Inc | 405011000 | aView 2 Advance | 06/16/2021 | 04 | Inventory | 1105-85160 | SAH-Sterile Processing | 260821594 | SAH | SAH
SAH12109 | Monitor Single use Endo Scopes | 104479 | Ambu Inc | 405011000 | aView 2 Advance | 06/16/2021 | 04 | Inventory | 1105-85160 | SAH-Sterile Processing | 260821594 | SAH | SAH
SAH1211 | Endo Video Cart | 107536 | Stryker Endoscopy | 0240-099-011 | 0240-099-011 | 08/24/2007 | IU | Active | 1105-21100 | SAH-Surgery | 000 | SAH | SAH
SAH12110 | Large Volume Pump Module | 378348 | BD | 8100 | Alaris Pump | 05/31/2012 | IU | Active | 1105-85160 | SAH-Sterile Processing | 920000849-0-CIP | SAH | SAH
SAH12116 | Mini Lab Incubator | 261930 | Boekel Scientific Inc | 260700 | 260700 | 06/15/2021 | IU | Active | 1105-81110 | SAH-Comprehensive Research 3rd | . | SAH | SAH
SAH12118 | Telemetry Transmitter | 440964 | GE Healthcare Technologies | ApexPro CH | ApexPro CH | 02/24/2016 | 04 | Inventory | 1105-10600 | SAH-Monitor Techs CMU | 260488018 | SAH | SAH
SAH12119 | Large Volume Pump Module | 378348 | BD | 8100 | Alaris Pump | 07/22/2021 | IU | Active | 1105-30620 | SAH-Non Invasive Cardiology | 411000608-0-CRE | SAH | SAH
SAH12120 | Large Volume Pump Module | 378348 | BD | 8100 | Alaris Pump | 07/22/2021 | IU | Active | 1105-30620 | SAH-Non Invasive Cardiology | 411000608-0-CRE | SAH | SAH
SAH12121 | Large Volume Pump Module | 378348 | BD | 8100 | Alaris Pump | 07/22/2021 | IU | Active | 1105-30620 | SAH-Non Invasive Cardiology | 411000608-0-CRE | SAH | SAH
SAH12122 | Pump Control Unit 5.7 Screen | 378348 | BD | 8015LS | Alaris PC 5.7 SCREEN | 07/22/2021 | IU | Active | 1105-30620 | SAH-Non Invasive Cardiology | 411000608-0-CRE | SAH | SAH
SAH12123 | Pump Control Unit 5.7 Screen | 378348 | BD | 8015LS | Alaris PC 5.7 SCREEN | 07/22/2021 | IU | Active | 1105-30620 | SAH-Non Invasive Cardiology | 411000608-0-CRE | SAH | SAH
SAH12124 | Scope Cabinet w/ Hepa Filter | 459097 | Solaire Medical | SEASGD Evolve | InnerSpace Evolve | 06/07/2022 | IU | Active | 1105-30620 | SAH-Non Invasive Cardiology | 411000600-0-CRE | SAH | SAH
SAH12125 | Treadmill Vital Signs Monitor | 106877 | SunTech Medical Inc | TANGO M2 | TANGO M2 | 07/14/2021 | IU | Active | 1105-30620 | SAH-Non Invasive Cardiology | 411000591-0-CRE | SAH | SAH
SAH12126 | Telemetry Transmitter | 440964 | GE Healthcare Technologies | ApexPro CH | ApexPro CH | 07/15/2021 | 04 | Inventory | 1105-10600 | SAH-Monitor Techs CMU | 626002102 | SAH | SAH
SAH12127 | Telemetry Transmitter | 440964 | GE Healthcare Technologies | ApexPro CH | ApexPro CH | 07/15/2021 | 04 | Inventory | 1105-10600 | SAH-Monitor Techs CMU | 626002102 | SAH | SAH
SAH12128 | Telemetry Transmitter | 440964 | GE Healthcare Technologies | ApexPro CH | ApexPro CH | 07/16/2021 | 04 | Inventory | 1105-10600 | SAH-Monitor Techs CMU | 260823883 | SAH | SAH
SAH12129 | Telemetry Transmitter | 440964 | GE Healthcare Technologies | ApexPro CH | ApexPro CH | 07/16/2021 | 04 | Inventory | 1105-10600 | SAH-Monitor Techs CMU | 260823883 | SAH | SAH
SAH12130 | Telemetry Transmitter | 440964 | GE Healthcare Technologies | ApexPro CH | ApexPro CH | 07/16/2021 | 04 | Inventory | 1105-10600 | SAH-Monitor Techs CMU | 260823883 | SAH | SAH
SAH12131 | Telemetry Transmitter | 440964 | GE Healthcare Technologies | ApexPro CH | ApexPro CH | 07/16/2021 | 04 | Inventory | 1105-10600 | SAH-Monitor Techs CMU | 260823883 | SAH | SAH
SAH12132 | Telemetry Transmitter | 440964 | GE Healthcare Technologies | ApexPro CH | ApexPro CH | 07/16/2021 | 04 | Inventory | 1105-10600 | SAH-Monitor Techs CMU | 260823883 | SAH | SAH
SAH12133 | Telemetry Transmitter | 440964 | GE Healthcare Technologies | ApexPro CH | ApexPro CH | 07/16/2021 | 04 | Inventory | 1105-10600 | SAH-Monitor Techs CMU | 260823883 | SAH | SAH
SAH12135 | Pump Control Unit | 378348 | BD | 8015 BD | Alaris PC 8015 BD | 10/14/2021 | IU | Active | 1105-85160 | SAH-Sterile Processing | 411000608-CRE | SAH | SAH
SAH12136 | Pump Control Unit | 378348 | BD | 8015 BD | Alaris PC 8015 BD | 10/14/2021 | IU | Active | 1105-85160 | SAH-Sterile Processing | 411000608-CRE | SAH | SAH
SAH12137 | Pump Control Unit | 378348 | BD | 8015 BD | Alaris PC 8015 BD | 10/14/2021 | IU | Active | 1105-85160 | SAH-Sterile Processing | 411000608-CRE | SAH | SAH
SAH12138 | Pump Control Unit | 378348 | BD | 8015 BD | Alaris PC 8015 BD | 10/14/2021 | IU | Active | 1105-85160 | SAH-Sterile Processing | 411000608-CRE | SAH | SAH
SAH12139 | Pump Control Unit | 378348 | BD | 8015 BD | Alaris PC 8015 BD | 10/14/2021 | IU | Active | 1105-85160 | SAH-Sterile Processing | 411000608-CRE | SAH | SAH
SAH1214 | Video Digital Capture ENDO | 107536 | Stryker Endoscopy | 0240-050-988 | SDC HD Ultra | 01/26/2012 | IU | Active | 1105-21100 | SAH-Surgery | 000 | SAH | SAH
SAH12140 | Pump Control Unit | 378348 | BD | 8015 BD | Alaris PC 8015 BD | 10/14/2021 | IU | Active | 1105-85160 | SAH-Sterile Processing | 411000608-CRE | SAH | SAH
SAH12141 | Pump Control Unit | 378348 | BD | 8015 BD | Alaris PC 8015 BD | 10/14/2021 | IU | Active | 1105-85160 | SAH-Sterile Processing | 411000608-CRE | SAH | SAH
SAH12142 | Pump Control Unit | 378348 | BD | 8015 BD | Alaris PC 8015 BD | 10/14/2021 | IU | Active | 1105-85160 | SAH-Sterile Processing | 411000608-CRE | SAH | SAH
SAH12143 | Pump Control Unit | 378348 | BD | 8015 BD | Alaris PC 8015 BD | 10/14/2021 | IU | Active | 1105-85160 | SAH-Sterile Processing | 411000608-CRE | SAH | SAH
SAH12144 | Pump Control Unit | 378348 | BD | 8015 BD | Alaris PC 8015 BD | 10/14/2021 | IU | Active | 1105-85160 | SAH-Sterile Processing | 411000608-CRE | SAH | SAH
SAH12145 | Pump Control Unit | 378348 | BD | 8015 BD | Alaris PC 8015 BD | 10/14/2021 | IU | Active | 1105-85160 | SAH-Sterile Processing | 411000608-CRE | SAH | SAH
SAH12146 | Pump Control Unit | 378348 | BD | 8015 BD | Alaris PC 8015 BD | 10/14/2021 | IU | Active | 1105-85160 | SAH-Sterile Processing | 411000608-CRE | SAH | SAH
SAH12147 | Pump Control Unit | 378348 | BD | 8015 BD | Alaris PC 8015 BD | 10/14/2021 | IU | Active | 1105-85160 | SAH-Sterile Processing | 411000608-CRE | SAH | SAH
SAH12148 | Pump Control Unit | 378348 | BD | 8015 BD | Alaris PC 8015 BD | 10/14/2021 | IU | Active | 1105-85160 | SAH-Sterile Processing | 411000608-CRE | SAH | SAH
SAH12149 | Pump Control Unit | 378348 | BD | 8015 BD | Alaris PC 8015 BD | 10/14/2021 | IU | Active | 1105-85160 | SAH-Sterile Processing | 411000608-CRE | SAH | SAH
SAH1215 | LED Endo Light Source | 107536 | Stryker Endoscopy | 0220-210-000 | L9000 | 12/07/2015 | IU | Active | 1105-21100 | SAH-Surgery | 611000732-0-CAP | SAH | SAH
SAH12150 | Pump Control Unit | 378348 | BD | 8015 BD | Alaris PC 8015 BD | 10/14/2021 | IU | Active | 1105-85160 | SAH-Sterile Processing | 411000608-CRE | SAH | SAH
SAH12151 | Pump Control Unit | 378348 | BD | 8015 BD | Alaris PC 8015 BD | 10/14/2021 | IU | Active | 1105-85160 | SAH-Sterile Processing | 411000608-CRE | SAH | SAH
SAH12152 | Pump Control Unit | 378348 | BD | 8015 BD | Alaris PC 8015 BD | 10/14/2021 | IU | Active | 1105-85160 | SAH-Sterile Processing | 411000608-CRE | SAH | SAH
SAH12153 | Pump Control Unit | 378348 | BD | 8015 BD | Alaris PC 8015 BD | 10/14/2021 | IU | Active | 1105-85160 | SAH-Sterile Processing | 411000608-CRE | SAH | SAH
SAH12154 | Pump Control Unit | 378348 | BD | 8015 BD | Alaris PC 8015 BD | 10/14/2021 | IU | Active | 1105-85160 | SAH-Sterile Processing | 411000608-CRE | SAH | SAH
SAH12155 | Pump Control Unit | 378348 | BD | 8015 BD | Alaris PC 8015 BD | 10/14/2021 | IU | Active | 1105-85160 | SAH-Sterile Processing | 411000608-CRE | SAH | SAH
SAH12156 | Pump Control Unit | 378348 | BD | 8015 BD | Alaris PC 8015 BD | 10/14/2021 | IU | Active | 1105-85160 | SAH-Sterile Processing | 411000608-CRE | SAH | SAH
SAH12157 | Large Volume Pump Module | 378348 | BD | 8100 | Alaris Pump | 10/14/2021 | IU | Active | 1105-85160 | SAH-Sterile Processing | 411000608-CRE | SAH | SAH
SAH12158 | Large Volume Pump Module | 378348 | BD | 8100 | Alaris Pump | 10/14/2021 | IU | Active | 1105-85160 | SAH-Sterile Processing | 411000608-CRE | SAH | SAH
SAH12159 | Large Volume Pump Module | 378348 | BD | 8100 | Alaris Pump | 10/14/2021 | IU | Active | 1105-85160 | SAH-Sterile Processing | 411000608-CRE | SAH | SAH
SAH12160 | Large Volume Pump Module | 378348 | BD | 8100 | Alaris Pump | 10/14/2021 | IU | Active | 1105-85160 | SAH-Sterile Processing | 411000608-CRE | SAH | SAH
SAH12161 | Large Volume Pump Module | 378348 | BD | 8100 | Alaris Pump | 10/14/2021 | IU | Active | 1105-85160 | SAH-Sterile Processing | 411000608-CRE | SAH | SAH
SAH12162 | Large Volume Pump Module | 378348 | BD | 8100 | Alaris Pump | 10/14/2021 | IU | Active | 1105-85160 | SAH-Sterile Processing | 411000608-CRE | SAH | SAH
SAH12163 | Large Volume Pump Module | 378348 | BD | 8100 | Alaris Pump | 10/14/2021 | IU | Active | 1105-85160 | SAH-Sterile Processing | 411000608-CRE | SAH | SAH
SAH12164 | Large Volume Pump Module | 378348 | BD | 8100 | Alaris Pump | 10/14/2021 | IU | Active | 1105-85160 | SAH-Sterile Processing | 411000608-CRE | SAH | SAH
SAH12165 | Large Volume Pump Module | 378348 | BD | 8100 | Alaris Pump | 10/14/2021 | IU | Active | 1105-85160 | SAH-Sterile Processing | 411000608-CRE | SAH | SAH
SAH12166 | Large Volume Pump Module | 378348 | BD | 8100 | Alaris Pump | 10/14/2021 | IU | Active | 1105-85160 | SAH-Sterile Processing | 411000608-CRE | SAH | SAH
SAH12167 | Large Volume Pump Module | 378348 | BD | 8100 | Alaris Pump | 10/14/2021 | IU | Active | 1105-85160 | SAH-Sterile Processing | 411000608-CRE | SAH | SAH
SAH12168 | Large Volume Pump Module | 378348 | BD | 8100 | Alaris Pump | 10/14/2021 | IU | Active | 1105-85160 | SAH-Sterile Processing | 411000608-CRE | SAH | SAH
SAH12169 | Large Volume Pump Module | 378348 | BD | 8100 | Alaris Pump | 10/14/2021 | IU | Active | 1105-85160 | SAH-Sterile Processing | 411000608-CRE | SAH | SAH
SAH12170 | Large Volume Pump Module | 378348 | BD | 8100 | Alaris Pump | 10/14/2021 | IU | Active | 1105-85160 | SAH-Sterile Processing | 411000608-CRE | SAH | SAH
SAH12171 | Large Volume Pump Module | 378348 | BD | 8100 | Alaris Pump | 10/14/2021 | IU | Active | 1105-85160 | SAH-Sterile Processing | 411000608-CRE | SAH | SAH
SAH12172 | Large Volume Pump Module | 378348 | BD | 8100 | Alaris Pump | 10/14/2021 | IU | Active | 1105-85160 | SAH-Sterile Processing | 411000608-CRE | SAH | SAH
SAH12173 | Large Volume Pump Module | 378348 | BD | 8100 | Alaris Pump | 10/14/2021 | IU | Active | 1105-85160 | SAH-Sterile Processing | 411000608-CRE | SAH | SAH
SAH12174 | Large Volume Pump Module | 378348 | BD | 8100 | Alaris Pump | 10/14/2021 | IU | Active | 1105-85160 | SAH-Sterile Processing | 411000608-CRE | SAH | SAH
SAH12175 | Large Volume Pump Module | 378348 | BD | 8100 | Alaris Pump | 10/14/2021 | IU | Active | 1105-85160 | SAH-Sterile Processing | 411000608-CRE | SAH | SAH
SAH12176 | Large Volume Pump Module | 378348 | BD | 8100 | Alaris Pump | 10/14/2021 | IU | Active | 1105-85160 | SAH-Sterile Processing | 411000608-CRE | SAH | SAH
SAH12177 | Large Volume Pump Module | 378348 | BD | 8100 | Alaris Pump | 10/14/2021 | IU | Active | 1105-85160 | SAH-Sterile Processing | 411000608-CRE | SAH | SAH
SAH12178 | Large Volume Pump Module | 378348 | BD | 8100 | Alaris Pump | 10/14/2021 | IU | Active | 1105-85160 | SAH-Sterile Processing | 411000608-CRE | SAH | SAH
SAH12179 | Large Volume Pump Module | 378348 | BD | 8100 | Alaris Pump | 10/14/2021 | IU | Active | 1105-85160 | SAH-Sterile Processing | 411000608-CRE | SAH | SAH
SAH1218 | Endo Video Cart | 107536 | Stryker Endoscopy | 0240-099-011 | 0240-099-011 | 08/24/2007 | IU | Active | 1105-21100 | SAH-Surgery | 000 | SAH | SAH
SAH12180 | Large Volume Pump Module | 378348 | BD | 8100 | Alaris Pump | 10/14/2021 | IU | Active | 1105-85160 | SAH-Sterile Processing | 411000608-CRE | SAH | SAH
SAH12181 | Large Volume Pump Module | 378348 | BD | 8100 | Alaris Pump | 10/14/2021 | IU | Active | 1105-85160 | SAH-Sterile Processing | 411000608-CRE | SAH | SAH
SAH12182 | Large Volume Pump Module | 378348 | BD | 8100 | Alaris Pump | 10/14/2021 | IU | Active | 1105-85160 | SAH-Sterile Processing | 411000608-CRE | SAH | SAH
SAH12183 | Large Volume Pump Module | 378348 | BD | 8100 | Alaris Pump | 10/14/2021 | IU | Active | 1105-85160 | SAH-Sterile Processing | 411000608-CRE | SAH | SAH
SAH12184 | Large Volume Pump Module | 378348 | BD | 8100 | Alaris Pump | 10/14/2021 | IU | Active | 1105-85160 | SAH-Sterile Processing | 411000608-CRE | SAH | SAH
SAH12185 | Pump Control Unit | 378348 | BD | 8015 BD | Alaris PC 8015 BD | 10/14/2021 | IU | Active | 1105-85160 | SAH-Sterile Processing | 411000608-CRE | SAH | SAH
SAH12186 | Pump Control Unit | 378348 | BD | 8015 BD | Alaris PC 8015 BD | 10/14/2021 | IU | Active | 1105-85160 | SAH-Sterile Processing | 411000608-CRE | SAH | SAH
SAH12187 | Pump Control Unit | 378348 | BD | 8015 BD | Alaris PC 8015 BD | 10/14/2021 | IU | Active | 1105-85160 | SAH-Sterile Processing | 411000608-CRE | SAH | SAH
SAH12188 | Pump Control Unit | 378348 | BD | 8015 BD | Alaris PC 8015 BD | 10/14/2021 | IU | Active | 1105-85160 | SAH-Sterile Processing | 411000608-CRE | SAH | SAH
SAH12190 | Pump Control Unit | 378348 | BD | 8015 BD | Alaris PC 8015 BD | 10/14/2021 | IU | Active | 1105-85160 | SAH-Sterile Processing | 411000608-CRE | SAH | SAH
SAH12191 | Pump Control Unit | 378348 | BD | 8015 BD | Alaris PC 8015 BD | 10/14/2021 | IU | Active | 1105-85160 | SAH-Sterile Processing | 411000608-CRE | SAH | SAH
SAH12192 | Pump Control Unit | 378348 | BD | 8015 BD | Alaris PC 8015 BD | 10/14/2021 | IU | Active | 1105-85160 | SAH-Sterile Processing | 411000608-CRE | SAH | SAH
SAH12193 | Pump Control Unit | 378348 | BD | 8015 BD | Alaris PC 8015 BD | 10/14/2021 | IU | Active | 1105-85160 | SAH-Sterile Processing | 411000608-CRE | SAH | SAH
SAH12194 | Pump Control Unit | 378348 | BD | 8015 BD | Alaris PC 8015 BD | 10/14/2021 | IU | Active | 1105-85160 | SAH-Sterile Processing | 411000608-CRE | SAH | SAH
SAH12195 | Pump Control Unit | 378348 | BD | 8015 BD | Alaris PC 8015 BD | 10/14/2021 | IU | Active | 1105-85160 | SAH-Sterile Processing | 411000608-CRE | SAH | SAH
SAH12196 | Pump Control Unit | 378348 | BD | 8015 BD | Alaris PC 8015 BD | 10/14/2021 | IU | Active | 1105-85160 | SAH-Sterile Processing | 411000608-CRE | SAH | SAH
SAH12197 | Pump Control Unit | 378348 | BD | 8015 BD | Alaris PC 8015 BD | 10/14/2021 | IU | Active | 1105-85160 | SAH-Sterile Processing | 411000608-CRE | SAH | SAH
SAH12198 | Pump Control Unit | 378348 | BD | 8015 BD | Alaris PC 8015 BD | 10/14/2021 | IU | Active | 1105-85160 | SAH-Sterile Processing | 411000608-CRE | SAH | SAH
SAH12199 | Pump Control Unit | 378348 | BD | 8015 BD | Alaris PC 8015 BD | 10/14/2021 | IU | Active | 1105-85160 | SAH-Sterile Processing | 411000608-CRE | SAH | SAH
SAH1220 | 26 in LED Video Monitor | 107536 | Stryker Endoscopy | 0240-031-020 | VisionPro 26 LED | 08/02/2018 | IU | Active | 1105-21100 | SAH-Surgery | 411000393-0-CRE | SAH | SAH
SAH12200 | Pump Control Unit | 378348 | BD | 8015 BD | Alaris PC 8015 BD | 10/14/2021 | IU | Active | 1105-85160 | SAH-Sterile Processing | 411000608-CRE | SAH | SAH
SAH12201 | Pump Control Unit | 378348 | BD | 8015 BD | Alaris PC 8015 BD | 10/14/2021 | IU | Active | 1105-85160 | SAH-Sterile Processing | 411000608-CRE | SAH | SAH
SAH12202 | Pump Control Unit | 378348 | BD | 8015 BD | Alaris PC 8015 BD | 10/14/2021 | IU | Active | 1105-85160 | SAH-Sterile Processing | 411000608-CRE | SAH | SAH
SAH12203 | Pump Control Unit | 378348 | BD | 8015 BD | Alaris PC 8015 BD | 10/14/2021 | IU | Active | 1105-85160 | SAH-Sterile Processing | 411000608-CRE | SAH | SAH
SAH12204 | Pump Control Unit | 378348 | BD | 8015 BD | Alaris PC 8015 BD | 10/14/2021 | IU | Active | 1105-85160 | SAH-Sterile Processing | 411000608-CRE | SAH | SAH
SAH12205 | Pump Control Unit | 378348 | BD | 8015 BD | Alaris PC 8015 BD | 10/14/2021 | IU | Active | 1105-85160 | SAH-Sterile Processing | 411000608-CRE | SAH | SAH
SAH12206 | Pump Control Unit | 378348 | BD | 8015 BD | Alaris PC 8015 BD | 10/14/2021 | IU | Active | 1105-85160 | SAH-Sterile Processing | 411000608-CRE | SAH | SAH
SAH12207 | Pump Control Unit | 378348 | BD | 8015 BD | Alaris PC 8015 BD | 10/14/2021 | IU | Active | 1105-85160 | SAH-Sterile Processing | 411000608-CRE | SAH | SAH
SAH12208 | Pump Control Unit | 378348 | BD | 8015 BD | Alaris PC 8015 BD | 10/14/2021 | IU | Active | 1105-85160 | SAH-Sterile Processing | 411000608-CRE | SAH | SAH
SAH12209 | Pump Control Unit | 378348 | BD | 8015 BD | Alaris PC 8015 BD | 10/14/2021 | IU | Active | 1105-85160 | SAH-Sterile Processing | 411000608-CRE | SAH | SAH
SAH12210 | Pump Control Unit | 378348 | BD | 8015 BD | Alaris PC 8015 BD | 10/14/2021 | IU | Active | 1105-85160 | SAH-Sterile Processing | 411000608-CRE | SAH | SAH
SAH12211 | Pump Control Unit | 378348 | BD | 8015 BD | Alaris PC 8015 BD | 10/14/2021 | IU | Active | 1105-85160 | SAH-Sterile Processing | 411000608-CRE | SAH | SAH
SAH12212 | Pump Control Unit | 378348 | BD | 8015 BD | Alaris PC 8015 BD | 10/14/2021 | IU | Active | 1105-85160 | SAH-Sterile Processing | 411000608-CRE | SAH | SAH
SAH12213 | Pump Control Unit | 378348 | BD | 8015 BD | Alaris PC 8015 BD | 10/14/2021 | IU | Active | 1105-85160 | SAH-Sterile Processing | 411000608-CRE | SAH | SAH
SAH12214 | Pump Control Unit | 378348 | BD | 8015 BD | Alaris PC 8015 BD | 10/14/2021 | IU | Active | 1105-85160 | SAH-Sterile Processing | 411000608-CRE | SAH | SAH
SAH12215 | Pump Control Unit | 378348 | BD | 8015 BD | Alaris PC 8015 BD | 10/14/2021 | IU | Active | 1105-85160 | SAH-Sterile Processing | 411000608-CRE | SAH | SAH
SAH12216 | Pump Control Unit | 378348 | BD | 8015 BD | Alaris PC 8015 BD | 10/14/2021 | IU | Active | 1105-85160 | SAH-Sterile Processing | 411000608-CRE | SAH | SAH
SAH12217 | Pump Control Unit | 378348 | BD | 8015 BD | Alaris PC 8015 BD | 10/14/2021 | IU | Active | 1105-85160 | SAH-Sterile Processing | 411000608-CRE | SAH | SAH
SAH12218 | Pump Control Unit | 378348 | BD | 8015 BD | Alaris PC 8015 BD | 10/14/2021 | IU | Active | 1105-85160 | SAH-Sterile Processing | 411000608-CRE | SAH | SAH
SAH12219 | Pump Control Unit | 378348 | BD | 8015 BD | Alaris PC 8015 BD | 10/14/2021 | IU | Active | 1105-85160 | SAH-Sterile Processing | 411000608-CRE | SAH | SAH
SAH1222 | Video Digital Capture ENDO | 107536 | Stryker Endoscopy | 0240-050-988 | SDC HD Ultra | 02/03/2001 | IU | Active | 1105-21100 | SAH-Surgery | UNKNOWN | SAH | SAH
SAH12220 | Large Volume Pump Module | 378348 | BD | 8100 | Alaris Pump | 10/14/2021 | IU | Active | 1105-85160 | SAH-Sterile Processing | 411000608-CRE | SAH | SAH
SAH12221 | Large Volume Pump Module | 378348 | BD | 8100 | Alaris Pump | 10/14/2021 | IU | Active | 1105-85160 | SAH-Sterile Processing | 411000608-CRE | SAH | SAH
SAH12222 | Large Volume Pump Module | 378348 | BD | 8100 | Alaris Pump | 10/14/2021 | IU | Active | 1105-85160 | SAH-Sterile Processing | 411000608-CRE | SAH | SAH
SAH12223 | Large Volume Pump Module | 378348 | BD | 8100 | Alaris Pump | 10/14/2021 | IU | Active | 1105-85160 | SAH-Sterile Processing | 411000608-CRE | SAH | SAH
SAH12224 | Pump Control Unit | 378348 | BD | 8015 BD | Alaris PC 8015 BD | 10/14/2021 | IU | Active | 1105-85160 | SAH-Sterile Processing | 411000608-CRE | SAH | SAH
SAH12225 | Pump Control Unit | 378348 | BD | 8015 BD | Alaris PC 8015 BD | 10/14/2021 | IU | Active | 1105-85160 | SAH-Sterile Processing | 411000608-CRE | SAH | SAH
SAH12226 | Pump Control Unit | 378348 | BD | 8015 BD | Alaris PC 8015 BD | 10/14/2021 | IU | Active | 1105-85160 | SAH-Sterile Processing | 411000608-CRE | SAH | SAH
SAH12227 | Pump Control Unit | 378348 | BD | 8015 BD | Alaris PC 8015 BD | 10/14/2021 | IU | Active | 1105-85160 | SAH-Sterile Processing | 411000608-CRE | SAH | SAH
SAH12228 | Pump Control Unit | 378348 | BD | 8015 BD | Alaris PC 8015 BD | 10/14/2021 | IU | Active | 1105-85160 | SAH-Sterile Processing | 411000608-CRE | SAH | SAH
SAH12229 | Pump Control Unit | 378348 | BD | 8015 BD | Alaris PC 8015 BD | 10/14/2021 | IU | Active | 1105-85160 | SAH-Sterile Processing | 411000608-CRE | SAH | SAH
SAH12230 | Pump Control Unit | 378348 | BD | 8015 BD | Alaris PC 8015 BD | 10/14/2021 | IU | Active | 1105-85160 | SAH-Sterile Processing | 411000608-CRE | SAH | SAH
SAH12231 | Pump Control Unit | 378348 | BD | 8015 BD | Alaris PC 8015 BD | 10/14/2021 | IU | Active | 1105-85160 | SAH-Sterile Processing | 411000608-CRE | SAH | SAH
SAH12232 | Pump Control Unit | 378348 | BD | 8015 BD | Alaris PC 8015 BD | 10/14/2021 | IU | Active | 1105-85160 | SAH-Sterile Processing | 411000608-CRE | SAH | SAH
SAH12233 | Pump Control Unit | 378348 | BD | 8015 BD | Alaris PC 8015 BD | 10/14/2021 | IU | Active | 1105-85160 | SAH-Sterile Processing | 411000608-CRE | SAH | SAH
SAH12234 | Pump Control Unit | 378348 | BD | 8015 BD | Alaris PC 8015 BD | 10/14/2021 | IU | Active | 1105-85160 | SAH-Sterile Processing | 411000608-CRE | SAH | SAH
SAH12235 | Pump Control Unit | 378348 | BD | 8015 BD | Alaris PC 8015 BD | 10/14/2021 | IU | Active | 1105-85160 | SAH-Sterile Processing | 411000608-CRE | SAH | SAH
SAH12236 | Pump Control Unit | 378348 | BD | 8015 BD | Alaris PC 8015 BD | 10/14/2021 | IU | Active | 1105-85160 | SAH-Sterile Processing | 411000608-CRE | SAH | SAH
SAH12237 | Pump Control Unit | 378348 | BD | 8015 BD | Alaris PC 8015 BD | 10/14/2021 | IU | Active | 1105-85160 | SAH-Sterile Processing | 411000608-CRE | SAH | SAH
SAH12238 | Pump Control Unit | 378348 | BD | 8015 BD | Alaris PC 8015 BD | 10/14/2021 | IU | Active | 1105-85160 | SAH-Sterile Processing | 411000608-CRE | SAH | SAH
SAH12239 | Pump Control Unit | 378348 | BD | 8015 BD | Alaris PC 8015 BD | 10/14/2021 | IU | Active | 1105-85160 | SAH-Sterile Processing | 411000608-CRE | SAH | SAH
SAH1224 | LED Endo Light Source | 107536 | Stryker Endoscopy | 0220-210-000 | L9000 | 12/07/2015 | IU | Active | 1105-21100 | SAH-Surgery | 611000732-0-CAP | SAH | SAH
SAH12240 | Pump Control Unit | 378348 | BD | 8015 BD | Alaris PC 8015 BD | 10/14/2021 | IU | Active | 1105-85160 | SAH-Sterile Processing | 411000608-CRE | SAH | SAH
SAH12241 | Pump Control Unit | 378348 | BD | 8015 BD | Alaris PC 8015 BD | 10/14/2021 | IU | Active | 1105-85160 | SAH-Sterile Processing | 411000608-CRE | SAH | SAH
SAH12242 | Pump Control Unit | 378348 | BD | 8015 BD | Alaris PC 8015 BD | 10/14/2021 | IU | Active | 1105-85160 | SAH-Sterile Processing | 411000608-CRE | SAH | SAH
SAH12243 | Pump Control Unit | 378348 | BD | 8015 BD | Alaris PC 8015 BD | 10/14/2021 | IU | Active | 1105-85160 | SAH-Sterile Processing | 411000608-CRE | SAH | SAH
SAH12244 | Pump Control Unit | 378348 | BD | 8015 BD | Alaris PC 8015 BD | 10/14/2021 | IU | Active | 1105-85160 | SAH-Sterile Processing | 411000608-CRE | SAH | SAH
SAH12245 | Pump Control Unit | 378348 | BD | 8015 BD | Alaris PC 8015 BD | 10/14/2021 | IU | Active | 1105-85160 | SAH-Sterile Processing | 411000608-CRE | SAH | SAH
SAH12246 | Pump Control Unit | 378348 | BD | 8015 BD | Alaris PC 8015 BD | 10/14/2021 | IU | Active | 1105-85160 | SAH-Sterile Processing | 411000608-CRE | SAH | SAH
SAH12247 | Pump Control Unit | 378348 | BD | 8015 BD | Alaris PC 8015 BD | 10/14/2021 | IU | Active | 1105-85160 | SAH-Sterile Processing | 411000608-CRE | SAH | SAH
SAH12248 | Pump Control Unit | 378348 | BD | 8015 BD | Alaris PC 8015 BD | 10/14/2021 | IU | Active | 1105-85160 | SAH-Sterile Processing | 411000608-CRE | SAH | SAH
SAH12249 | Pump Control Unit | 378348 | BD | 8015 BD | Alaris PC 8015 BD | 10/14/2021 | IU | Active | 1105-85160 | SAH-Sterile Processing | 411000608-CRE | SAH | SAH
SAH12250 | Pump Control Unit | 378348 | BD | 8015 BD | Alaris PC 8015 BD | 10/14/2021 | IU | Active | 1105-85160 | SAH-Sterile Processing | 411000608-CRE | SAH | SAH
SAH12251 | Pump Control Unit | 378348 | BD | 8015 BD | Alaris PC 8015 BD | 10/14/2021 | IU | Active | 1105-85160 | SAH-Sterile Processing | 411000608-CRE | SAH | SAH
SAH12252 | Pump Control Unit | 378348 | BD | 8015 BD | Alaris PC 8015 BD | 10/14/2021 | IU | Active | 1105-85160 | SAH-Sterile Processing | 411000608-CRE | SAH | SAH
SAH12253 | Pump Control Unit | 378348 | BD | 8015 BD | Alaris PC 8015 BD | 10/14/2021 | IU | Active | 1105-85160 | SAH-Sterile Processing | 411000608-CRE | SAH | SAH
SAH12254 | Pump Control Unit | 378348 | BD | 8015 BD | Alaris PC 8015 BD | 10/14/2021 | IU | Active | 1105-85160 | SAH-Sterile Processing | 411000608-CRE | SAH | SAH
SAH12255 | Pump Control Unit | 378348 | BD | 8015 BD | Alaris PC 8015 BD | 10/14/2021 | IU | Active | 1105-85160 | SAH-Sterile Processing | 411000608-CRE | SAH | SAH
SAH12256 | Pump Control Unit | 378348 | BD | 8015 BD | Alaris PC 8015 BD | 10/14/2021 | IU | Active | 1105-85160 | SAH-Sterile Processing | 411000608-CRE | SAH | SAH
SAH12257 | Pump Control Unit | 378348 | BD | 8015 BD | Alaris PC 8015 BD | 10/14/2021 | IU | Active | 1105-85160 | SAH-Sterile Processing | 411000608-CRE | SAH | SAH
SAH12258 | Pump Control Unit | 378348 | BD | 8015 BD | Alaris PC 8015 BD | 10/14/2021 | IU | Active | 1105-85160 | SAH-Sterile Processing | 411000608-CRE | SAH | SAH
SAH12259 | Pump Control Unit | 378348 | BD | 8015 BD | Alaris PC 8015 BD | 10/14/2021 | IU | Active | 1105-85160 | SAH-Sterile Processing | 411000608-CRE | SAH | SAH
SAH1226 | Endo Video Cart | 107536 | Stryker Endoscopy | 0240-099-011 | 0240-099-011 | 08/24/2007 | IU | Active | 1105-21100 | SAH-Surgery | 000 | SAH | SAH
SAH12260 | Pump Control Unit | 378348 | BD | 8015 BD | Alaris PC 8015 BD | 10/14/2021 | IU | Active | 1105-85160 | SAH-Sterile Processing | 411000608-CRE | SAH | SAH
SAH12261 | Large Volume Pump Module | 378348 | BD | 8100 | Alaris Pump | 10/14/2021 | IU | Active | 1105-85160 | SAH-Sterile Processing | 411000608-CRE | SAH | SAH
SAH12262 | Large Volume Pump Module | 378348 | BD | 8100 | Alaris Pump | 10/14/2021 | IU | Active | 1105-85160 | SAH-Sterile Processing | 411000608-CRE | SAH | SAH
SAH12263 | Large Volume Pump Module | 378348 | BD | 8100 | Alaris Pump | 10/14/2021 | IU | Active | 1105-85160 | SAH-Sterile Processing | 411000608-CRE | SAH | SAH
SAH12264 | Large Volume Pump Module | 378348 | BD | 8100 | Alaris Pump | 10/14/2021 | IU | Active | 1105-85160 | SAH-Sterile Processing | 411000608-CRE | SAH | SAH
SAH12265 | Large Volume Pump Module | 378348 | BD | 8100 | Alaris Pump | 10/14/2021 | IU | Active | 1105-85160 | SAH-Sterile Processing | 411000608-CRE | SAH | SAH
SAH12266 | Large Volume Pump Module | 378348 | BD | 8100 | Alaris Pump | 10/14/2021 | IU | Active | 1105-85160 | SAH-Sterile Processing | 411000608-CRE | SAH | SAH
SAH12267 | Large Volume Pump Module | 378348 | BD | 8100 | Alaris Pump | 10/14/2021 | IU | Active | 1105-85160 | SAH-Sterile Processing | 411000608-CRE | SAH | SAH
SAH12268 | Large Volume Pump Module | 378348 | BD | 8100 | Alaris Pump | 10/14/2021 | IU | Active | 1105-85160 | SAH-Sterile Processing | 411000608-CRE | SAH | SAH
SAH12269 | Large Volume Pump Module | 378348 | BD | 8100 | Alaris Pump | 10/14/2021 | IU | Active | 1105-85160 | SAH-Sterile Processing | 411000608-CRE | SAH | SAH
SAH1227 | Dual Surgical Lights | 107114 | STERIS Corp | Harmony LED | Harmony LED | 04/25/2011 | IU | Active | 1105-21100 | SAH-Surgery | 411000061-0-CRE | SAH | SAH
SAH12270 | Large Volume Pump Module | 378348 | BD | 8100 | Alaris Pump | 10/14/2021 | IU | Active | 1105-85160 | SAH-Sterile Processing | 411000608-CRE | SAH | SAH
SAH12271 | Large Volume Pump Module | 378348 | BD | 8100 | Alaris Pump | 10/14/2021 | IU | Active | 1105-85160 | SAH-Sterile Processing | 411000608-CRE | SAH | SAH
SAH12272 | Large Volume Pump Module | 378348 | BD | 8100 | Alaris Pump | 10/14/2021 | IU | Active | 1105-85160 | SAH-Sterile Processing | 411000608-CRE | SAH | SAH
SAH12273 | Large Volume Pump Module | 378348 | BD | 8100 | Alaris Pump | 10/14/2021 | MI | Missing | 1105-85160 | SAH-Sterile Processing | 411000608-CRE | SAH | SAH
SAH12274 | Large Volume Pump Module | 378348 | BD | 8100 | Alaris Pump | 10/14/2021 | IU | Active | 1105-85160 | SAH-Sterile Processing | 411000608-CRE | SAH | SAH
SAH12275 | Large Volume Pump Module | 378348 | BD | 8100 | Alaris Pump | 10/14/2021 | IU | Active | 1105-85160 | SAH-Sterile Processing | 411000608-CRE | SAH | SAH
SAH12276 | Large Volume Pump Module | 378348 | BD | 8100 | Alaris Pump | 10/14/2021 | IU | Active | 1105-85160 | SAH-Sterile Processing | 411000608-CRE | SAH | SAH
SAH12277 | Large Volume Pump Module | 378348 | BD | 8100 | Alaris Pump | 10/14/2021 | IU | Active | 1105-85160 | SAH-Sterile Processing | 411000608-CRE | SAH | SAH
SAH12278 | Large Volume Pump Module | 378348 | BD | 8100 | Alaris Pump | 10/14/2021 | IU | Active | 1105-85160 | SAH-Sterile Processing | 411000608-CRE | SAH | SAH
SAH12279 | Large Volume Pump Module | 378348 | BD | 8100 | Alaris Pump | 10/14/2021 | IU | Active | 1105-85160 | SAH-Sterile Processing | 411000608-CRE | SAH | SAH
SAH12280 | Large Volume Pump Module | 378348 | BD | 8100 | Alaris Pump | 10/14/2021 | IU | Active | 1105-85160 | SAH-Sterile Processing | 411000608-CRE | SAH | SAH
SAH12281 | Large Volume Pump Module | 378348 | BD | 8100 | Alaris Pump | 10/14/2021 | IU | Active | 1105-85160 | SAH-Sterile Processing | 411000608-CRE | SAH | SAH
SAH12282 | Large Volume Pump Module | 378348 | BD | 8100 | Alaris Pump | 10/14/2021 | IU | Active | 1105-85160 | SAH-Sterile Processing | 411000608-CRE | SAH | SAH
SAH12283 | Large Volume Pump Module | 378348 | BD | 8100 | Alaris Pump | 10/14/2021 | IU | Active | 1105-85160 | SAH-Sterile Processing | 411000608-CRE | SAH | SAH
SAH12284 | Large Volume Pump Module | 378348 | BD | 8100 | Alaris Pump | 10/14/2021 | IU | Active | 1105-85160 | SAH-Sterile Processing | 411000608-CRE | SAH | SAH
SAH12285 | Large Volume Pump Module | 378348 | BD | 8100 | Alaris Pump | 10/14/2021 | IU | Active | 1105-85160 | SAH-Sterile Processing | 411000608-CRE | SAH | SAH
SAH12286 | Large Volume Pump Module | 378348 | BD | 8100 | Alaris Pump | 10/14/2021 | IU | Active | 1105-85160 | SAH-Sterile Processing | 411000608-CRE | SAH | SAH
SAH12287 | Large Volume Pump Module | 378348 | BD | 8100 | Alaris Pump | 10/14/2021 | IU | Active | 1105-85160 | SAH-Sterile Processing | 411000608-CRE | SAH | SAH
SAH12288 | Large Volume Pump Module | 378348 | BD | 8100 | Alaris Pump | 10/14/2021 | IU | Active | 1105-85160 | SAH-Sterile Processing | 411000608-CRE | SAH | SAH
SAH12289 | Large Volume Pump Module | 378348 | BD | 8100 | Alaris Pump | 10/14/2021 | IU | Active | 1105-85160 | SAH-Sterile Processing | 411000608-CRE | SAH | SAH
SAH12290 | Large Volume Pump Module | 378348 | BD | 8100 | Alaris Pump | 10/14/2021 | IU | Active | 1105-85160 | SAH-Sterile Processing | 411000608-CRE | SAH | SAH
SAH12291 | Large Volume Pump Module | 378348 | BD | 8100 | Alaris Pump | 10/14/2021 | IU | Active | 1105-85160 | SAH-Sterile Processing | 411000608-CRE | SAH | SAH
SAH12292 | Large Volume Pump Module | 378348 | BD | 8100 | Alaris Pump | 10/14/2021 | IU | Active | 1105-85160 | SAH-Sterile Processing | 411000608-CRE | SAH | SAH
SAH12293 | Large Volume Pump Module | 378348 | BD | 8100 | Alaris Pump | 10/14/2021 | IU | Active | 1105-85160 | SAH-Sterile Processing | 411000608-CRE | SAH | SAH
SAH12294 | Large Volume Pump Module | 378348 | BD | 8100 | Alaris Pump | 10/14/2021 | IU | Active | 1105-85160 | SAH-Sterile Processing | 411000608-CRE | SAH | SAH
SAH12295 | Large Volume Pump Module | 378348 | BD | 8100 | Alaris Pump | 10/14/2021 | IU | Active | 1105-85160 | SAH-Sterile Processing | 411000608-CRE | SAH | SAH
SAH12296 | Large Volume Pump Module | 378348 | BD | 8100 | Alaris Pump | 10/14/2021 | IU | Active | 1105-85160 | SAH-Sterile Processing | 411000608-CRE | SAH | SAH
SAH12297 | Large Volume Pump Module | 378348 | BD | 8100 | Alaris Pump | 10/14/2021 | IU | Active | 1105-85160 | SAH-Sterile Processing | 411000608-CRE | SAH | SAH
SAH12298 | Large Volume Pump Module | 378348 | BD | 8100 | Alaris Pump | 10/14/2021 | IU | Active | 1105-85160 | SAH-Sterile Processing | 411000608-CRE | SAH | SAH
SAH12299 | Large Volume Pump Module | 378348 | BD | 8100 | Alaris Pump | 10/14/2021 | IU | Active | 1105-85160 | SAH-Sterile Processing | 411000608-CRE | SAH | SAH
SAH12300 | Large Volume Pump Module | 378348 | BD | 8100 | Alaris Pump | 10/14/2021 | IU | Active | 1105-85160 | SAH-Sterile Processing | 411000608-CRE | SAH | SAH
SAH12301 | Large Volume Pump Module | 378348 | BD | 8100 | Alaris Pump | 10/14/2021 | IU | Active | 1105-85160 | SAH-Sterile Processing | 411000608-CRE | SAH | SAH
SAH12302 | Large Volume Pump Module | 378348 | BD | 8100 | Alaris Pump | 10/14/2021 | IU | Active | 1105-85160 | SAH-Sterile Processing | 411000608-CRE | SAH | SAH
SAH12303 | Large Volume Pump Module | 378348 | BD | 8100 | Alaris Pump | 10/14/2021 | IU | Active | 1105-85160 | SAH-Sterile Processing | 411000608-CRE | SAH | SAH
SAH12304 | Large Volume Pump Module | 378348 | BD | 8100 | Alaris Pump | 10/14/2021 | IU | Active | 1105-85160 | SAH-Sterile Processing | 411000608-CRE | SAH | SAH
SAH12305 | Large Volume Pump Module | 378348 | BD | 8100 | Alaris Pump | 10/14/2021 | IU | Active | 1105-85160 | SAH-Sterile Processing | 411000608-CRE | SAH | SAH
SAH12306 | Large Volume Pump Module | 378348 | BD | 8100 | Alaris Pump | 10/14/2021 | IU | Active | 1105-85160 | SAH-Sterile Processing | 411000608-CRE | SAH | SAH
SAH12307 | Large Volume Pump Module | 378348 | BD | 8100 | Alaris Pump | 10/14/2021 | IU | Active | 1105-85160 | SAH-Sterile Processing | 411000608-CRE | SAH | SAH
SAH12308 | Large Volume Pump Module | 378348 | BD | 8100 | Alaris Pump | 10/14/2021 | IU | Active | 1105-85160 | SAH-Sterile Processing | 411000608-CRE | SAH | SAH
SAH12309 | Large Volume Pump Module | 378348 | BD | 8100 | Alaris Pump | 10/14/2021 | IU | Active | 1105-85160 | SAH-Sterile Processing | 411000608-CRE | SAH | SAH
SAH12310 | Large Volume Pump Module | 378348 | BD | 8100 | Alaris Pump | 10/14/2021 | IU | Active | 1105-85160 | SAH-Sterile Processing | 411000608-CRE | SAH | SAH
SAH12311 | Large Volume Pump Module | 378348 | BD | 8100 | Alaris Pump | 10/14/2021 | IU | Active | 1105-85160 | SAH-Sterile Processing | 411000608-CRE | SAH | SAH
SAH12312 | Large Volume Pump Module | 378348 | BD | 8100 | Alaris Pump | 10/14/2021 | IU | Active | 1105-85160 | SAH-Sterile Processing | 411000608-CRE | SAH | SAH
SAH12313 | Large Volume Pump Module | 378348 | BD | 8100 | Alaris Pump | 10/14/2021 | IU | Active | 1105-85160 | SAH-Sterile Processing | 411000608-CRE | SAH | SAH
SAH12314 | Large Volume Pump Module | 378348 | BD | 8100 | Alaris Pump | 10/14/2021 | IU | Active | 1105-85160 | SAH-Sterile Processing | 411000608-CRE | SAH | SAH
SAH12315 | Large Volume Pump Module | 378348 | BD | 8100 | Alaris Pump | 10/14/2021 | IU | Active | 1105-85160 | SAH-Sterile Processing | 411000608-CRE | SAH | SAH
SAH12316 | Large Volume Pump Module | 378348 | BD | 8100 | Alaris Pump | 10/14/2021 | IU | Active | 1105-85160 | SAH-Sterile Processing | 411000608-CRE | SAH | SAH
SAH12317 | Large Volume Pump Module | 378348 | BD | 8100 | Alaris Pump | 10/14/2021 | IU | Active | 1105-85160 | SAH-Sterile Processing | 411000608-CRE | SAH | SAH
SAH12318 | Large Volume Pump Module | 378348 | BD | 8100 | Alaris Pump | 10/14/2021 | IU | Active | 1105-85160 | SAH-Sterile Processing | 411000608-CRE | SAH | SAH
SAH12319 | Large Volume Pump Module | 378348 | BD | 8100 | Alaris Pump | 10/14/2021 | IU | Active | 1105-85160 | SAH-Sterile Processing | 411000608-CRE | SAH | SAH
SAH1232 | 4x 15A 15ft Cord HGPower Strip | 106890 | Tripp Lite | PS-415-HG-OEM | PS-415-HG-OEM | 05/22/2016 | IU | Active | 1105-20100 | SAH-Anesthesiology | OR PURCHASE | SAH | SAH
SAH12320 | Large Volume Pump Module | 378348 | BD | 8100 | Alaris Pump | 10/14/2021 | IU | Active | 1105-85160 | SAH-Sterile Processing | 411000608-CRE | SAH | SAH
SAH12321 | Large Volume Pump Module | 378348 | BD | 8100 | Alaris Pump | 10/14/2021 | IU | Active | 1105-85160 | SAH-Sterile Processing | 411000608-CRE | SAH | SAH
SAH12322 | Large Volume Pump Module | 378348 | BD | 8100 | Alaris Pump | 10/14/2021 | IU | Active | 1105-85160 | SAH-Sterile Processing | 411000608-CRE | SAH | SAH
SAH12323 | Large Volume Pump Module | 378348 | BD | 8100 | Alaris Pump | 10/14/2021 | IU | Active | 1105-85160 | SAH-Sterile Processing | 411000608-CRE | SAH | SAH
SAH12324 | Large Volume Pump Module | 378348 | BD | 8100 | Alaris Pump | 10/14/2021 | IU | Active | 1105-85160 | SAH-Sterile Processing | 411000608-CRE | SAH | SAH
SAH12325 | Large Volume Pump Module | 378348 | BD | 8100 | Alaris Pump | 10/14/2021 | IU | Active | 1105-85160 | SAH-Sterile Processing | 411000608-CRE | SAH | SAH
SAH12326 | Large Volume Pump Module | 378348 | BD | 8100 | Alaris Pump | 10/14/2021 | IU | Active | 1105-85160 | SAH-Sterile Processing | 411000608-CRE | SAH | SAH
SAH12327 | Large Volume Pump Module | 378348 | BD | 8100 | Alaris Pump | 10/14/2021 | IU | Active | 1105-85160 | SAH-Sterile Processing | 411000608-CRE | SAH | SAH
SAH12328 | Large Volume Pump Module | 378348 | BD | 8100 | Alaris Pump | 10/14/2021 | IU | Active | 1105-85160 | SAH-Sterile Processing | 411000608-CRE | SAH | SAH
SAH12329 | Large Volume Pump Module | 378348 | BD | 8100 | Alaris Pump | 10/14/2021 | IU | Active | 1105-85160 | SAH-Sterile Processing | 411000608-CRE | SAH | SAH
SAH1233 | 4x 15A 15ft Cord HGPower Strip | 106890 | Tripp Lite | PS-415-HG-OEM | PS-415-HG-OEM | 05/22/2016 | IU | Active | 1105-20100 | SAH-Anesthesiology | OR PURCHASE | SAH | SAH
SAH12330 | Large Volume Pump Module | 378348 | BD | 8100 | Alaris Pump | 10/14/2021 | IU | Active | 1105-85160 | SAH-Sterile Processing | 411000608-CRE | SAH | SAH
SAH12331 | Large Volume Pump Module | 378348 | BD | 8100 | Alaris Pump | 10/14/2021 | IU | Active | 1105-85160 | SAH-Sterile Processing | 411000608-CRE | SAH | SAH
SAH12332 | Large Volume Pump Module | 378348 | BD | 8100 | Alaris Pump | 10/14/2021 | IU | Active | 1105-85160 | SAH-Sterile Processing | 411000608-CRE | SAH | SAH
SAH12333 | Large Volume Pump Module | 378348 | BD | 8100 | Alaris Pump | 10/14/2021 | IU | Active | 1105-85160 | SAH-Sterile Processing | 411000608-CRE | SAH | SAH
SAH12334 | Large Volume Pump Module | 378348 | BD | 8100 | Alaris Pump | 10/14/2021 | IU | Active | 1105-85160 | SAH-Sterile Processing | 411000608-CRE | SAH | SAH
SAH12335 | Large Volume Pump Module | 378348 | BD | 8100 | Alaris Pump | 10/14/2021 | IU | Active | 1105-85160 | SAH-Sterile Processing | 411000608-CRE | SAH | SAH
SAH12336 | Large Volume Pump Module | 378348 | BD | 8100 | Alaris Pump | 10/14/2021 | IU | Active | 1105-85160 | SAH-Sterile Processing | 411000608-CRE | SAH | SAH
SAH12337 | Large Volume Pump Module | 378348 | BD | 8100 | Alaris Pump | 10/14/2021 | IU | Active | 1105-85160 | SAH-Sterile Processing | 411000608-CRE | SAH | SAH
SAH12338 | Large Volume Pump Module | 378348 | BD | 8100 | Alaris Pump | 10/14/2021 | IU | Active | 1105-85160 | SAH-Sterile Processing | 411000608-CRE | SAH | SAH
SAH12339 | Large Volume Pump Module | 378348 | BD | 8100 | Alaris Pump | 10/14/2021 | IU | Active | 1105-85160 | SAH-Sterile Processing | 411000608-CRE | SAH | SAH
SAH1234 | Nerve Block Stimulators | 106650 | Sun Med | 8-1053-60 | Sun Stim | 03/08/2018 | 04 | Inventory | 1105-21100 | SAH-Surgery | BISC | SAH | SAH
SAH12340 | Large Volume Pump Module | 378348 | BD | 8100 | Alaris Pump | 10/14/2021 | IU | Active | 1105-85160 | SAH-Sterile Processing | 411000608-CRE | SAH | SAH
SAH12341 | Large Volume Pump Module | 378348 | BD | 8100 | Alaris Pump | 10/14/2021 | IU | Active | 1105-85160 | SAH-Sterile Processing | 411000608-CRE | SAH | SAH
SAH12342 | Large Volume Pump Module | 378348 | BD | 8100 | Alaris Pump | 10/14/2021 | IU | Active | 1105-85160 | SAH-Sterile Processing | 411000608-CRE | SAH | SAH
SAH12343 | Large Volume Pump Module | 378348 | BD | 8100 | Alaris Pump | 10/14/2021 | IU | Active | 1105-85160 | SAH-Sterile Processing | 411000608-CRE | SAH | SAH
SAH12344 | Large Volume Pump Module | 378348 | BD | 8100 | Alaris Pump | 10/14/2021 | IU | Active | 1105-85160 | SAH-Sterile Processing | 411000608-CRE | SAH | SAH
SAH12345 | Large Volume Pump Module | 378348 | BD | 8100 | Alaris Pump | 10/14/2021 | IU | Active | 1105-85160 | SAH-Sterile Processing | 411000608-CRE | SAH | SAH
SAH12346 | Large Volume Pump Module | 378348 | BD | 8100 | Alaris Pump | 10/14/2021 | IU | Active | 1105-85160 | SAH-Sterile Processing | 411000608-CRE | SAH | SAH
SAH12347 | Large Volume Pump Module | 378348 | BD | 8100 | Alaris Pump | 10/14/2021 | IU | Active | 1105-85160 | SAH-Sterile Processing | 411000608-CRE | SAH | SAH
SAH12348 | Large Volume Pump Module | 378348 | BD | 8100 | Alaris Pump | 10/14/2021 | IU | Active | 1105-85160 | SAH-Sterile Processing | 411000608-CRE | SAH | SAH
SAH12349 | Large Volume Pump Module | 378348 | BD | 8100 | Alaris Pump | 10/14/2021 | IU | Active | 1105-85160 | SAH-Sterile Processing | 411000608-CRE | SAH | SAH
SAH12350 | Large Volume Pump Module | 378348 | BD | 8100 | Alaris Pump | 10/14/2021 | IU | Active | 1105-85160 | SAH-Sterile Processing | 411000608-CRE | SAH | SAH
SAH12351 | Large Volume Pump Module | 378348 | BD | 8100 | Alaris Pump | 10/14/2021 | IU | Active | 1105-85160 | SAH-Sterile Processing | 411000608-CRE | SAH | SAH
SAH12352 | Large Volume Pump Module | 378348 | BD | 8100 | Alaris Pump | 10/14/2021 | IU | Active | 1105-85160 | SAH-Sterile Processing | 411000608-CRE | SAH | SAH
SAH12353 | Large Volume Pump Module | 378348 | BD | 8100 | Alaris Pump | 10/14/2021 | IU | Active | 1105-85160 | SAH-Sterile Processing | 411000608-CRE | SAH | SAH
SAH12354 | Large Volume Pump Module | 378348 | BD | 8100 | Alaris Pump | 10/14/2021 | IU | Active | 1105-85160 | SAH-Sterile Processing | 411000608-CRE | SAH | SAH
SAH12355 | Large Volume Pump Module | 378348 | BD | 8100 | Alaris Pump | 10/14/2021 | IU | Active | 1105-85160 | SAH-Sterile Processing | 411000608-CRE | SAH | SAH
SAH12356 | Large Volume Pump Module | 378348 | BD | 8100 | Alaris Pump | 10/14/2021 | IU | Active | 1105-85160 | SAH-Sterile Processing | 411000608-CRE | SAH | SAH
SAH12357 | Large Volume Pump Module | 378348 | BD | 8100 | Alaris Pump | 10/14/2021 | IU | Active | 1105-85160 | SAH-Sterile Processing | 411000608-CRE | SAH | SAH
SAH12358 | Large Volume Pump Module | 378348 | BD | 8100 | Alaris Pump | 10/14/2021 | IU | Active | 1105-85160 | SAH-Sterile Processing | 411000608-CRE | SAH | SAH
SAH12359 | Large Volume Pump Module | 378348 | BD | 8100 | Alaris Pump | 10/14/2021 | IU | Active | 1105-85160 | SAH-Sterile Processing | 411000608-CRE | SAH | SAH
SAH12360 | Large Volume Pump Module | 378348 | BD | 8100 | Alaris Pump | 10/14/2021 | IU | Active | 1105-85160 | SAH-Sterile Processing | 411000608-CRE | SAH | SAH
SAH12361 | Large Volume Pump Module | 378348 | BD | 8100 | Alaris Pump | 10/14/2021 | IU | Active | 1105-85160 | SAH-Sterile Processing | 411000608-CRE | SAH | SAH
SAH12362 | Large Volume Pump Module | 378348 | BD | 8100 | Alaris Pump | 10/14/2021 | IU | Active | 1105-85160 | SAH-Sterile Processing | 411000608-CRE | SAH | SAH
SAH12363 | Large Volume Pump Module | 378348 | BD | 8100 | Alaris Pump | 10/14/2021 | IU | Active | 1105-85160 | SAH-Sterile Processing | 411000608-CRE | SAH | SAH
SAH12364 | Large Volume Pump Module | 378348 | BD | 8100 | Alaris Pump | 10/14/2021 | IU | Active | 1105-85160 | SAH-Sterile Processing | 411000608-CRE | SAH | SAH
SAH12365 | Large Volume Pump Module | 378348 | BD | 8100 | Alaris Pump | 10/14/2021 | IU | Active | 1105-85160 | SAH-Sterile Processing | 411000608-CRE | SAH | SAH
SAH12366 | Large Volume Pump Module | 378348 | BD | 8100 | Alaris Pump | 10/14/2021 | IU | Active | 1105-85160 | SAH-Sterile Processing | 411000608-CRE | SAH | SAH
SAH12367 | Large Volume Pump Module | 378348 | BD | 8100 | Alaris Pump | 10/14/2021 | IU | Active | 1105-85160 | SAH-Sterile Processing | 411000608-CRE | SAH | SAH
SAH12368 | Large Volume Pump Module | 378348 | BD | 8100 | Alaris Pump | 10/14/2021 | IU | Active | 1105-85160 | SAH-Sterile Processing | 411000608-CRE | SAH | SAH
SAH12369 | Large Volume Pump Module | 378348 | BD | 8100 | Alaris Pump | 10/14/2021 | IU | Active | 1105-85160 | SAH-Sterile Processing | 411000608-CRE | SAH | SAH
SAH1237 | Dual Surgical Lights | 107114 | STERIS Corp | Harmony LED | Harmony LED | 03/23/2011 | IU | Active | 1105-21100 | SAH-Surgery | 411000061-0-CRE | SAH | SAH
SAH12370 | Large Volume Pump Module | 378348 | BD | 8100 | Alaris Pump | 10/14/2021 | IU | Active | 1105-85160 | SAH-Sterile Processing | 411000608-CRE | SAH | SAH
SAH12371 | Large Volume Pump Module | 378348 | BD | 8100 | Alaris Pump | 10/14/2021 | IU | Active | 1105-85160 | SAH-Sterile Processing | 411000608-CRE | SAH | SAH
SAH12372 | Large Volume Pump Module | 378348 | BD | 8100 | Alaris Pump | 10/14/2021 | IU | Active | 1105-85160 | SAH-Sterile Processing | 411000608-CRE | SAH | SAH
SAH12373 | Large Volume Pump Module | 378348 | BD | 8100 | Alaris Pump | 10/14/2021 | IU | Active | 1105-85160 | SAH-Sterile Processing | 411000608-CRE | SAH | SAH
SAH12374 | Large Volume Pump Module | 378348 | BD | 8100 | Alaris Pump | 10/14/2021 | IU | Active | 1105-85160 | SAH-Sterile Processing | 411000608-CRE | SAH | SAH
SAH12375 | Large Volume Pump Module | 378348 | BD | 8100 | Alaris Pump | 10/14/2021 | IU | Active | 1105-85160 | SAH-Sterile Processing | 411000608-CRE | SAH | SAH
SAH12376 | Large Volume Pump Module | 378348 | BD | 8100 | Alaris Pump | 10/14/2021 | IU | Active | 1105-85160 | SAH-Sterile Processing | 411000608-CRE | SAH | SAH
SAH12377 | Large Volume Pump Module | 378348 | BD | 8100 | Alaris Pump | 10/14/2021 | IU | Active | 1105-85160 | SAH-Sterile Processing | 411000608-CRE | SAH | SAH
SAH12378 | Large Volume Pump Module | 378348 | BD | 8100 | Alaris Pump | 10/14/2021 | IU | Active | 1105-85160 | SAH-Sterile Processing | 411000608-CRE | SAH | SAH
SAH12379 | Large Volume Pump Module | 378348 | BD | 8100 | Alaris Pump | 10/14/2021 | IU | Active | 1105-85160 | SAH-Sterile Processing | 411000608-CRE | SAH | SAH
SAH1238 | Electrosurgical Unit | 101345 | CONMED Corp | 60-8005-001 | SYSTEM 5000 | 10/30/2007 | IU | Active | 1105-21100 | SAH-Surgery | 000 | SAH | SAH
SAH12380 | Large Volume Pump Module | 378348 | BD | 8100 | Alaris Pump | 10/14/2021 | IU | Active | 1105-85160 | SAH-Sterile Processing | 411000608-CRE | SAH | SAH
SAH12381 | Large Volume Pump Module | 378348 | BD | 8100 | Alaris Pump | 10/14/2021 | IU | Active | 1105-85160 | SAH-Sterile Processing | 411000608-CRE | SAH | SAH
SAH12382 | Large Volume Pump Module | 378348 | BD | 8100 | Alaris Pump | 10/14/2021 | IU | Active | 1105-85160 | SAH-Sterile Processing | 411000608-CRE | SAH | SAH
SAH12383 | Large Volume Pump Module | 378348 | BD | 8100 | Alaris Pump | 10/14/2021 | IU | Active | 1105-85160 | SAH-Sterile Processing | 411000608-CRE | SAH | SAH
SAH12384 | Large Volume Pump Module | 378348 | BD | 8100 | Alaris Pump | 10/14/2021 | IU | Active | 1105-85160 | SAH-Sterile Processing | 411000608-CRE | SAH | SAH
SAH12385 | Large Volume Pump Module | 378348 | BD | 8100 | Alaris Pump | 10/14/2021 | IU | Active | 1105-85160 | SAH-Sterile Processing | 411000608-CRE | SAH | SAH
SAH12386 | Large Volume Pump Module | 378348 | BD | 8100 | Alaris Pump | 10/14/2021 | IU | Active | 1105-85160 | SAH-Sterile Processing | 411000608-CRE | SAH | SAH
SAH12387 | Large Volume Pump Module | 378348 | BD | 8100 | Alaris Pump | 10/14/2021 | IU | Active | 1105-85160 | SAH-Sterile Processing | 411000608-CRE | SAH | SAH
SAH12388 | Large Volume Pump Module | 378348 | BD | 8100 | Alaris Pump | 10/14/2021 | IU | Active | 1105-85160 | SAH-Sterile Processing | 411000608-CRE | SAH | SAH
SAH12389 | Large Volume Pump Module | 378348 | BD | 8100 | Alaris Pump | 10/14/2021 | IU | Active | 1105-85160 | SAH-Sterile Processing | 411000608-CRE | SAH | SAH
SAH12390 | Large Volume Pump Module | 378348 | BD | 8100 | Alaris Pump | 10/14/2021 | IU | Active | 1105-85160 | SAH-Sterile Processing | 411000608-CRE | SAH | SAH
SAH12391 | Large Volume Pump Module | 378348 | BD | 8100 | Alaris Pump | 10/14/2021 | IU | Active | 1105-85160 | SAH-Sterile Processing | 411000608-CRE | SAH | SAH
SAH12392 | Large Volume Pump Module | 378348 | BD | 8100 | Alaris Pump | 10/14/2021 | IU | Active | 1105-85160 | SAH-Sterile Processing | 411000608-CRE | SAH | SAH
SAH12393 | Large Volume Pump Module | 378348 | BD | 8100 | Alaris Pump | 10/14/2021 | IU | Active | 1105-85160 | SAH-Sterile Processing | 411000608-CRE | SAH | SAH
SAH12394 | Large Volume Pump Module | 378348 | BD | 8100 | Alaris Pump | 10/14/2021 | IU | Active | 1105-85160 | SAH-Sterile Processing | 411000608-CRE | SAH | SAH
SAH12395 | Large Volume Pump Module | 378348 | BD | 8100 | Alaris Pump | 10/14/2021 | IU | Active | 1105-85160 | SAH-Sterile Processing | 411000608-CRE | SAH | SAH
SAH12396 | Large Volume Pump Module | 378348 | BD | 8100 | Alaris Pump | 10/14/2021 | IU | Active | 1105-85160 | SAH-Sterile Processing | 411000608-CRE | SAH | SAH
SAH12397 | Large Volume Pump Module | 378348 | BD | 8100 | Alaris Pump | 10/14/2021 | IU | Active | 1105-85160 | SAH-Sterile Processing | 411000608-CRE | SAH | SAH
SAH12398 | Large Volume Pump Module | 378348 | BD | 8100 | Alaris Pump | 10/14/2021 | IU | Active | 1105-85160 | SAH-Sterile Processing | 411000608-CRE | SAH | SAH
SAH12399 | Large Volume Pump Module | 378348 | BD | 8100 | Alaris Pump | 10/14/2021 | IU | Active | 1105-85160 | SAH-Sterile Processing | 411000608-CRE | SAH | SAH
SAH1240 | Electrosurgical Unit | 101345 | CONMED Corp | 60-8005-001 | SYSTEM 5000 | 10/30/2007 | IU | Active | 1105-21100 | SAH-Surgery | 000 | SAH | SAH
SAH12400 | Large Volume Pump Module | 378348 | BD | 8100 | Alaris Pump | 10/14/2021 | IU | Active | 1105-85160 | SAH-Sterile Processing | 411000608-CRE | SAH | SAH
SAH12401 | Large Volume Pump Module | 378348 | BD | 8100 | Alaris Pump | 10/14/2021 | IU | Active | 1105-85160 | SAH-Sterile Processing | 411000608-CRE | SAH | SAH
SAH12402 | Large Volume Pump Module | 378348 | BD | 8100 | Alaris Pump | 10/14/2021 | IU | Active | 1105-85160 | SAH-Sterile Processing | 411000608-CRE | SAH | SAH
SAH12403 | Large Volume Pump Module | 378348 | BD | 8100 | Alaris Pump | 10/14/2021 | IU | Active | 1105-85160 | SAH-Sterile Processing | 411000608-CRE | SAH | SAH
SAH12404 | Large Volume Pump Module | 378348 | BD | 8100 | Alaris Pump | 10/14/2021 | IU | Active | 1105-85160 | SAH-Sterile Processing | 411000608-CRE | SAH | SAH
SAH12405 | Large Volume Pump Module | 378348 | BD | 8100 | Alaris Pump | 10/14/2021 | IU | Active | 1105-85160 | SAH-Sterile Processing | 411000608-CRE | SAH | SAH
SAH12406 | Large Volume Pump Module | 378348 | BD | 8100 | Alaris Pump | 10/14/2021 | IU | Active | 1105-85160 | SAH-Sterile Processing | 411000608-CRE | SAH | SAH
SAH12407 | Large Volume Pump Module | 378348 | BD | 8100 | Alaris Pump | 10/14/2021 | IU | Active | 1105-85160 | SAH-Sterile Processing | 411000608-CRE | SAH | SAH
SAH12408 | Large Volume Pump Module | 378348 | BD | 8100 | Alaris Pump | 10/14/2021 | IU | Active | 1105-85160 | SAH-Sterile Processing | 411000608-CRE | SAH | SAH
SAH12409 | Large Volume Pump Module | 378348 | BD | 8100 | Alaris Pump | 10/14/2021 | IU | Active | 1105-85160 | SAH-Sterile Processing | 411000608-CRE | SAH | SAH
SAH12410 | Large Volume Pump Module | 378348 | BD | 8100 | Alaris Pump | 10/14/2021 | IU | Active | 1105-85160 | SAH-Sterile Processing | 411000608-CRE | SAH | SAH
SAH12411 | Large Volume Pump Module | 378348 | BD | 8100 | Alaris Pump | 10/14/2021 | IU | Active | 1105-85160 | SAH-Sterile Processing | 411000608-CRE | SAH | SAH
SAH12412 | Large Volume Pump Module | 378348 | BD | 8100 | Alaris Pump | 10/14/2021 | IU | Active | 1105-85160 | SAH-Sterile Processing | 411000608-CRE | SAH | SAH
SAH12413 | Large Volume Pump Module | 378348 | BD | 8100 | Alaris Pump | 10/14/2021 | IU | Active | 1105-85160 | SAH-Sterile Processing | 411000608-CRE | SAH | SAH
SAH12414 | Large Volume Pump Module | 378348 | BD | 8100 | Alaris Pump | 10/14/2021 | IU | Active | 1105-85160 | SAH-Sterile Processing | 411000608-CRE | SAH | SAH
SAH12415 | Discrete Clinical Chem Analyze | 103243 | Abbott Laboratories Diagnostic | 03R67-01 | Alinity c | 10/19/2021 | IU | Active | 1105-31000 | SAH-Laboratory Services | 626004561 | SAH | SAH
SAH12416 | Discrete Clinical Chem Analyze | 103243 | Abbott Laboratories Diagnostic | 03R67-01 | Alinity c | 10/19/2021 | IU | Active | 1105-31000 | SAH-Laboratory Services | 626004561 | SAH | SAH
SAH12417 | Immunoassay Lab Analyzer | 103243 | Abbott Laboratories Diagnostic | 03R65-01 | Alinity i | 10/19/2021 | IU | Active | 1105-31000 | SAH-Laboratory Services | 626004561 | SAH | SAH
SAH12418 | Immunoassay Lab Analyzer | 103243 | Abbott Laboratories Diagnostic | 03R65-01 | Alinity i | 10/19/2021 | IU | Active | 1105-31000 | SAH-Laboratory Services | 626004561 | SAH | SAH
SAH12419 | System Control Module | 103243 | Abbott Laboratories Diagnostic | 03R70-01 | Alinity SCM ci Serie | 10/19/2021 | 04 | Inventory | 1105-31000 | SAH-Laboratory Services | 626004561 | SAH | SAH
SAH12420 | System Control Module | 103243 | Abbott Laboratories Diagnostic | 03R70-01 | Alinity SCM ci Serie | 10/19/2021 | 04 | Inventory | 1105-31000 | SAH-Laboratory Services | 626004561 | SAH | SAH
SAH12421 | Chemistry Analyzer | 103243 | Abbott Laboratories Diagnostic | 01L86-01 | Architect i1000SR | 01/10/2022 | 04 | Inventory | 1105-31000 | SAH-Laboratory Services | PENDING | SAH | SAH
SAH12422 | Bladder Vol and Mass Ultrasnd | 451928 | Verathon Inc | Bladderscan Prime PL | Bladderscan Prime Pl | 11/01/2021 | IU | Active | 1105-23100 | SAH-Emergency Service | 626004770 | SAH | SAH
SAH12424 | Bladder Vol and Mass Ultrasnd | 451928 | Verathon Inc | Bladderscan Prime PL | Bladderscan Prime Pl | 11/01/2021 | IU | Active | 1105-12245 | SAH-Oncology Unit AT6 | 626004770 | SAH | SAH
SAH12425 | Bladder Vol and Mass Ultrasnd | 451928 | Verathon Inc | Bladderscan Prime PL | Bladderscan Prime Pl | 11/01/2021 | IU | Active | 1105-12225 | SAH-Med/Surg Unit I 4SE | 626004770 | SAH | SAH
SAH12426 | Doppler Unit | 102764 | Huntleigh Healthcare Inc A Get | SD2 | SD2 | 11/10/2021 | 04 | Inventory | 1105-10000 | SAH-Nursing Administration | 260808487 | SAH | SAH
SAH12427 | Portable Ultrasound System | 340440 | SonoSite div of FUJIFILM | Sonosite PX | Sonosite PX | 12/06/2021 | 04 | Inventory | 1105-23100 | SAH-Emergency Service | 626004746-0-CAP | SAH | SAH
SAH12428 | Ultrasound Transducer 5-1 MHz | 340440 | SonoSite div of FUJIFILM | P23119-21 | 5-1 MHz | 11/05/2021 | 04 | Inventory | 1105-23100 | SAH-Emergency Service | 626004746-0-CAP | SAH | SAH
SAH12429 | Ultrasound Transducer | 340440 | SonoSite div of FUJIFILM | P24087-22 | P5-1 | 11/05/2021 | 04 | Inventory | 1105-23100 | SAH-Emergency Service | 626004746-0-CAP | SAH | SAH
SAH12430 | Ultrasound Transducer | 340440 | SonoSite div of FUJIFILM | P22916-20 | L12-3 | 11/05/2021 | 04 | Inventory | 1105-23100 | SAH-Emergency Service | 626004746-0-CAP | SAH | SAH
SAH12431 | Transport Monitor, Nellcor | 454750 | Mindray North America A Mindra | 6104F-PA000003 | Passport 8 | 11/18/2015 | IU | Active | 1105-12534 | SAH-Observation/Med Surg II | 611000698-0-CAP | SAH | SAH
SAH12432 | Art Pressure Tele Programmer | 546728 | Abbott Cardiac Arrhythmias and | CM3000 | CardioMEMS | 11/17/2021 | 04 | Inventory | 1105-30610 | SAH-Cardiac Cath Lab | NON-CAPITAL | SAH | SAH
SAH12433 | CareAware Connectivity Engine | 104788 | Cerner Corp | AFL3-W07A-N2930-CR | CareAware V4 | 11/25/2021 | 04 | Inventory | SAH-0020-84765 | SAH-Diagnostic Clin Applications iBus | NON-CAPITAL | SAH | SAH
SAH12434 | CareAware Connectivity Engine | 104788 | Cerner Corp | AFL3-W07A-N2930-CR | CareAware V4 | 11/25/2021 | 04 | Inventory | SAH-0020-84765 | SAH-Diagnostic Clin Applications iBus | NON-CAPITAL | SAH | SAH
SAH12437 | CareAware Connectivity Engine | 104788 | Cerner Corp | AFL3-W07A-N2930-CR | CareAware V4 | 11/25/2021 | 04 | Inventory | SAH-0020-84765 | SAH-Diagnostic Clin Applications iBus | NON-CAPITAL | SAH | SAH
SAH12438 | CareAware Connectivity Engine | 104788 | Cerner Corp | AFL3-W07A-N2930-CR | CareAware V4 | 11/25/2021 | 04 | Inventory | SAH-0020-84765 | SAH-Diagnostic Clin Applications iBus | NON-CAPITAL | SAH | SAH
SAH12439 | CareAware Connectivity Engine | 104788 | Cerner Corp | AFL3-W07A-N2930-CR | CareAware V4 | 11/25/2021 | 04 | Inventory | SAH-0020-84765 | SAH-Diagnostic Clin Applications iBus | NON-CAPITAL | SAH | SAH
SAH1244 | Surgical Table | 107114 | STERIS Corp | 4085 | 4085 | 01/27/2016 | IU | Active | 1105-21100 | SAH-Surgery | 611000730-0-CAP | SAH | SAH
SAH12440 | CareAware Connectivity Engine | 104788 | Cerner Corp | AFL3-W07A-N2930-CR | CareAware V4 | 11/25/2021 | 04 | Inventory | SAH-0020-84765 | SAH-Diagnostic Clin Applications iBus | NON-CAPITAL | SAH | SAH
SAH12441 | CareAware Connectivity Engine | 104788 | Cerner Corp | AFL3-W07A-N2930-CR | CareAware V4 | 11/25/2021 | 04 | Inventory | SAH-0020-84765 | SAH-Diagnostic Clin Applications iBus | NON-CAPITAL | SAH | SAH
SAH12442 | CareAware Connectivity Engine | 104788 | Cerner Corp | AFL3-W07A-N2930-CR | CareAware V4 | 11/25/2021 | 04 | Inventory | SAH-0020-84765 | SAH-Diagnostic Clin Applications iBus | NON-CAPITAL | SAH | SAH
SAH12443 | CareAware Connectivity Engine | 104788 | Cerner Corp | AFL3-W07A-N2930-CR | CareAware V4 | 11/25/2021 | 04 | Inventory | SAH-0020-84765 | SAH-Diagnostic Clin Applications iBus | NON-CAPITAL | SAH | SAH
SAH12444 | CareAware Connectivity Engine | 104788 | Cerner Corp | AFL3-W07A-N2930-CR | CareAware V4 | 11/25/2021 | 04 | Inventory | SAH-0020-84765 | SAH-Diagnostic Clin Applications iBus | NON-CAPITAL | SAH | SAH
SAH12445 | CareAware Connectivity Engine | 104788 | Cerner Corp | AFL3-W07A-N2930-CR | CareAware V4 | 11/25/2021 | 04 | Inventory | SAH-0020-84765 | SAH-Diagnostic Clin Applications iBus | NON-CAPITAL | SAH | SAH
SAH12446 | CareAware Connectivity Engine | 104788 | Cerner Corp | AFL3-W07A-N2930-CR | CareAware V4 | 11/25/2021 | 04 | Inventory | SAH-0020-84765 | SAH-Diagnostic Clin Applications iBus | NON-CAPITAL | SAH | SAH
SAH12447 | CareAware Connectivity Engine | 104788 | Cerner Corp | AFL3-W07A-N2930-CR | CareAware V4 | 11/25/2021 | 04 | Inventory | SAH-0020-84765 | SAH-Diagnostic Clin Applications iBus | NON-CAPITAL | SAH | SAH
SAH12448 | CareAware Connectivity Engine | 104788 | Cerner Corp | AFL3-W07A-N2930-CR | CareAware V4 | 11/25/2021 | 04 | Inventory | SAH-0020-84765 | SAH-Diagnostic Clin Applications iBus | NON-CAPITAL | SAH | SAH
SAH12449 | CareAware Connectivity Engine | 104788 | Cerner Corp | AFL3-W07A-N2930-CR | CareAware V4 | 11/25/2021 | 04 | Inventory | SAH-0020-84765 | SAH-Diagnostic Clin Applications iBus | NON-CAPITAL | SAH | SAH
SAH1245 | Dual Surgical Lights | 107114 | STERIS Corp | Harmony LED | Harmony LED | 04/01/2011 | IU | Active | 1105-21100 | SAH-Surgery | 411000225-0-CRE | SAH | SAH
SAH12450 | CareAware Connectivity Engine | 104788 | Cerner Corp | AFL3-W07A-N2930-CR | CareAware V4 | 11/25/2021 | 04 | Inventory | SAH-0020-84765 | SAH-Diagnostic Clin Applications iBus | NON-CAPITAL | SAH | SAH
SAH12451 | CareAware Connectivity Engine | 104788 | Cerner Corp | AFL3-W07A-N2930-CR | CareAware V4 | 11/25/2021 | 04 | Inventory | SAH-0020-84765 | SAH-Diagnostic Clin Applications iBus | NON-CAPITAL | SAH | SAH
SAH12452 | CareAware Connectivity Engine | 104788 | Cerner Corp | AFL3-W07A-N2930-CR | CareAware V4 | 11/25/2021 | 04 | Inventory | SAH-0020-84765 | SAH-Diagnostic Clin Applications iBus | NON-CAPITAL | SAH | SAH
SAH12453 | CareAware Connectivity Engine | 104788 | Cerner Corp | AFL3-W07A-N2930-CR | CareAware V4 | 11/25/2021 | 04 | Inventory | SAH-0020-84765 | SAH-Diagnostic Clin Applications iBus | NON-CAPITAL | SAH | SAH
SAH12454 | Vital Signs Monitor | 101850 | Welch Allyn Inc A Subsidiary | VSM 6000 SERIES | VSM 6000 SERIES | 03/20/2012 | IU | Active | 1105-12245 | SAH-Oncology Unit AT6 | 420002379-0-CRE | SAH | SAH
SAH12455 | Bedside Physiologic Monitor | 440964 | GE Healthcare Technologies | B450 | Carescape B450 | 11/29/2021 | IU | Active | 1105-34110 | SAH-Angiocardiography | 626004779-0-CAP | SAH | SAH
SAH12456 | Patient Data Module | 440964 | GE Healthcare Technologies | 2016793-103 | PDM | 12/15/2021 | IU | Active | 1105-34110 | SAH-Angiocardiography | 626004779-0-CAP | SAH | SAH
SAH12457 | Gas Module | 440964 | GE Healthcare Technologies | E-MiniC-00 | E-MiniC-00 | 12/15/2021 | MI | Missing | 1105-34110 | SAH-Angiocardiography | 626004779-0-CAP | SAH | SAH
SAH12458 | Central Station Computer | 440964 | GE Healthcare Technologies | MAI800 | Carescape Central V3 | 12/06/2021 | IU | Active | 1105-12250 | SAH-Med/Surg/Tele Unit AT5 | 626004692-0-CAP | SAH | SAH
SAH12459 | Temperature Management System | 451492 | Medivance Inc A Bard Medical C | 6000 | Arctic Sun Stat 6000 | 12/15/2021 | IU | Active | 1105-13100 | SAH-Intensive Care Unit | 626004752-0-cap | SAH | SAH
SAH1246 | Surgical Table | 107114 | STERIS Corp | 3080 | 3080 | 07/01/1999 | IU | Active | 1105-21100 | SAH-Surgery | FIU | SAH | SAH
SAH12460 | Vital Signs Simulator | 178848 | Fluke Biomedical | ProSim 8 | ProSim 8 | 12/15/2021 | IU | Active | 1105-88570 | SAH-Clinical Engineering | 711010312-0-CES | SAH | SAH
SAH12461 | Bedside Physiologic Monitor | 440964 | GE Healthcare Technologies | B450 | Carescape B450 | 12/15/2021 | IU | Active | 1105-20100 | SAH-Anesthesiology | 626004543-0-CAP | SAH | SAH
SAH12462 | Patient Data Module | 440964 | GE Healthcare Technologies | 2016793-103 | PDM | 12/15/2021 | IU | Active | 1105-21500 | SAH-PACU | 626004543-0-CAP | SAH | SAH
SAH12463 | ESR Erythro-Sedimentation Rate | 460782 | ALCOR Scientific Inc | iSED | iSED | 01/05/2022 | IU | Active | 1105-31000 | SAH-Laboratory Services | 260846730 | SAH | SAH
SAH1247 | Dual Surgical Lights | 107114 | STERIS Corp | Harmony LED | Harmony LED | 04/01/2011 | IU | Active | 1105-21100 | SAH-Surgery | 411000061-0-CRE | SAH | SAH
SAH12476 | Portable Ultrasound System | 340440 | SonoSite div of FUJIFILM | P20883-14 | SII | 05/21/2018 | IU | Active | 1105-21100 | SAH-Surgery | 41100417-0- CRE | SAH | SAH
SAH12477 | Light Source | 276750 | Olympus America Inc | CLK-4 | CLK-4 | 07/01/1999 | IU | Active | 1105-21100 | SAH-Surgery | 000 | SAH | SAH
SAH12478 | Curing Light | 397746 | 3M ESPE Dental Products | 5560 AA | 5560 AA | 09/19/2007 | IU | Active | 1105-21100 | SAH-Surgery | 000 | SAH | SAH
SAH12479 | Endo Video Camera Console | 107536 | Stryker Endoscopy | 1588-010-000 | 1588 AIM | 05/03/2021 | IU | Active | 1105-21100 | SAH-Surgery | 626004177-0-CAP | SAH | SAH
SAH12480 | Bedside Physiologic Monitor | 440964 | GE Healthcare Technologies | B650 | Carescape B650 | 08/17/2019 | IU | Active | 1105-13102 | SAH-Intensive Care Unit II 3NW | 626002652-0-CAP | SAH | SAH
SAH12481 | Endo Video Camera Console CCU | 107536 | Stryker Endoscopy | 1588-010-000 | 1588 AIM | 11/11/2022 | IU | Active | 1105-21100 | SAH-Surgery | 411000824 | SAH | SAH
SAH12482 | LED Lightsource With AIM TECH | 107536 | Stryker Endoscopy | 0220-220-300 | L10 | 11/11/2022 | IU | Active | 1105-21100 | SAH-Surgery | 411000824 | SAH | SAH
SAH12483 | Video Digital Capture ENDO | 107536 | Stryker Endoscopy | 0240-200-100 | Connected OR HUB | 11/11/2022 | IU | Active | 1105-21100 | SAH-Surgery | 411000824 | SAH | SAH
SAH12484 | Laparoscopic Insufflator | 107536 | Stryker Endoscopy | 0620-050-000 | PneumoClear | 11/11/2022 | IU | Active | 1105-21100 | SAH-Surgery | 411000824 | SAH | SAH
SAH12485 | Medical Grade Digital Printer | 107536 | Stryker Endoscopy | 0240-080-230 | SDP1000 | 11/11/2022 | 04 | Inventory | 1105-21100 | SAH-Surgery | 411000824 | SAH | SAH
SAH12486 | Endo Video Camera Console CCU | 107536 | Stryker Endoscopy | 1588-010-000 | 1588 AIM | 11/11/2022 | IU | Active | 1105-21100 | SAH-Surgery | 411000824 | SAH | SAH
SAH12487 | LED Lightsource With AIM TECH | 107536 | Stryker Endoscopy | 0220-220-300 | L10 | 11/11/2022 | IU | Active | 1105-21100 | SAH-Surgery | 411000824 | SAH | SAH
SAH12488 | Video Digital Capture ENDO | 107536 | Stryker Endoscopy | 0240-200-100 | Connected OR HUB | 11/11/2022 | IU | Active | 1105-21100 | SAH-Surgery | 411000824 | SAH | SAH
SAH12489 | Laparoscopic Insufflator | 107536 | Stryker Endoscopy | 0620-050-000 | PneumoClear | 11/11/2022 | IU | Active | 1105-21100 | SAH-Surgery | 411000824 | SAH | SAH
SAH12490 | Medical Grade Digital Printer | 107536 | Stryker Endoscopy | 0240-080-230 | SDP1000 | 11/11/2022 | 04 | Inventory | 1105-21100 | SAH-Surgery | 411000824 | SAH | SAH
SAH12491 | Endo Video Camera Console CCU | 107536 | Stryker Endoscopy | 1588-010-000 | 1588 AIM | 11/11/2022 | IU | Active | 1105-21100 | SAH-Surgery | 411000824 | SAH | SAH
SAH12492 | LED Lightsource With AIM TECH | 107536 | Stryker Endoscopy | 0220-220-300 | L10 | 11/11/2022 | IU | Active | 1105-21100 | SAH-Surgery | 411000824 | SAH | SAH
SAH12493 | Video Digital Capture ENDO | 107536 | Stryker Endoscopy | 0240-200-100 | Connected OR HUB | 11/11/2022 | IU | Active | 1105-21100 | SAH-Surgery | 411000824 | SAH | SAH
SAH12495 | Medical Grade Digital Printer | 107536 | Stryker Endoscopy | 0240-080-230 | SDP1000 | 11/11/2022 | 04 | Inventory | 1105-21100 | SAH-Surgery | 411000824 | SAH | SAH
SAH12496 | Single Glass Warming Cabinet | 107114 | STERIS Corp | DJ060124131 | DJ060124331 | 08/02/2023 | IU | Active | 1105-21100 | SAH-Surgery | 826307181-0-SVC | SAH | SAH
SAH12497 | Hand Held Glucometer | 440769 | Abbott Diabetes Care | 71412-70 | FreeStyle Precision | 02/08/2022 | 04 | Inventory | 1105-31350 | SAH-Point of Care Testing (POCT) 3rd | NON-CAPITAL | SAH | SAH
SAH1251 | 4x 15A 15ft Cord HGPower Strip | 106890 | Tripp Lite | PS-415-HG-OEM | PS-415-HG-OEM | 04/13/2016 | OS | In - Active | 1105-20100 | SAH-Anesthesiology | OR PURCHASE | SAH | SAH
SAH1256 | Dual Surgical Lights | 107114 | STERIS Corp | Harmony LED | Harmony LED | 04/25/2011 | IU | Active | 1105-21100 | SAH-Surgery | 411000061-0-CRE | SAH | SAH
SAH1257 | 4x 15A 15ft Cord HGPower Strip | 106890 | Tripp Lite | PS-415-HG-OEM | PS-415-HG-OEM | 04/13/2016 | OS | In - Active | 1105-20100 | SAH-Anesthesiology | OR PURCHASE | SAH | SAH
SAH1258 | 4x 15A 15ft Cord HGPower Strip | 106890 | Tripp Lite | PS-415-HG-OEM | PS-415-HG-OEM | 04/13/2016 | OS | In - Active | 1105-20100 | SAH-Anesthesiology | OR PURCHASE | SAH | SAH
SAH1259 | 4x 15A 15ft Cord HGPower Strip | 106890 | Tripp Lite | PS-415-HG-OEM | PS-415-HG-OEM | 04/13/2016 | OS | In - Active | 1105-20100 | SAH-Anesthesiology | OR PURCHASE | SAH | SAH
SAH1260 | 4x 15A 15ft Cord HGPower Strip | 106890 | Tripp Lite | PS-415-HG-OEM | PS-415-HG-OEM | 04/13/2016 | OS | In - Active | 1105-20100 | SAH-Anesthesiology | OR PURCHASE | SAH | SAH
SAH1261 | 4x 15A 15ft Cord HGPower Strip | 106890 | Tripp Lite | PS-415-HG-OEM | PS-415-HG-OEM | 04/13/2016 | IU | Active | 1105-20100 | SAH-Anesthesiology | OR PURCHASE | SAH | SAH
SAH1262 | 4x 15A 15ft Cord HGPower Strip | 106890 | Tripp Lite | PS-415-HG-OEM | PS-415-HG-OEM | 04/13/2016 | IU | Active | 1105-20100 | SAH-Anesthesiology | OR PURCHASE | SAH | SAH
SAH1263 | Surgical Table | 102186 | Skytron Div The KMW Group | 6701 | Hercules | 12/19/2008 | IU | Active | 1105-21100 | SAH-Surgery | FIU | SAH | SAH
SAH1264 | Bladder Vol and Mass Ultrasnd | 451928 | Verathon Inc | Bladderscan Prime | Bladderscan Prime | 08/10/2017 | IU | Active | 1105-21500 | SAH-PACU | 611000878-0-CAP | SAH | SAH
SAH1266 | 4x 15A 15ft Cord HGPower Strip | 106890 | Tripp Lite | PS-415-HG-OEM | PS-415-HG-OEM | 04/13/2016 | OS | In - Active | 1105-20100 | SAH-Anesthesiology | OR PURCHASE | SAH | SAH
SAH1267 | 4x 15A 15ft Cord HGPower Strip | 106890 | Tripp Lite | PS-415-HG-OEM | PS-415-HG-OEM | 04/13/2016 | IU | Active | 1105-21100 | SAH-Surgery | OR PURCHASE | SAH | SAH
SAH1270 | LED Endo Light Source | 107536 | Stryker Endoscopy | 0220-210-000 | L9000 | 12/07/2015 | IU | Active | 1105-21100 | SAH-Surgery | 611000732-0-CAP | SAH | SAH
SAH1272 | Medical Grade Digital Printer | 107536 | Stryker Endoscopy | 0240-080-230 | SDP1000 | 09/19/2013 | IU | Active | 1105-21100 | SAH-Surgery | N/A | SAH | SAH
SAH1273 | Endo Video Cart | 107536 | Stryker Endoscopy | 0240-099-011 | 0240-099-011 | 09/05/2007 | IU | Active | 1105-21100 | SAH-Surgery | . | SAH | SAH
SAH1274 | Surgical Table | 107114 | STERIS Corp | 3080SP | Quantum 3080SP | 07/01/1999 | IU | Active | 1105-21100 | SAH-Surgery | FIU | SAH | SAH
SAH1275 | Surgical Imaging Table | 170423 | Image Diagnostics Inc | IDI 100UC PLUS | Aspect 100UCPlus | 11/23/2014 | IU | Active | 1105-21100 | SAH-Surgery | 611000645-0-CAP | SAH | SAH
SAH1276 | 4x 15A 15ft Cord HGPower Strip | 106890 | Tripp Lite | PS-415-HG-OEM | PS-415-HG-OEM | 04/13/2016 | IU | Active | 1105-20100 | SAH-Anesthesiology | OR PURCHASE | SAH | SAH
SAH1277 | 4x 15A 15ft Cord HGPower Strip | 106890 | Tripp Lite | PS-415-HG-OEM | PS-415-HG-OEM | 04/13/2016 | OS | In - Active | 1105-20100 | SAH-Anesthesiology | OR PURCHASE | SAH | SAH
SAH1280 | Large Volume Pump Module | 378348 | BD | 8100 | Alaris Pump | 05/31/2012 | IU | Active | 1105-85160 | SAH-Sterile Processing | 920000849-0-CIP | SAH | SAH
SAH1281 | Large Volume Pump Module | 378348 | BD | 8100 | Alaris Pump | 05/31/2012 | IU | Active | 1105-85160 | SAH-Sterile Processing | 920000849-0-CIP | SAH | SAH
SAH1284 | Large Volume Pump Module | 378348 | BD | 8100 | Alaris Pump | 05/31/2012 | IU | Active | 1105-85160 | SAH-Sterile Processing | 920000849-0-CIP | SAH | SAH
SAH1290 | Dual Surgical Lights | 107114 | STERIS Corp | Harmony LED | Harmony LED | 03/23/2011 | IU | Active | 1105-21100 | SAH-Surgery | 411000061-0-CRE | SAH | SAH
SAH1301 | IV Fluid Warmers | 452152 | Medical Solutions Inc | TEMP 3 | TEMP 3 | 07/13/2007 | IU | Active | 1105-21100 | SAH-Surgery | NA | SAH | SAH
SAH1303 | Hip and Knee Arthroplasty Tabl | 454262 | Mizuho OSI | 6875 | Hana | 10/09/2014 | IU | Active | 1105-21100 | SAH-Surgery | 611000639-0-CAP | SAH | SAH
SAH1304 | Dual Surgical Lights | 107114 | STERIS Corp | Harmony LED | Harmony LED | 04/01/2011 | IU | Active | 1105-21100 | SAH-Surgery | 411000061-0-CRE | SAH | SAH
SAH1307 | Large Volume Pump Module | 378348 | BD | 8100 | Alaris Pump | 12/12/2016 | IU | Active | 1105-85160 | SAH-Sterile Processing | 260534611 | SAH | SAH
SAH1309 | Large Volume Pump Module | 378348 | BD | 8100 | Alaris Pump | 05/31/2012 | IU | Active | 1105-85160 | SAH-Sterile Processing | 920000849-0-CIP | SAH | SAH
SAH1310 | IV Fluid Warmers | 452152 | Medical Solutions Inc | TEMP 3 | TEMP 3 | 07/13/2007 | IU | Active | 1105-21100 | SAH-Surgery | 000 | SAH | SAH
SAH1315 | Amalgamators | 170562 | Patterson Dental Company | Ultramat 2 | Ultramat 2 | 02/10/2016 | 04 | Inventory | 1105-21100 | SAH-Surgery | FIU | SAH | SAH
SAH1318 | Digital Recorder/Printer | 440964 | GE Healthcare Technologies | 2062913-001 | PRN-50-M+ | 07/17/2018 | IU | Active | 1105-21100 | SAH-Surgery | 411000317-0-CRE | SAH | SAH
SAH1321 | Blanket Warmer | 107114 | STERIS Corp | DJ060124331 | DJ060124331 | 07/17/2018 | IU | Active | 1105-21100 | SAH-Surgery | 411000380-0-CRE | SAH | SAH
SAH1322 | Blanket Warmer | 107114 | STERIS Corp | DJ060124331 | DJ060124331 | 07/17/2018 | IU | Active | 1105-21100 | SAH-Surgery | 411000380-0-CRE | SAH | SAH
SAH1324 | Circulatory Assist Unit, Ventr | 105738 | ABIOMED Inc | 0042-0000-US | Impella Controller | 09/12/2016 | LS | High Risk | 1105-30610 | SAH-Cardiac Cath Lab | 260518437 | SAH | SAH
SAH1325 | Patient Transfer Lift | 101976 | Invacare Corp | RPL450-1 | Reliant 450 | 01/24/2007 | IU | Active | 1105-12245 | SAH-Oncology Unit AT6 | FIU | SAH | SAH
SAH1328 | Ultrasonic Dental Cleaning Sys | 102082 | Dentsply International Inc | GEN-132 | GEN-132 | 08/11/2008 | IU | Active | 1105-21100 | SAH-Surgery | 000 | SAH | SAH
SAH1329 | Portable Dental Delivery Unit | 101028 | A-Dec Inc | 3420 | PAC 1 | 04/29/2002 | IU | Active | 1105-21100 | SAH-Surgery | 000 | SAH | SAH
SAH1331 | Portable Ultrasound System | 340440 | SonoSite div of FUJIFILM | P20680-10 | Edge II | 12/06/2016 | IU | Active | 1105-21100 | SAH-Surgery | 611000820-0-CAP | SAH | SAH
SAH1332 | Ultrasound Transducer | 340440 | SonoSite div of FUJIFILM | P20311-10 | HFL38xi | 07/16/2018 | 04 | Inventory | 1105-21100 | SAH-Surgery | 611000820-0-CAP | SAH | SAH
SAH1333 | Vascular Transducer 10-5 MHz | 340440 | SonoSite div of FUJIFILM | P12742-70 | L38 | 07/16/2018 | 04 | Inventory | 1105-21100 | SAH-Surgery | 611000820-0-CAP | SAH | SAH
SAH1334 | Sterilization Process Reader | 104967 | 3M Health Care | 490 | AUTO-READER 490 | 10/28/2014 | 04 | Inventory | 1105-85160 | SAH-Sterile Processing | 260393039 | SAH | SAH
SAH1335 | 175W Endo Xenon Light Source | 102159 | KARL STORZ Endoscopy-America I | 20131520 | Nova 175 | 07/02/2014 | IU | Active | 1105-21100 | SAH-Surgery | 260378649 | SAH | SAH
SAH1336 | Hybrid Graphic Printer | 182624 | Sony Electronics Inc Medical S | UP-X898MD | UP-X898MD Digital A5 | 01/25/2017 | IU | Active | 1105-21100 | SAH-Surgery | FIU | SAH | SAH
SAH1337 | IV Fluid Warmers | 452152 | Medical Solutions Inc | TEMP 3 | TEMP 3 | 07/13/2007 | IU | Active | 1105-21100 | SAH-Surgery | 000 | SAH | SAH
SAH1338 | Warmer Solutions | 452152 | Medical Solutions Inc | 8N1-A4 | Product Level | 03/28/2012 | IU | Active | 1105-21100 | SAH-Surgery | NA | SAH | SAH
SAH1340 | Large Volume Pump Module | 378348 | BD | 8100 | Alaris Pump | 05/31/2012 | IU | Active | 1105-85160 | SAH-Sterile Processing | 920000849-0-CIP | SAH | SAH
SAH1341 | Large Volume Pump Module | 378348 | BD | 8100 | Alaris Pump | 05/31/2012 | IU | Active | 1105-85160 | SAH-Sterile Processing | 920000849-0-CIP | SAH | SAH
SAH1350 | Dual Surgical Lights | 107114 | STERIS Corp | Harmony LED | Harmony LED | 04/01/2011 | IU | Active | 1105-21100 | SAH-Surgery | 411000061-0-CRE | SAH | SAH
SAH1355 | Large Volume Pump Module | 378348 | BD | 8100 | Alaris Pump | 05/31/2012 | IU | Active | 1105-85160 | SAH-Sterile Processing | 920000849-0-CIP | SAH | SAH
SAH1356 | Large Volume Pump Module | 378348 | BD | 8100 | Alaris Pump | 05/31/2012 | IU | Active | 1105-85160 | SAH-Sterile Processing | 920000849-0-CIP | SAH | SAH
SAH1357 | Large Volume Pump Module | 378348 | BD | 8100 | Alaris Pump | 05/31/2012 | IU | Active | 1105-85160 | SAH-Sterile Processing | 920000849-0-CIP | SAH | SAH
SAH1358 | Large Volume Pump Module | 378348 | BD | 8100 | Alaris Pump | 05/31/2012 | IU | Active | 1105-85160 | SAH-Sterile Processing | 920000849-0-CIP | SAH | SAH
SAH1359 | Large Volume Pump Module | 378348 | BD | 8100 | Alaris Pump | 05/31/2012 | IU | Active | 1105-85160 | SAH-Sterile Processing | 920000849-0-CIP | SAH | SAH
SAH1367 | Pump Control Unit 5.7 Screen | 378348 | BD | 8015LS | Alaris PC 5.7 SCREEN | 05/17/2014 | IU | Active | 1105-85160 | SAH-Sterile Processing | na | SAH | SAH
SAH1371 | Nerve Block Stimulators | 106650 | Sun Med | 8-1053-60 | Sun Stim | 05/30/2017 | 04 | Inventory | 1105-20100 | SAH-Anesthesiology | 260581101 | SAH | SAH
SAH1377 | Pump Control Unit 5.7 Screen | 378348 | BD | 8015LS | Alaris PC 5.7 SCREEN | 09/01/2015 | IU | Active | 1105-37250 | SAH-Infusion Center | 611000697-0-CAP | SAH | SAH
SAH1378 | Pump Control Unit 5.7 Screen | 378348 | BD | 8015LS | Alaris PC 5.7 SCREEN | 09/01/2015 | IU | Active | 1105-37250 | SAH-Infusion Center | 611000697-0-CAP | SAH | SAH
SAH1379 | Pump Control Unit 5.7 Screen | 378348 | BD | 8015LS | Alaris PC 5.7 SCREEN | 04/26/2016 | IU | Active | 1105-37250 | SAH-Infusion Center | 611000775-0-CAP | SAH | SAH
SAH1380 | Pump Control Unit 5.7 Screen | 378348 | BD | 8015LS | Alaris PC 5.7 SCREEN | 09/01/2015 | IU | Active | 1105-37250 | SAH-Infusion Center | 611000697-0-CAP | SAH | SAH
SAH1381 | Pump Control Unit 5.7 Screen | 378348 | BD | 8015LS | Alaris PC 5.7 SCREEN | 09/01/2015 | IU | Active | 1105-37250 | SAH-Infusion Center | 611000697-0-CAP | SAH | SAH
SAH1383 | Pump Control Unit 5.7 Screen | 378348 | BD | 8015LS | Alaris PC 5.7 SCREEN | 09/01/2015 | IU | Active | 1105-37250 | SAH-Infusion Center | 611000697-0-CAP | SAH | SAH
SAH1384 | Pump Control Unit 5.7 Screen | 378348 | BD | 8015LS | Alaris PC 5.7 SCREEN | 09/01/2015 | IU | Active | 1105-37250 | SAH-Infusion Center | 611000697-0-CAP | SAH | SAH
SAH1385 | Pump Control Unit 5.7 Screen | 378348 | BD | 8015LS | Alaris PC 5.7 SCREEN | 09/01/2015 | IU | Active | 1105-37250 | SAH-Infusion Center | 611000697-0-CAP | SAH | SAH
SAH1386 | Pump Control Unit 5.7 Screen | 378348 | BD | 8015LS | Alaris PC 5.7 SCREEN | 04/26/2016 | IU | Active | 1105-37250 | SAH-Infusion Center | 611000775-0-CAP | SAH | SAH
SAH1387 | Pump Control Unit 5.7 Screen | 378348 | BD | 8015LS | Alaris PC 5.7 SCREEN | 04/26/2016 | IU | Active | 1105-37250 | SAH-Infusion Center | 611000775-0-CAP | SAH | SAH
SAH1388 | Pump Control Unit 5.7 Screen | 378348 | BD | 8015LS | Alaris PC 5.7 SCREEN | 04/26/2016 | IU | Active | 1105-37250 | SAH-Infusion Center | 611000775-0-CAP | SAH | SAH
SAH1389 | Pump Control Unit 5.7 Screen | 378348 | BD | 8015LS | Alaris PC 5.7 SCREEN | 09/01/2015 | IU | Active | 1105-37250 | SAH-Infusion Center | 611000697-0-CAP | SAH | SAH
SAH1391 | Digital Recorder/Printer | 440964 | GE Healthcare Technologies | PRN-50-M | PRN-50-M | 08/22/2011 | 04 | Inventory | 1105-88570 | SAH-Clinical Engineering | 951003168-0-CIP | SAH | SAH
SAH1395 | IV Fluid Warmers | 452152 | Medical Solutions Inc | TEMP 3 | TEMP 3 | 07/13/2007 | IU | Active | 1105-21100 | SAH-Surgery | NA | SAH | SAH
SAH1397 | Nerve Block Stimulators | 105216 | Neuro Technology Inc | MICROSTIM | MicroStim Plus | 05/08/2012 | 04 | Inventory | 1105-21100 | SAH-Surgery | unknown | SAH | SAH
SAH1398 | Peristaltic Infusion Pumps | 199733 | AngioDynamics Inc | 700-102941 | RITA Intelliflow Pum | 10/09/2014 | IU | Active | 1105-21100 | SAH-Surgery | 611000637-0-CAP | SAH | SAH
SAH1399 | RF Coag & Ablation System | 199733 | AngioDynamics Inc | 700-101731 | 1500X | 10/08/2014 | IU | Active | 1105-21100 | SAH-Surgery | 611000637-0-CAP | SAH | SAH
SAH1402 | Uterine Positioning System | 108594 | CooperSurgical Inc | AU-UPS | ALLY UPS | 09/21/2017 | IU | Active | 1105-21100 | SAH-Surgery | 260578678-0-CAP | SAH | SAH
SAH1403 | Ureteroscope Workstation | 107135 | Boston Scientific Corp | LithoVue | LithoVue Touch PC | 02/22/2017 | IU | Active | 1105-21100 | SAH-Surgery | 811017778 | SAH | SAH
SAH1405 | Endo Video Cart | 107536 | Stryker Endoscopy | 0240-099-011 | 0240-099-011 | 08/24/2007 | IU | Active | 1105-21100 | SAH-Surgery | 000 | SAH | SAH
SAH1408 | LED Endo Light Source | 107536 | Stryker Endoscopy | 0220-210-000 | L9000 | 12/07/2015 | IU | Active | 1105-21100 | SAH-Surgery | 611000732-0-CAP | SAH | SAH
SAH1412 | Video Digital Capture ENDO | 107536 | Stryker Endoscopy | 0240-060-100 | SDC3 | 03/27/2015 | IU | Active | 1105-21100 | SAH-Surgery | 411000227-0-CRE | SAH | SAH
SAH1413 | LED Endo Light Source | 107536 | Stryker Endoscopy | 0220-210-000 | L9000 | 03/27/2015 | IU | Active | 1105-21100 | SAH-Surgery | 411000227-0-CRE | SAH | SAH
SAH1414 | Medical Grade Digital Printer | 107536 | Stryker Endoscopy | 0240-080-230 | SDP1000 | 09/26/2017 | IU | Active | 1105-21100 | SAH-Surgery | FIU/EXCHANGE | SAH | SAH
SAH1416 | Wireless Video Transmitter | 107536 | Stryker Endoscopy | 0240-031-010 | SYNK | 09/26/2017 | IU | Active | 1105-21100 | SAH-Surgery | FIU | SAH | SAH
SAH1418 | 27in HD VideoMonitor | 107114 | STERIS Corp | STERIS-27-HDD-R | VIVID IMAGE | 03/16/2016 | IU | Active | 1105-21100 | SAH-Surgery | FIU | SAH | SAH
SAH1419 | 27in HD VideoMonitor | 107114 | STERIS Corp | STERIS-27-HDD-R | VIVID IMAGE | 03/16/2016 | IU | Active | 1105-21100 | SAH-Surgery | FIU | SAH | SAH
SAH1428 | IV Fluid Warmers | 452152 | Medical Solutions Inc | TEMP 3 | TEMP 3 | 07/13/2007 | IU | Active | 1105-21100 | SAH-Surgery | UNKNOWN | SAH | SAH
SAH1429 | Nerve Block Stimulators | 106650 | Sun Med | 8-1053-60 | Sun Stim | 03/08/2018 | 04 | Inventory | 1105-21100 | SAH-Surgery | BISC | SAH | SAH
SAH1446 | Large Volume Pump Module | 378348 | BD | 8100 | Alaris Pump | 05/31/2012 | IU | Active | 1105-85160 | SAH-Sterile Processing | 920000849-0-CIP | SAH | SAH
SAH1447 | Large Volume Pump Module | 378348 | BD | 8100 | Alaris Pump | 05/31/2012 | IU | Active | 1105-85160 | SAH-Sterile Processing | 920000849-0-CIP | SAH | SAH
SAH1449 | Electrosurgical Unit | 101345 | CONMED Corp | 60-8005-001 | SYSTEM 5000 | 02/19/2018 | IU | Active | 1105-21100 | SAH-Surgery | 411000385-0-CRE | SAH | SAH
SAH1450 | Nerve Block Stimulators | 106650 | Sun Med | 8-1053-60 | Sun Stim | 11/06/2013 | 04 | Inventory | 1105-21100 | SAH-Surgery | NA | SAH | SAH
SAH1451 | Electrosurgical Unit | 101345 | CONMED Corp | 60-8005-001 | SYSTEM 5000 | 02/19/2018 | IU | Active | 1105-21100 | SAH-Surgery | 411000385-0-CRE | SAH | SAH
SAH1452 | Nerve Block Stimulators | 106650 | Sun Med | 8-1053-60 | Sun Stim | 07/27/2016 | 04 | Inventory | 1105-21100 | SAH-Surgery | none | SAH | SAH
SAH1468 | Liposuction Aspirator | 202160 | Mentor Corp | PSI-TEC3 | PSI-TEC3 | 06/01/2011 | IU | Active | 1105-21100 | SAH-Surgery | 811007795 | SAH | SAH
SAH1469 | Nerve Monitor | 451932 | Medtronic Surgical Technologie | NIM-Response 3.0 | NIM-Response 3.0 | 10/05/2011 | IU | Active | 1105-21100 | SAH-Surgery | 61100467-0-CAP | SAH | SAH
SAH1488 | Compact Airway Gas Module | 440964 | GE Healthcare Technologies | E-CAiOV-00 | E-CAiOV-00 | 02/20/2014 | OS | In - Active | 1105-30610 | SAH-Cardiac Cath Lab | TRFR SJHN | SAH | SAH
SAH1489 | Portable Suction | 453450 | DeVilbiss Healthcare Inc | 7305P-D | 7305P-D | 08/22/2017 | MI | Missing | 1105-21100 | SAH-Surgery | 4461369 | SAH | SAH
SAH1492 | Dual Surgical Lights | 107114 | STERIS Corp | Harmony LED | Harmony LED | 03/23/2011 | IU | Active | 1105-21100 | SAH-Surgery | 411000061-0-CRE | SAH | SAH
SAH1494 | Ultrasound Transducer 5-1MHz | 340440 | SonoSite div of FUJIFILM | P21015-10 | rP19x/5-1MHz | 05/21/2018 | 04 | Inventory | 1105-21100 | SAH-Surgery | 41100417- CRE | SAH | SAH
SAH1495 | Ultrasound Transducer | 340440 | SonoSite div of FUJIFILM | P20311-10 | HFL38xi | 07/23/2018 | 04 | Inventory | 1105-21100 | SAH-Surgery | 41100417-0- CRE | SAH | SAH
SAH1500 | Diagnostic Ultrasound System | 439946 | GE Healthcare USA | 52025000-9 | Logiq E9 XDclear 2.0 | 09/17/2018 | IU | Active | 1105-33900 | SAH-Ultrasound | 626001744-0-CAP | SAH | SAH
SAH1503 | Linear Transducer 4-13MHz | 439946 | GE Healthcare USA | ML6-15-D | ML6-15-D | 09/11/2018 | MI | Missing | 1105-33900 | SAH-Ultrasound | 626001744-0-cap | SAH | SAH
SAH1505 | Linear Transducer | 439946 | GE Healthcare USA | 5336965 | L8-18i-D | 09/11/2018 | MI | Missing | 1105-33900 | SAH-Ultrasound | 626001744-0-cap | SAH | SAH
SAH1506 | Diagnostic Ultrasound System | 439946 | GE Healthcare USA | 5756373 | Logiq S8 XDclear 2_0 | 09/11/2018 | IU | Active | 1105-33900 | SAH-Ultrasound | 626001744-0-cap | SAH | SAH
SAH1507 | Transducer Probe | 439946 | GE Healthcare USA | 5418916 | C1-6-D | 09/17/2018 | MI | Missing | 1105-33900 | SAH-Ultrasound | 626001744-0-cap | SAH | SAH
SAH1509 | Linear Transducer 4-13MHz | 439946 | GE Healthcare USA | ML6-15-D | ML6-15-D | 09/11/2018 | IU | Active | 1105-33900 | SAH-Ultrasound | 626001744-0-cap | SAH | SAH
SAH1510 | Diagnostic Ultrasound System | 439946 | GE Healthcare USA | 5756373 | Logiq S8 XDclear 2_0 | 09/11/2018 | IU | Active | 1105-33900 | SAH-Ultrasound | 626001744-0-cap | SAH | SAH
SAH1511 | Transducer Probe | 439946 | GE Healthcare USA | 5418916 | C1-6-D | 09/17/2018 | IU | Active | 1105-33900 | SAH-Ultrasound | 626001744-0-cap | SAH | SAH
SAH1513 | Linear Transducer 4-13MHz | 439946 | GE Healthcare USA | ML6-15-D | ML6-15-D | 09/11/2018 | IU | Active | 1105-33900 | SAH-Ultrasound | 626001744-0-cap | SAH | SAH
SAH1515 | Ultrasound System Cardiac | 439946 | GE Healthcare USA | VIVID iq | VIVID iq | 08/30/2018 | IU | Active | 1105-30610 | SAH-Cardiac Cath Lab | 626001681 | SAH | SAH
SAH1519 | Vital Signs Monitor | 440964 | GE Healthcare Technologies | 2034803-002 | Carescape V100 | 04/23/2009 | IU | Active | 1105-39400 | SAH-Physical Therapy | 411000036 | SAH | SAH
SAH1520 | Patient Lift | 454170 | Arjo Inc | SPL4010 | SARA PLUS | 03/12/2010 | IU | Active | 1105-39400 | SAH-Physical Therapy | 611000367 | SAH | SAH
SAH1522 | Dialysate Conductivity Meters | 101527 | Myron L Co | D-1 | D-1 | 12/26/2018 | 04 | Inventory | 1105-32100 | SAH-Hemodialysis | FIU | SAH | SAH
SAH1523 | Dialysate Conductivity Meters | 101527 | Myron L Co | D-1 | D-1 | 12/26/2018 | 04 | Inventory | 1105-32100 | SAH-Hemodialysis | FIU | SAH | SAH
SAH1527 | EKG Mulitchannel Interp | 440964 | GE Healthcare Technologies | MAC 5500 | MAC 5500 | 12/06/2016 | IU | Active | 1105-39813 | SAH-Life Help Clinic | 611000848-0-CAP | SAH | SAH
SAH1530 | Telemetry Transmitter | 440964 | GE Healthcare Technologies | ApexPro CH | ApexPro CH | 04/22/2016 | 04 | Inventory | 1105-10600 | SAH-Monitor Techs CMU | 260499021 | SAH | SAH
SAH1534 | 4x 15A 15ft Cord HGPower Strip | 106890 | Tripp Lite | PS-415-HG-OEM | PS-415-HG-OEM | 04/27/2017 | IU | Active | 1105-35000 | SAH-Respiratory Care Services 2nd | STAPLES | SAH | SAH
SAH1535 | Non-Invasive Ventilator | 454161 | Philips Respironics | V60 | Respironics V60 | 11/19/2012 | LS | High Risk | 1105-35000 | SAH-Respiratory Care Services 2nd | 411000135-0-CRE | SAH | SAH
SAH1536 | Humidifier, Heated | 255300 | Fisher & Paykel Healthcare Inc | MR850JHU | MR850 | 04/09/2015 | IU | Active | 1105-35000 | SAH-Respiratory Care Services 2nd | N/A-LEASED | SAH | SAH
SAH1537 | 4x 15A 15ft Cord HGPower Strip | 106890 | Tripp Lite | PS-415-HG-OEM | PS-415-HG-OEM | 01/18/2017 | IU | Active | 1105-35000 | SAH-Respiratory Care Services 2nd | STAPLES | SAH | SAH
SAH1538 | Non-Invasive Ventilator | 454161 | Philips Respironics | V60 | Respironics V60 | 11/19/2012 | LS | High Risk | 1105-35000 | SAH-Respiratory Care Services 2nd | 411000135-0-CRE | SAH | SAH
SAH1539 | Nebulizer controller | 453493 | Aerogen (Ireland) Ltd | Aeroneb Pro-X | Aeroneb Pro-X | 12/11/2017 | 04 | Inventory | 1105-35000 | SAH-Respiratory Care Services 2nd | 260608539 | SAH | SAH
SAH1540 | Humidifier, Heated | 255300 | Fisher & Paykel Healthcare Inc | MR850JHU | MR850 | 11/28/2016 | IU | Active | 1105-35000 | SAH-Respiratory Care Services 2nd | 260540021 | SAH | SAH
SAH1544 | Portable Suction | 452041 | Ohio Medical Corp | 758000 | Care E Vac 3 | 12/13/2016 | IU | Active | 1105-39600 | SAH-Cardiac Rehab | 260546465 | SAH | SAH
SAH1545 | Portable Ultrasound System | 340440 | SonoSite div of FUJIFILM | P20883-14 | SII | 05/30/2018 | 04 | Inventory | 1105-37200 | SAH-IV Therapy | 626001530-CAP | SAH | SAH
SAH1549 | Catheter Tip Confirmation Disp | 163054 | Bard Access Systems Div C R | 9770130 | Sherlock 3CG TCS | 02/13/2017 | 04 | Inventory | 1105-37200 | SAH-IV Therapy | 260561405 | SAH | SAH
SAH1552 | Printer | 473839 | Brother International | MW-260MFi | MPrint | 02/22/2017 | 04 | Inventory | 1105-37200 | SAH-IV Therapy | 260561405 | SAH | SAH
SAH1563 | US Doppler Flow Detector | 102998 | Parks Medical Electronics Inc | 811BL |  | 06/01/2011 | 04 | Inventory | 1105-13100 | SAH-Intensive Care Unit | 260194943-CAP | SAH | SAH
SAH1566 | I-Stat Downloader/Charger | 450992 | Abbott Point of Care Div | DRC-300 | DRC-300 | 06/01/2021 | 04 | Inventory | 1105-31350 | SAH-Point of Care Testing (POCT) 3rd | 620002757-0-CAP | SAH | SAH
SAH1568 | Pulse Oximeter | 234402 | Nellcor Puritan Bennet | N-40 | N-40 | 10/11/2002 | IU | Active | 1105-39600 | SAH-Cardiac Rehab | 000 | SAH | SAH
SAH1570 | Scale, Electronic | 103689 | seca North America | MediChoice / BMI | MediChoice / BMI | 01/07/2014 | IU | Active | 1105-35000 | SAH-Respiratory Care Services 2nd | NA | SAH | SAH
SAH1571 | Touch Screen Pulse Oximeter | 371567 | Masimo Corp | Radical 7 | Radical 7 | 09/09/2004 | IU | Active | 1105-39600 | SAH-Cardiac Rehab | 000 | SAH | SAH
SAH1572 | Pulse Ox Docking Station | 371567 | Masimo Corp | RDS-1 | Radical Cradle | 04/20/2007 | 04 | Inventory | 1105-39200 | SAH-Rehab Services Main | 000 | SAH | SAH
SAH1575 | Ergometer, Bicycle | 150879 | Schwinn Cycling And Fitness In | AIRDYNE |  | 02/17/2004 | IU | Active | 1105-39600 | SAH-Cardiac Rehab | 000 | SAH | SAH
SAH1579 | Treadmill | 108985 | Biodex Medical Systems Inc | 950-400 | Gait Trainer 3 | 02/01/2016 | IU | Active | 1105-39600 | SAH-Cardiac Rehab | 711007409-0-CES | SAH | SAH
SAH1583 | Exercise Bike | 394503 | SCIFIT | ISO1000R | ISO1000R | 05/27/2015 | IU | Active | 1105-39600 | SAH-Cardiac Rehab | 611000680-0-CAP | SAH | SAH
SAH1584 | Exercise Bike, Recumbent | 394503 | SCIFIT | PRO 1000 | PRO 1000 | 02/07/2014 | IU | Active | 1105-39600 | SAH-Cardiac Rehab | NA | SAH | SAH
SAH1586 | Recumbent Stepper | 321008 | NuStep Inc | TRS4000 | TRS4000 | 06/10/2008 | IU | Active | 1105-39600 | SAH-Cardiac Rehab | 000 | SAH | SAH
SAH1588 | Recumbent Stepper | 394503 | SCIFIT | SONE | Step One | 06/11/2018 | IU | Active | 1105-39600 | SAH-Cardiac Rehab | 626001510-CAP | SAH | SAH
SAH1590 | Display Video Monitor, Central | 456352 | LG Electronics | 37LH200C-UA | 37LH200C-UA | 07/25/2016 | 04 | Inventory | 1105-39600 | SAH-Cardiac Rehab | 611000715-0-CAP | SAH | SAH
SAH1592 | UPS | 108649 | APC-American Power Conversion | BR1500 | Back-UPS RS1500 | 07/15/2008 | IU | Active | 1105-39600 | SAH-Cardiac Rehab | 000 | SAH | SAH
SAH1593 | Pulse Oximeter | 440773 | Smiths Medical North America | 3301 | 3301 | 06/11/2018 | IU | Active | 1105-39600 | SAH-Cardiac Rehab | 260641309 | SAH | SAH
SAH1595 | Touch Screen Pulse Oximeter | 371567 | Masimo Corp | Radical 7 | Radical 7 | 09/09/2004 | IU | Active | 1105-39600 | SAH-Cardiac Rehab | 000 | SAH | SAH
SAH1596 | Isokinetic Rehabilitation Sys | 107586 | Computer Sports Medicine Inc | 502140 | Humac Norm | 07/14/2014 | IU | Active | 1105-39150 | SAH-Rehab Services OP SARC | 611000598-0-CAP | SAH | SAH
SAH1597 | Exerciser | S10004 | Shuttle Systems | 2000-1 | 2000-1 | 12/10/2014 | IU | Active | 1105-39150 | SAH-Rehab Services OP SARC | N/A-FIU | SAH | SAH
SAH1598 | Motorized Parallel Bars | 105298 | Midland Mfg Co Inc | 1412 | 1412 | 01/20/2009 | IU | Active | 1105-39150 | SAH-Rehab Services OP SARC | 000 | SAH | SAH
SAH1600 | Sequential Circulator | 452736 | Lympha Press USA | 201M | Mini | 05/13/2008 | IU | Active | 1105-39150 | SAH-Rehab Services OP SARC | FIU | SAH | SAH
SAH1603 | Telemetry Transmitter | 146734 | ScottCare Corp A Scott Fetzer | DS2 | TELE REHAB | 09/08/2011 | 04 | Inventory | 1105-39600 | SAH-Cardiac Rehab | 000 | SAH | SAH
SAH1610 | Telemetry Transmitter | 146734 | ScottCare Corp A Scott Fetzer | DS2 | TELE REHAB | 06/10/2008 | 04 | Inventory | 1105-39600 | SAH-Cardiac Rehab | 000 | SAH | SAH
SAH1613 | Foot Drop System | 454504 | Bioness Inc | Ness L300 | Ness L300 | 10/08/2015 | 04 | Inventory | 1105-39150 | SAH-Rehab Services OP SARC | 611000719 | SAH | SAH
SAH1614 | Foot Drop System | 454504 | Bioness Inc | Ness L300 | Ness L300 | 10/08/2015 | 04 | Inventory | 1105-39150 | SAH-Rehab Services OP SARC | 611000719 | SAH | SAH
SAH1615 | Hand Rehabilitation System | 454504 | Bioness Inc | Ness H200 | Ness H200 | 10/08/2015 | IU | Active | 1105-39150 | SAH-Rehab Services OP SARC | 611000719 | SAH | SAH
SAH1616 | Hand Rehabilitation System | 454504 | Bioness Inc | Ness H200 | Ness H200 | 10/08/2015 | IU | Active | 1105-39150 | SAH-Rehab Services OP SARC | 611000719 | SAH | SAH
SAH1621 | Automated Urine Analyzer | 340083 | Beckman Coulter Inc | IRICELL 2000 PLUS | Iris iChemVELOCITY | 06/18/2018 | IU | Active | 1105-31000 | SAH-Laboratory Services | 626001004-0-CAP | SAH | SAH
SAH1622 | Urine Microscopy Analyzer | 340083 | Beckman Coulter Inc | IQ200 | Iris IQ200 | 06/18/2018 | IU | Active | 1105-31000 | SAH-Laboratory Services | 626001004-0-CAP | SAH | SAH
SAH1624 | PT Hi-Lo table, Bariatric | 439564 | Armedica Mfg Corp | AMBA334 | AMBA334 | 01/08/2019 | IU | Active | 1105-39155 | SAH-Rehab O/P Clinic Sports Med | 260671898 | SAH | SAH
SAH1626 | I-Stat Downloader/Charger | 450992 | Abbott Point of Care Div | DRN-300 | DRN-300 | 01/21/2019 | 04 | Inventory | 1105-31350 | SAH-Point of Care Testing (POCT) 3rd | FIU | SAH | SAH
SAH1628 | activation device for DEFINITY | 453071 | Lantheus Medical Imaging | VIALMIX | VIALMIX | 08/02/2017 | 04 | Inventory | 1105-30620 | SAH-Non Invasive Cardiology | FIU | SAH | SAH
SAH1630 | EKG Mulitchannel Interp | 440964 | GE Healthcare Technologies | MAC 5500HD | MAC 5500HD | 12/22/2015 | IU | Active | 1105-30620 | SAH-Non Invasive Cardiology | 611000748-0-CAP | SAH | SAH
SAH1633 | Blanket Warmer | 102186 | Skytron Div The KMW Group | SS2207-J2G | SS2207-J2G | 02/03/2012 | IU | Active | 1105-12154 | SAH-Cardiovascular Tele PT3 | UNKNOWN | SAH | SAH
SAH1634 | Portable Suction | 452041 | Ohio Medical Corp | 758000 | Care E Vac 3 | 01/11/2019 | IU | Active | 1105-23100 | SAH-Emergency Service | BISC | SAH | SAH
SAH1639 | Traction Unit | 156029 | ITO Co Ltd | TM-400 | TM-400 | 07/09/2015 | IU | Active | 1105-39155 | SAH-Rehab O/P Clinic Sports Med | 260448451 | SAH | SAH
SAH1640 | PT Table | 439564 | Armedica Mfg Corp | AM 450 | AM 450 | 04/01/2004 | IU | Active | 1105-39155 | SAH-Rehab O/P Clinic Sports Med | 000 | SAH | SAH
SAH1643 | PT Hi-Lo table | 439564 | Armedica Mfg Corp | AM 300 | AM 300 | 04/01/2004 | IU | Active | 1105-39155 | SAH-Rehab O/P Clinic Sports Med | 000 | SAH | SAH
SAH1644 | Multitherapy, EMG, Laser, US | 452204 | DJO Global Inc | VECTRA NEO | VECTRA NEO | 08/30/2017 | IU | Active | 1105-39155 | SAH-Rehab O/P Clinic Sports Med | 626000605-0-CAP | SAH | SAH
SAH1645 | Hand Dynamometer | 428598 | Sammons Preston USA A Patterso | 5030 | Jamar 5030 | 01/25/2018 | IU | Active | 1105-39155 | SAH-Rehab O/P Clinic Sports Med | FIU | SAH | SAH
SAH1646 | Hand Dynamometer | 428598 | Sammons Preston USA A Patterso | 5030 | Jamar 5030 | 01/25/2018 | IU | Active | 1105-39155 | SAH-Rehab O/P Clinic Sports Med | FIU | SAH | SAH
SAH1647 | Hot Dry Air-Fluidized Medium U | 452204 | DJO Global Inc | FLU115D | Fluiotherapy 115 | 02/10/2017 | IU | Active | 1105-39155 | SAH-Rehab O/P Clinic Sports Med | 611000856-0-CAP | SAH | SAH
SAH1649 | Splint Pan Warmer | 520194 | Performance Health | Rolyan | Rolyan Splint Pan | 05/24/2018 | IU | Active | 1105-39155 | SAH-Rehab O/P Clinic Sports Med | 260617666- | SAH | SAH
SAH1650 | Treatment Table | 428598 | Sammons Preston USA A Patterso | 560270 | Armedica | 05/11/2007 | IU | Active | 1105-39155 | SAH-Rehab O/P Clinic Sports Med | 000 | SAH | SAH
SAH1651 | PT Hi-Lo table | 439564 | Armedica Mfg Corp | AM 300 | AM 300 | 04/01/2004 | IU | Active | 1105-39155 | SAH-Rehab O/P Clinic Sports Med | 000 | SAH | SAH
SAH1652 | Treadmill | 106427 | Stairmaster Sports/Medical Pro | 2100LC |  | 07/29/2008 | IU | Active | 1105-39155 | SAH-Rehab O/P Clinic Sports Med | 000 | SAH | SAH
SAH1653 | Anti-Gravity Treadmill | 455917 | AlterG | F320 | Alter-G | 01/15/2015 | IU | Active | 1105-39155 | SAH-Rehab O/P Clinic Sports Med | 61100655-0-CAP | SAH | SAH
SAH1654 | PT Hi-Lo table | 439564 | Armedica Mfg Corp | AM 300 | AM 300 | 04/01/2004 | IU | Active | 1105-39155 | SAH-Rehab O/P Clinic Sports Med | 000 | SAH | SAH
SAH1655 | PT Hi-Lo table | 439564 | Armedica Mfg Corp | AM 300 | AM 300 | 04/01/2004 | IU | Active | 1105-39155 | SAH-Rehab O/P Clinic Sports Med | 000 | SAH | SAH
SAH1656 | PT Hi-Lo table | 439564 | Armedica Mfg Corp | AM 300 | AM 300 | 04/01/2004 | IU | Active | 1105-39155 | SAH-Rehab O/P Clinic Sports Med | 000 | SAH | SAH
SAH1657 | PT Hi-Lo table | 439564 | Armedica Mfg Corp | AM 300 | AM 300 | 04/01/2004 | IU | Active | 1105-39155 | SAH-Rehab O/P Clinic Sports Med | 000 | SAH | SAH
SAH1659 | Motorized Parallel Bars | 105298 | Midland Mfg Co Inc | 1412 | 1412 | 04/01/2004 | IU | Active | 1105-39155 | SAH-Rehab O/P Clinic Sports Med | 000 | SAH | SAH
SAH1660 | Weight Machine | F10004 | FreeMotion Fitness | Cable Cross | Free Motion | 06/02/2011 | IU | Active | 1105-39155 | SAH-Rehab O/P Clinic Sports Med | NA | SAH | SAH
SAH1661 | Exerciser | S10004 | Shuttle Systems | 2000-1 | 2000-1 | 02/08/2013 | IU | Active | 1105-39155 | SAH-Rehab O/P Clinic Sports Med | NA | SAH | SAH
SAH1662 | Weight Machine | 431395 | Nautilus Health and Fitness In | F2FT | Freedom Trainer | 06/01/2011 | IU | Active | 1105-39155 | SAH-Rehab O/P Clinic Sports Med | NA | SAH | SAH
SAH1663 | Exercise Bike | 394503 | SCIFIT | ISO1000R | ISO1000R | 06/22/2004 | IU | Active | 1105-39155 | SAH-Rehab O/P Clinic Sports Med | 000 | SAH | SAH
SAH1664 | Bicycle Ergometer | 157666 | Monark Exercise AB | 828E | Ergomedic 828 E | 02/13/2015 | IU | Active | 1105-39155 | SAH-Rehab O/P Clinic Sports Med | N/A-FIU | SAH | SAH
SAH1665 | Exercise Bicycle | S10015 | Sports Art America | C521M | CardioAdvisor | 05/04/2015 | IU | Active | 1105-39155 | SAH-Rehab O/P Clinic Sports Med | 611000668-0-CAP | SAH | SAH
SAH1666 | Exercise Bike | 394503 | SCIFIT | ISO1000R | ISO1000R | 07/01/2005 | IU | Active | 1105-39155 | SAH-Rehab O/P Clinic Sports Med | FIU | SAH | SAH
SAH1667 | Exercise Bike, Recumbent | 394503 | SCIFIT | PRO II | PRO II | 08/05/2004 | IU | Active | 1105-39155 | SAH-Rehab O/P Clinic Sports Med | 000 | SAH | SAH
SAH1668 | Exercise Bike, Recumbent | 394503 | SCIFIT | PRO II | PRO II | 08/05/2004 | IU | Active | 1105-39155 | SAH-Rehab O/P Clinic Sports Med | 000 | SAH | SAH
SAH1669 | Pulse Oximeters | 351254 | Datex-Ohmeda Inc Div GE Health | 6051-0000-160 | TUFFSTAT | 03/26/2007 | IU | Active | 1105-39155 | SAH-Rehab O/P Clinic Sports Med | 000 | SAH | SAH
SAH1674 | Hand Held Glucometer | 440769 | Abbott Diabetes Care | 71412-70 | FreeStyle Precision | 02/27/2019 | 04 | Inventory | 1105-31350 | SAH-Point of Care Testing (POCT) 3rd | 17011171 | SAH | SAH
SAH1675 | Hand Held Glucometer | 440769 | Abbott Diabetes Care | 71412-70 | FreeStyle Precision | 02/27/2019 | 04 | Inventory | 1105-31350 | SAH-Point of Care Testing (POCT) 3rd | 17011171 | SAH | SAH
SAH1676 | Compressor/Nebulizer | 453450 | DeVilbiss Healthcare Inc | 4650D | Pulmomate | 09/03/2014 | 04 | Inventory | 1105-35000 | SAH-Respiratory Care Services 2nd | WARR. EXCHANGE | SAH | SAH
SAH1690 | POC Urine Analyzer | 451971 | Siemens Healthcare Diagnostics | Status Plus | Status Plus | 05/14/2012 | 04 | Inventory | 1105-31350 | SAH-Point of Care Testing (POCT) 3rd | 260206180 | SAH | SAH
SAH1694 | 4x 15A 15ft Cord HGPower Strip | 106890 | Tripp Lite | PS-415-HG-OEM | PS-415-HG-OEM | 04/17/2017 | IU | Active | 1105-35000 | SAH-Respiratory Care Services 2nd | STAPLES | SAH | SAH
SAH1695 | Automated Blood Culture Analyz | 108995 | bioMerieux Inc | Virtuo A | Bact/ALERT Virtuo A | 02/13/2019 | IU | Active | 1105-31000 | SAH-Laboratory Services | 626001074-0-CAP | SAH | SAH
SAH1696 | Automated Blood Culture Analyz | 108995 | bioMerieux Inc | Virtuo B | Bact/ALERT Virtuo B | 02/13/2019 | IU | Active | 1105-31000 | SAH-Laboratory Services | 626001074-0-CAP | SAH | SAH
SAH1697 | Temporal Infrared Thermometer | 107875 | Exergen Corp | TAT-5000 | TAT-5000 | 03/08/2018 | 04 | Inventory | 1105-21500 | SAH-PACU | exchnge 2-13-19 | SAH | SAH
SAH1699 | Hot Dry Air-Fluidized Medium U | 452204 | DJO Global Inc | FLU110D | Fluidotherapy 110 | 08/11/2008 | IU | Active | 1105-39150 | SAH-Rehab Services OP SARC | 000 | SAH | SAH
SAH1700 | PT Hi-Lo table, Bariatric | 439564 | Armedica Mfg Corp | AMBA334 | AMBA334 | 02/13/2019 | IU | Active | 1105-39150 | SAH-Rehab Services OP SARC | 260682968 | SAH | SAH
SAH1701 | 4x 15A 15ft Cord HGPower Strip | 106890 | Tripp Lite | PS-415-HG-OEM | PS-415-HG-OEM | 04/27/2017 | IU | Active | 1105-35000 | SAH-Respiratory Care Services 2nd | STAPLES | SAH | SAH
SAH1702 | Non-Invasive Ventilator | 454161 | Philips Respironics | V60 | Respironics V60 | 10/22/2015 | LS | High Risk | 1105-35000 | SAH-Respiratory Care Services 2nd | 611000708-0-CAP | SAH | SAH
SAH1703 | Nebulizer controller | 453493 | Aerogen (Ireland) Ltd | Aeroneb Pro-X | Aeroneb Pro-X | 02/24/2014 | 04 | Inventory | 1105-35000 | SAH-Respiratory Care Services 2nd | na | SAH | SAH
SAH1704 | Humidifier, Heated | 255300 | Fisher & Paykel Healthcare Inc | MR850JHU | MR850 | 06/03/2009 | IU | Active | 1105-35000 | SAH-Respiratory Care Services 2nd | 000 | SAH | SAH
SAH1705 | 4x 15A 15ft Cord HGPower Strip | 106890 | Tripp Lite | PS-415-HG-OEM | PS-415-HG-OEM | 04/06/2017 | IU | Active | 1105-35000 | SAH-Respiratory Care Services 2nd | STAPLES | SAH | SAH
SAH1706 | Non-Invasive Ventilator | 454161 | Philips Respironics | V60 | Respironics V60 | 10/22/2015 | LS | High Risk | 1105-35000 | SAH-Respiratory Care Services 2nd | 611000708-0-CAP | SAH | SAH
SAH1712 | 4x 15A 15ft Cord HGPower Strip | 106890 | Tripp Lite | PS-415-HG-OEM | PS-415-HG-OEM | 04/27/2017 | IU | Active | 1105-35000 | SAH-Respiratory Care Services 2nd | STAPLES | SAH | SAH
SAH1714 | Air-Oxygen Blenders | 362036 | Maxtec Inc | MaxVenturi | Max Venturi | 04/16/2015 | IU | Active | 1105-35000 | SAH-Respiratory Care Services 2nd | REQUESTED | SAH | SAH
SAH1716 | Humidifier, Heated | 255300 | Fisher & Paykel Healthcare Inc | MR850JHU | MR850 | 04/09/2015 | IU | Active | 1105-35000 | SAH-Respiratory Care Services 2nd | N/A-LEASED | SAH | SAH
SAH1717 | Air-Oxygen Blenders | 362036 | Maxtec Inc | MaxVenturi | Max Venturi | 01/22/2018 | IU | Active | 1105-35000 | SAH-Respiratory Care Services 2nd | 0001011670 | SAH | SAH
SAH1718 | Humidifier, Heated | 255300 | Fisher & Paykel Healthcare Inc | MR850JHU | MR850 | 11/23/2014 | IU | Active | 1105-35000 | SAH-Respiratory Care Services 2nd | N/A-LEASED | SAH | SAH
SAH1719 | Air-Oxygen Blenders | 362036 | Maxtec Inc | MaxVenturi | Max Venturi | 04/16/2015 | IU | Active | 1105-35000 | SAH-Respiratory Care Services 2nd | REQUESTED | SAH | SAH
SAH1720 | PT Exam Table | 439564 | Armedica Mfg Corp | AMBA350 | AMBA350 | 02/18/2019 | IU | Active | 1105-39150 | SAH-Rehab Services OP SARC | 260683276 | SAH | SAH
SAH1721 | PT Exam Table | 439564 | Armedica Mfg Corp | AMBA350 | AMBA350 | 02/18/2019 | IU | Active | 1105-39150 | SAH-Rehab Services OP SARC | 260683276 | SAH | SAH
SAH1722 | PT Exam Table | 439564 | Armedica Mfg Corp | AMBA350 | AMBA350 | 02/18/2019 | IU | Active | 1105-39150 | SAH-Rehab Services OP SARC | 260683276 | SAH | SAH
SAH1726 | Humidifier, Heated | 255300 | Fisher & Paykel Healthcare Inc | MR850JHU | MR850 | 07/15/2004 | IU | Active | 1105-35000 | SAH-Respiratory Care Services 2nd | 000 | SAH | SAH
SAH1727 | Air-Oxygen Blenders | 362036 | Maxtec Inc | MaxVenturi | Max Venturi | 05/16/2016 | IU | Active | 1105-35000 | SAH-Respiratory Care Services 2nd | FIU | SAH | SAH
SAH1728 | Touch Screen Pulse Oximeter | 371567 | Masimo Corp | Radical 7 | Radical 7 | 02/27/2017 | IU | Active | 1105-35000 | SAH-Respiratory Care Services 2nd | 260561220 | SAH | SAH
SAH1729 | Pulse Ox Docking Station | 371567 | Masimo Corp | RDS-1 | Radical Cradle | 01/11/2017 | 04 | Inventory | 1105-35000 | SAH-Respiratory Care Services 2nd | 260550718 | SAH | SAH
SAH1732 | Calibration Syringe 3L | 454430 | CareFusion Respiratory A BD Co | 720254 | 720254 | 12/05/2017 | IU | Active | 1105-35000 | SAH-Respiratory Care Services 2nd | FIU | SAH | SAH
SAH1734 | Humidifier, Heated | 255300 | Fisher & Paykel Healthcare Inc | MR850JHU | MR850 | 08/14/2017 | IU | Active | 1105-35000 | SAH-Respiratory Care Services 2nd | 260591522 | SAH | SAH
SAH1735 | Air-Oxygen Blenders | 362036 | Maxtec Inc | MaxVenturi | Max Venturi | 12/18/2017 | IU | Active | 1105-35000 | SAH-Respiratory Care Services 2nd | 0001011670 | SAH | SAH
SAH1736 | Humidifier, Heated | 255300 | Fisher & Paykel Healthcare Inc | MR850JHU | MR850 | 04/09/2015 | IU | Active | 1105-35000 | SAH-Respiratory Care Services 2nd | N/A-LEASED | SAH | SAH
SAH1737 | Air-Oxygen Blenders | 362036 | Maxtec Inc | MaxVenturi | Max Venturi | 12/18/2017 | IU | Active | 1105-35000 | SAH-Respiratory Care Services 2nd | 0001011670 | SAH | SAH
SAH1740 | Touch Screen Pulse Oximeter | 371567 | Masimo Corp | Radical 7 | Radical 7 | 01/11/2017 | IU | Active | 1105-35000 | SAH-Respiratory Care Services 2nd | 260550718 | SAH | SAH
SAH1743 | Centrifuge, Tabletop | 451895 | Thermo Fisher Scientific Inc | ST-40 | Sorvall ST-40 | 03/04/2019 | IU | Active | 0015-31333 | SAH-Outreach Lab Suncoast MOB | 626002081-0-CAP | SAH | SAH
SAH1744 | Percussor- Vest | 398536 | Advanced Respiratory | 103 | 103 | 10/04/2002 | IU | Active | 1105-35000 | SAH-Respiratory Care Services 2nd | 000 | SAH | SAH
SAH1745 | Oven for Aquaplast RT | 459147 | Qfix | RT-2075-110 | Rapid Heat Oven | 02/25/2019 | 04 | Inventory | 1105-34620 | SAH-Radiation Therapy | 260687464 | SAH | SAH
SAH1747 | MRI Infusion System | 453885 | IRadimed Corp | 3860+ | 3860+ MRidium | 01/04/2016 | IU | Active | 1105-33700 | SAH-MRI | 611000659-0-CAP | SAH | SAH
SAH1748 | MRI Infusion 2nd Channel | 453885 | IRadimed Corp | 3861 | SIDERAIL MRidium | 01/04/2016 | IU | Active | 1105-33700 | SAH-MRI | 611000659-0-CAP | SAH | SAH
SAH1751 | US Doppler Flow Detector | 102998 | Parks Medical Electronics Inc | 811B | Doopler Flow Detecto | 12/01/2017 | 04 | Inventory | 1105-12154 | SAH-Cardiovascular Tele PT3 | FIU | SAH | SAH
SAH1761 | Syringe Pump | 455334 | Smiths Medical ASD Inc | 3500 | Medfusion 3500 | 03/01/2004 | IU | Active | 1105-36000 | SAH-Nuclear Medicine | FIU | SAH | SAH
SAH1763 | Nebulizer controller | 453493 | Aerogen (Ireland) Ltd | Aeroneb Pro-X | Aeroneb Pro-X | 12/11/2014 | 04 | Inventory | 1105-35000 | SAH-Respiratory Care Services 2nd | 260409303 | SAH | SAH
SAH1764 | Nebulizer Controller | 453493 | Aerogen (Ireland) Ltd | AG-PX1000 | PRO-X | 12/11/2018 | 04 | Inventory | 1105-35000 | SAH-Respiratory Care Services 2nd | 260670128 | SAH | SAH
SAH1765 | Non-Invasive Ventilator | 454161 | Philips Respironics | V60 | Respironics V60 | 01/02/2012 | LS | High Risk | 1105-35000 | SAH-Respiratory Care Services 2nd | 000 | SAH | SAH
SAH1766 | Humidifier, Heated | 255300 | Fisher & Paykel Healthcare Inc | MR850JHU | MR850 | 04/09/2015 | IU | Active | 1105-35000 | SAH-Respiratory Care Services 2nd | N/A-LEASED | SAH | SAH
SAH1768 | Infrared Vein Finder | 455305 | Christie Medical Holdings Inc | Vision2 | VeinViewer Vision2 | 09/16/2016 | IU | Active | 1105-12154 | SAH-Cardiovascular Tele PT3 | 611000804 | SAH | SAH
SAH1769 | Digital Floor Scale | 103689 | seca North America | 703 | Seca 703 | 12/24/2014 | IU | Active | 1105-39600 | SAH-Cardiac Rehab | N/A-FIU | SAH | SAH
SAH1770 | Mechanical Physician Scale | 171595 | Rice Lake Weighing Systems | RL-MPS | RL-MPS | 01/07/2016 | IU | Active | 1105-12245 | SAH-Oncology Unit AT6 | 260480610 | SAH | SAH
SAH1771 | Portable Scale | 101735 | SR Instruments Inc | SR241 | Portable Scale | 04/21/2016 | IU | Active | 1105-12245 | SAH-Oncology Unit AT6 | 260458506 | SAH | SAH
SAH1772 | Digital Chair Scale | 103689 | seca North America | 954 | Seca 954 | 03/17/2017 | IU | Active | 1105-12245 | SAH-Oncology Unit AT6 | 260563971 | SAH | SAH
SAH1773 | Uninterruptible Power Systems | 450901 | Eaton Corp | 9SX1500 | 9SX1500 | 11/01/2016 | IU | Active | 1105-31000 | SAH-Laboratory Services | FIU | SAH | SAH
SAH1774 | Digital Floor Scale | 103689 | seca North America | 703 | Seca 703 | 04/09/2014 | IU | Active | 1105-12154 | SAH-Cardiovascular Tele PT3 | 260365362 | SAH | SAH
SAH1775 | Electronic Scale Indicator | 101206 | Detecto Scale Co Div Cardinal | MV1 | MedVue | 11/13/2017 | IU | Active | 1105-12154 | SAH-Cardiovascular Tele PT3 | 260607022 | SAH | SAH
SAH1782 | US Doppler Flow Detector | 102998 | Parks Medical Electronics Inc | 811B | Doopler Flow Detecto | 02/28/2018 | 04 | Inventory | 1105-35200 | SAH-Wound Care Center | 260621665 | SAH | SAH
SAH1785 | Non-Invasive Ventilator | 454161 | Philips Respironics | V60 | Respironics V60 | 10/22/2015 | LS | High Risk | 1105-35000 | SAH-Respiratory Care Services 2nd | 611000708-0-CAP | SAH | SAH
SAH1788 | Non-Invasive Ventilator | 454161 | Philips Respironics | V60 | Respironics V60 | 10/22/2015 | LS | High Risk | 1105-35000 | SAH-Respiratory Care Services 2nd | 611000708-0-CAP | SAH | SAH
SAH1789 | Otoscope, Isolated Wall Unit | 101850 | Welch Allyn Inc A Subsidiary | 767 | 767 | 04/01/2012 | 04 | Inventory | 1105-23100 | SAH-Emergency Service | na | SAH | SAH
SAH1791 | Ankle Brachial Plethysmograph | 532229 | MESI Ltd | ABPIMDD | ABPI MD | 04/25/2019 | IU | Active | 1105-35200 | SAH-Wound Care Center | LAWSON 3706079 | SAH | SAH
SAH1792 | UPS | 108649 | APC-American Power Conversion | SMT1000RM2U | SMART UPS 1000 | 03/01/2018 | IU | Active | 1105-31000 | SAH-Laboratory Services | FIU | SAH | SAH
SAH1797 | 3000VA UPS | 450901 | Eaton Corp | PW9130L1500TL-XL | Powerware 9130 | 04/25/2019 | IU | Active | 1105-31000 | SAH-Laboratory Services | FIU | SAH | SAH
SAH1798 | Heating Block | 261930 | Boekel Scientific Inc | 112001BIO | Biosynergy | 04/25/2019 | 04 | Inventory | 1105-31100 | SAH-Blood Services | 206087130 | SAH | SAH
SAH1802 | UPS | 108649 | APC-American Power Conversion | SMT1000RM2U | SMART UPS 1000 | 04/30/2019 | IU | Active | 1105-31000 | SAH-Laboratory Services | 626001468-0-CAP | SAH | SAH
SAH1808 | Otoscope, Isolated Wall Unit | 101850 | Welch Allyn Inc A Subsidiary | 767 | 767 | 07/01/1999 | 04 | Inventory | 1105-23100 | SAH-Emergency Service | 000 | SAH | SAH
SAH1810 | EKG Mulitchannel Interp | 440964 | GE Healthcare Technologies | MAC 5500HD | MAC 5500HD | 07/03/2012 | IU | Active | 1105-30620 | SAH-Non Invasive Cardiology | NA | SAH | SAH
SAH1839 | Hand Held Glucometer | 440769 | Abbott Diabetes Care | 71411-70 | FreeStyle Precision | 06/20/2018 | 04 | Inventory | 1105-31350 | SAH-Point of Care Testing (POCT) 3rd | 626001422-CAP | SAH | SAH
SAH1842 | Nebulizer controller | 453493 | Aerogen (Ireland) Ltd | Aeroneb Pro-X | Aeroneb Pro-X | 05/14/2019 | 04 | Inventory | 1105-35000 | SAH-Respiratory Care Services 2nd | 260696768 | SAH | SAH
SAH1843 | Nebulizer controller | 453493 | Aerogen (Ireland) Ltd | Aeroneb Pro-X | Aeroneb Pro-X | 05/14/2019 | 04 | Inventory | 1105-35000 | SAH-Respiratory Care Services 2nd | 260696768 | SAH | SAH
SAH1844 | Nebulizer controller | 453493 | Aerogen (Ireland) Ltd | Aeroneb Pro-X | Aeroneb Pro-X | 05/14/2019 | 04 | Inventory | 1105-35000 | SAH-Respiratory Care Services 2nd | 260696768 | SAH | SAH
SAH1845 | Nebulizer controller | 453493 | Aerogen (Ireland) Ltd | Aeroneb Pro-X | Aeroneb Pro-X | 05/14/2019 | 04 | Inventory | 1105-35000 | SAH-Respiratory Care Services 2nd | 260696768 | SAH | SAH
SAH1846 | Nebulizer controller | 453493 | Aerogen (Ireland) Ltd | Aeroneb Pro-X | Aeroneb Pro-X | 05/14/2019 | 04 | Inventory | 1105-35000 | SAH-Respiratory Care Services 2nd | 260696768 | SAH | SAH
SAH1847 | Nebulizer controller | 453493 | Aerogen (Ireland) Ltd | Aeroneb Pro-X | Aeroneb Pro-X | 05/14/2019 | 04 | Inventory | 1105-35000 | SAH-Respiratory Care Services 2nd | 260696768 | SAH | SAH
SAH1848 | Nebulizer controller | 453493 | Aerogen (Ireland) Ltd | Aeroneb Pro-X | Aeroneb Pro-X | 05/14/2019 | 04 | Inventory | 1105-35000 | SAH-Respiratory Care Services 2nd | 260696768 | SAH | SAH
SAH1854 | Fetal and Vascular Doppler | 458815 | Natus Neurology Inc | 200 | Nicolet Elite 200 | 05/15/2019 | 04 | Inventory | 1105-23100 | SAH-Emergency Service | 260697316 | SAH | SAH
SAH1857 | Portable Suction | 452041 | Ohio Medical Corp | 758000 | Care E Vac 3 | 05/19/2016 | MI | Missing | 1105-21100 | SAH-Surgery | 260506831 | SAH | SAH
SAH1863 | Hemodialysis Unit | 312187 | Fresenius Medical Care North A | 2008 T | 2008 T | 05/21/2019 | IU | Active | 1105-32100 | SAH-Hemodialysis | 626002657-0-CAP | SAH | SAH
SAH1864 | Hemodialysis Unit | 312187 | Fresenius Medical Care North A | 2008 T | 2008 T | 05/21/2019 | IU | Active | 1105-32100 | SAH-Hemodialysis | 626002657-0-CAP | SAH | SAH
SAH1865 | Hemodialysis Unit | 312187 | Fresenius Medical Care North A | 2008 T | 2008 T | 05/21/2019 | IU | Active | 1105-32100 | SAH-Hemodialysis | 626002657-0-CAP | SAH | SAH
SAH1885 | EKG Mulitchannel Interp | 440964 | GE Healthcare Technologies | MAC 5500HD | MAC 5500HD | 07/28/2017 | IU | Active | 1105-30620 | SAH-Non Invasive Cardiology | 626000503-0-CAP | SAH | SAH
SAH1888 | Battery Charger | X10002 | Xenotronix | HPX-60-12C400 | HPX-60-12C400 | 05/13/2008 | 04 | Inventory | 1105-35000 | SAH-Respiratory Care Services 2nd | 000 | SAH | SAH
SAH1889 | Battery Charger | X10002 | Xenotronix | HPX-60-12C400 | HPX-60-12C400 | 05/13/2008 | 04 | Inventory | 1105-35000 | SAH-Respiratory Care Services 2nd | 000 | SAH | SAH
SAH1890 | Battery Charger | X10002 | Xenotronix | HPX-60-12C400 | HPX-60-12C400 | 05/13/2008 | 04 | Inventory | 1105-35000 | SAH-Respiratory Care Services 2nd | 000 | SAH | SAH
SAH1891 | Digital Chair Scale | 103689 | seca North America | 954 | Seca 954 | 08/22/2013 | IU | Active | 1105-32100 | SAH-Hemodialysis | 260319497 | SAH | SAH
SAH1894 | Desk Charger Oto/Ophth | 101850 | Welch Allyn Inc A Subsidiary | 7114X | 7114X | 07/25/2012 | 04 | Inventory | 1105-12530 | SAH-Surgical Unit I AT4 | 411000119-cre | SAH | SAH
SAH1895 | Desk Charger Oto/Ophth | 101850 | Welch Allyn Inc A Subsidiary | 7114X | 7114X | 07/25/2012 | 04 | Inventory | 1105-12530 | SAH-Surgical Unit I AT4 | 411000119-cre | SAH | SAH
SAH1896 | Electronic Thermometer | 101850 | Welch Allyn Inc A Subsidiary | 692 | Sure Temp Plus | 05/05/2017 | 04 | Inventory | 1105-23100 | SAH-Emergency Service | FIU | SAH | SAH
SAH1897 | Transport Monitor, Nellcor | 454750 | Mindray North America A Mindra | 6104F-PA000003 | Passport 8 | 11/18/2015 | IU | Active | 1105-18415 | SAH-Neuroscience Unit 5N | 611000698-0-CAP | SAH | SAH
SAH1898 | Bariatric Lift w/Scale | 453088 | EZ Way Inc | L1000PS-03 | Smart lift | 04/24/2018 | IU | Active | 1105-12154 | SAH-Cardiovascular Tele PT3 | 626001291-0-CAP | SAH | SAH
SAH1902 | Otoscope, Isolated Wall Unit | 101850 | Welch Allyn Inc A Subsidiary | 767 | 767 | 01/27/2017 | 04 | Inventory | 1105-23100 | SAH-Emergency Service | FIU | SAH | SAH
SAH1907 | Oximeters- Pulse | 371567 | Masimo Corp | RAD-5V | RAD-5V | 06/04/2019 | IU | Active | 1105-23100 | SAH-Emergency Service | 260697563 | SAH | SAH
SAH1908 | AED Defibrillator | 150032 | ZOLL Medical Corp | AEDPLUS | AEDPLUS | 09/17/2014 | LS | High Risk | 1105-39150 | SAH-Rehab Services OP SARC | 260391696 | SAH | SAH
SAH1910 | Electronic Thermometer | 101850 | Welch Allyn Inc A Subsidiary | 692 | Sure Temp Plus | 05/11/2017 | 04 | Inventory | 1105-23100 | SAH-Emergency Service | 2990044 | SAH | SAH
SAH1911 | Otoscope, Isolated Wall Unit | 101850 | Welch Allyn Inc A Subsidiary | 767 | 767 | 12/29/2010 | 04 | Inventory | 1105-23100 | SAH-Emergency Service | 260174107 | SAH | SAH
SAH1917 | Electronic Thermometer | 101850 | Welch Allyn Inc A Subsidiary | 679 | SURE TEMP | 04/01/2012 | 04 | Inventory | 1105-23100 | SAH-Emergency Service | NA | SAH | SAH
SAH1920 | Electronic Thermometer | 101850 | Welch Allyn Inc A Subsidiary | 692 | Sure Temp Plus | 07/19/2017 | 04 | Inventory | 1105-23100 | SAH-Emergency Service | 3058633 | SAH | SAH
SAH1921 | Electronic Thermometer | 101850 | Welch Allyn Inc A Subsidiary | 690 | Sure Temp Plus | 11/19/2015 | 04 | Inventory | 1105-23100 | SAH-Emergency Service | 260469418 | SAH | SAH
SAH1922 | Otoscope, Isolated Wall Unit | 101850 | Welch Allyn Inc A Subsidiary | 767 | 767 | 04/01/2012 | 04 | Inventory | 1105-23100 | SAH-Emergency Service | NA | SAH | SAH
SAH1924 | Electronic Thermometer | 101850 | Welch Allyn Inc A Subsidiary | 690 | Sure Temp Plus | 11/19/2015 | 04 | Inventory | 1105-23100 | SAH-Emergency Service | 260469418 | SAH | SAH
SAH1927 | Electronic Thermometer | 101850 | Welch Allyn Inc A Subsidiary | 679 | SURE TEMP | 04/01/2012 | 04 | Inventory | 1105-23100 | SAH-Emergency Service | NA | SAH | SAH
SAH1928 | Otoscope, Isolated Wall Unit | 101850 | Welch Allyn Inc A Subsidiary | 767 | 767 | 04/01/2012 | 04 | Inventory | 1105-23100 | SAH-Emergency Service | na | SAH | SAH
SAH1930 | Electronic Thermometer | 101850 | Welch Allyn Inc A Subsidiary | 679 | SURE TEMP | 04/01/2012 | 04 | Inventory | 1105-23100 | SAH-Emergency Service | NA | SAH | SAH
SAH1931 | Otoscope, Isolated Wall Unit | 101850 | Welch Allyn Inc A Subsidiary | 767 | 767 | 12/29/2010 | 04 | Inventory | 1105-23100 | SAH-Emergency Service | 260174107 | SAH | SAH
SAH1933 | Oto/Ophthalmoscope | 101850 | Welch Allyn Inc A Subsidiary | 74710 | 74710 | 07/01/1999 | 04 | Inventory | 1105-23100 | SAH-Emergency Service | 000 | SAH | SAH
SAH1934 | Electronic Thermometer | 101850 | Welch Allyn Inc A Subsidiary | 679 | SURE TEMP | 04/01/2012 | 04 | Inventory | 1105-23100 | SAH-Emergency Service | NA | SAH | SAH
SAH1935 | Otoscope, Isolated Wall Unit | 101850 | Welch Allyn Inc A Subsidiary | 767 | 767 | 07/01/1999 | 04 | Inventory | 1105-23100 | SAH-Emergency Service | 000 | SAH | SAH
SAH1937 | Electronic Thermometer | 101850 | Welch Allyn Inc A Subsidiary | 692 | Sure Temp Plus | 06/07/2017 | 04 | Inventory | 1105-12295 | SAH-Med/Surg Overflow 5E | 3016973 | SAH | SAH
SAH1938 | Otoscope, Isolated Wall Unit | 101850 | Welch Allyn Inc A Subsidiary | 767 | 767 | 04/01/2012 | 04 | Inventory | 1105-23100 | SAH-Emergency Service | na | SAH | SAH
SAH1941 | Electronic Thermometer | 101850 | Welch Allyn Inc A Subsidiary | 679 | SURE TEMP | 04/01/2012 | 04 | Inventory | 1105-23100 | SAH-Emergency Service | NA | SAH | SAH
SAH1942 | Otoscope, Isolated Wall Unit | 101850 | Welch Allyn Inc A Subsidiary | 767 | 767 | 04/01/2012 | 04 | Inventory | 1105-23100 | SAH-Emergency Service | NA | SAH | SAH
SAH1945 | Electronic Thermometer | 101850 | Welch Allyn Inc A Subsidiary | 692 | Sure Temp Plus | 06/21/2018 | 04 | Inventory | 1105-23100 | SAH-Emergency Service | 1416903-P | SAH | SAH
SAH1951 | Electronic Thermometer | 101850 | Welch Allyn Inc A Subsidiary | 690 | Sure Temp Plus | 11/19/2015 | 04 | Inventory | 1105-23100 | SAH-Emergency Service | 260469418 | SAH | SAH
SAH1952 | Electronic Thermometer | 101850 | Welch Allyn Inc A Subsidiary | 679 | SURE TEMP | 04/01/2012 | 04 | Inventory | 1105-23100 | SAH-Emergency Service | NA | SAH | SAH
SAH1953 | Otoscope, Isolated Wall Unit | 101850 | Welch Allyn Inc A Subsidiary | 767 | 767 | 04/01/2012 | 04 | Inventory | 1105-23100 | SAH-Emergency Service | NA | SAH | SAH
SAH1958 | Electronic Thermometer | 101850 | Welch Allyn Inc A Subsidiary | 690 | Sure Temp Plus | 06/09/2019 | 04 | Inventory | 1105-23100 | SAH-Emergency Service | 260469418 | SAH | SAH
SAH1959 | Otoscope, Isolated Wall Unit | 101850 | Welch Allyn Inc A Subsidiary | 767 | 767 | 04/01/2012 | 04 | Inventory | 1105-23100 | SAH-Emergency Service | NA | SAH | SAH
SAH1961 | Electronic Thermometer | 101850 | Welch Allyn Inc A Subsidiary | 690 | Sure Temp Plus | 11/19/2015 | 04 | Inventory | 1105-23100 | SAH-Emergency Service | 260469418 | SAH | SAH
SAH1964 | Infrared Vein Finder | 455305 | Christie Medical Holdings Inc | Vision2 | VeinViewer Vision2 | 09/16/2016 | IU | Active | 1105-23100 | SAH-Emergency Service | 611000804-0-CAP | SAH | SAH
SAH1965 | Physician Balance Beam Scale | 103689 | seca North America | 700 | Seca 700 | 01/27/2017 | IU | Active | 1105-36000 | SAH-Nuclear Medicine | 260557807 | SAH | SAH
SAH1967 | Oto/Ophthalmoscope | 101850 | Welch Allyn Inc A Subsidiary | GS777 | GS777 | 06/07/2019 | 04 | Inventory | 1105-23100 | SAH-Emergency Service | 260703893 | SAH | SAH
SAH1969 | Electronic Thermometer | 101850 | Welch Allyn Inc A Subsidiary | 692 | Sure Temp Plus | 06/10/2019 | 04 | Inventory | 1105-23100 | SAH-Emergency Service | 260703893 | SAH | SAH
SAH1972 | Vascular Transducer 6-13MHz | 340440 | SonoSite div of FUJIFILM | P07691-71 | L25X | 06/12/2019 | 04 | Inventory | 1105-37200 | SAH-IV Therapy | Exchange | SAH | SAH
SAH1973 | Otoscope, Isolated Wall Unit | 101850 | Welch Allyn Inc A Subsidiary | 767 | 767 | 04/01/2012 | 04 | Inventory | 1105-23100 | SAH-Emergency Service | NA | SAH | SAH
SAH1974 | Electronic Thermometer | 101850 | Welch Allyn Inc A Subsidiary | 679 | SURE TEMP | 04/01/2012 | 04 | Inventory | 1105-23100 | SAH-Emergency Service | NA | SAH | SAH
SAH1975 | Oto/Ophthalmoscope | 101850 | Welch Allyn Inc A Subsidiary | GS777 | GS777 | 01/27/2017 | 04 | Inventory | 1105-23100 | SAH-Emergency Service | FIU | SAH | SAH
SAH1981 | Video Printer | 182624 | Sony Electronics Inc Medical S | UP-897MD | UP-897MD | 04/24/2017 | 04 | Inventory | 1105-23100 | SAH-Emergency Service | FIU | SAH | SAH
SAH1982 | Procedure Light | 101850 | Welch Allyn Inc A Subsidiary | GS600 | Mini Procedure Light | 12/18/2017 | 04 | Inventory | 1105-23100 | SAH-Emergency Service | 260607634 | SAH | SAH
SAH1983 | Electronic Thermometer | 101850 | Welch Allyn Inc A Subsidiary | 679 | SURE TEMP | 04/01/2012 | 04 | Inventory | 1105-23100 | SAH-Emergency Service | NA | SAH | SAH
SAH1984 | UV Exam Lamp | 549397 | Burton Medical LLC | UV502 | Woods Lamp | 04/22/2016 | IU | Active | 1105-23100 | SAH-Emergency Service | 260498916 | SAH | SAH
SAH1985 | Blanket Warmer | 102186 | Skytron Div The KMW Group | 2207-J2G | 2207-J2G | 01/23/2012 | IU | Active | 1105-23100 | SAH-Emergency Service | 000 | SAH | SAH
SAH1986 | Blanket Warmer | 102186 | Skytron Div The KMW Group | 2207-J2G | 2207-J2G | 01/23/2012 | IU | Active | 1105-23100 | SAH-Emergency Service | 000 | SAH | SAH
SAH1987 | Electronic Thermometer | 101850 | Welch Allyn Inc A Subsidiary | 690 | Sure Temp Plus | 03/25/2013 | 04 | Inventory | 1105-23100 | SAH-Emergency Service | NA | SAH | SAH
SAH1989 | Hand Held Glucometer | 440769 | Abbott Diabetes Care | 71411-70 | FreeStyle Precision | 06/19/2018 | 04 | Inventory | 1105-31350 | SAH-Point of Care Testing (POCT) 3rd | 626001422-CAP | SAH | SAH
SAH1990 | Hand Held Glucometer | 440769 | Abbott Diabetes Care | 71411-70 | FreeStyle Precision | 06/19/2018 | 04 | Inventory | 1105-31350 | SAH-Point of Care Testing (POCT) 3rd | 626001422-CAP | SAH | SAH
SAH1991 | Transport Monitor, Nellcor | 454750 | Mindray North America A Mindra | 6104F-PA000003 | Passport 8 | 11/18/2015 | IU | Active | 1105-12295 | SAH-Med/Surg Overflow 5E | 611000698-0-CAP | SAH | SAH
SAH1992 | Transport Monitor, Nellcor | 454750 | Mindray North America A Mindra | 6104F-PA000003 | Passport 8 | 11/18/2015 | IU | Active | 1105-23100 | SAH-Emergency Service | 611000698-0-CAP | SAH | SAH
SAH1993 | Hand Held Glucometer | 440769 | Abbott Diabetes Care | 71411-70 | FreeStyle Precision | 06/20/2018 | 04 | Inventory | 1105-31350 | SAH-Point of Care Testing (POCT) 3rd | 626001422-CAP | SAH | SAH
SAH2002 | Digital Recorder/Printer | 440964 | GE Healthcare Technologies | 2062913-001 | PRN-50-M+ | 08/06/2018 | 04 | Inventory | 1105-21500 | SAH-PACU | 411000312-0-CRE | SAH | SAH
SAH2004 | Diagnostic Ultrasound System | 439946 | GE Healthcare USA | 5756373 | Logiq S8 XDclear 2_0 | 08/09/2018 | IU | Active | 1105-33510 | SAH-Mammography | 624001693-0-CAP | SAH | SAH
SAH2005 | Linear Transducer 4-13MHz | 439946 | GE Healthcare USA | ML6-15-D | ML6-15-D | 08/09/2018 | IU | Active | 1105-33510 | SAH-Mammography | 624001693-0-CAP | SAH | SAH
SAH2006 | Desk Charger Oto/Ophth | 101850 | Welch Allyn Inc A Subsidiary | 7114X | 71140 | 08/09/2018 | 04 | Inventory | 1105-18415 | SAH-Neuroscience Unit 5N | 260651116 | SAH | SAH
SAH2011 | Video Printer | 182624 | Sony Electronics Inc Medical S | UP-897MD | UP-897MD | 12/30/2014 | 04 | Inventory | 1105-21100 | SAH-Surgery | 611000656-0-CAP | SAH | SAH
SAH2015 | Exercisers, Continuous | 455139 | The Furniss Corp Ltd | DC2480 | DC2480 | 03/24/2014 | IU | Active | 1105-85160 | SAH-Sterile Processing | 260362365 | SAH | SAH
SAH2016 | Exercisers, Continuous | 455139 | The Furniss Corp Ltd | DC2480 | DC2480 | 03/24/2014 | MI | Missing | 1105-85160 | SAH-Sterile Processing | 260362365 | SAH | SAH
SAH2017 | Exercisers, Continuous | 428420 | McKelor Technologies Ltd | DC2480 | DC2480 | 05/09/2008 | IU | Active | 1105-85160 | SAH-Sterile Processing | 000 | SAH | SAH
SAH2023 | Large Volume Pump Module | 378348 | BD | 8100 | Alaris Pump | 05/31/2012 | IU | Active | 1105-85160 | SAH-Sterile Processing | 920000849-0-CIP | SAH | SAH
SAH2024 | Sterilization Process Reader | 186653 | Advanced Sterilization Product | 43220 | STERRAD VELOCITY | 03/15/2018 | 04 | Inventory | 1105-85160 | SAH-Sterile Processing | 811020792-0-SVC | SAH | SAH
SAH2025 | Sterilization Process Reader | 104967 | 3M Health Care | 490 | AUTO-READER 490 | 10/24/2014 | 04 | Inventory | 1105-85160 | SAH-Sterile Processing | 260400603 | SAH | SAH
SAH2026 | Sterilization Process Reader | 104967 | 3M Health Care | ATTEST 390 | ATTEST 390 | 10/18/2017 | 04 | Inventory | 1105-85160 | SAH-Sterile Processing | FIU | SAH | SAH
SAH2028 | Feeding Pump | 452294 | Covidien (US) | 382400 | KANGAROO ePump | 08/08/2012 | IU | Active | 1105-85160 | SAH-Sterile Processing | 611000509 | SAH | SAH
SAH2030 | Electric Adjustable Exam Table | 184653 | Metron Medical Australia Pty L | TSB89E7SWIB | Elite 7 | 08/29/2018 | IU | Active | 1105-39150 | SAH-Rehab Services OP SARC | 626001733-0-CAP | SAH | SAH
SAH2031 | Traction Unit | 156029 | ITO Co Ltd | TM-400 | TM-400 | 08/22/2018 | IU | Active | 1105-39150 | SAH-Rehab Services OP SARC | 626001733-0-CAP | SAH | SAH
SAH2043 | Feeding Pump | 452294 | Covidien (US) | 382400 | KANGAROO ePump | 08/08/2012 | IU | Active | 1105-85160 | SAH-Sterile Processing | 611000509 | SAH | SAH
SAH2049 | Telemetry Transmitter | 440964 | GE Healthcare Technologies | ApexPro CH | ApexPro CH | 08/07/2015 | 04 | Inventory | 1105-10600 | SAH-Monitor Techs CMU | 260452263 | SAH | SAH
SAH2050 | Telemetry Transmitter | 440964 | GE Healthcare Technologies | ApexPro CH | ApexPro CH | 08/07/2015 | 04 | Inventory | 1105-10600 | SAH-Monitor Techs CMU | 260452263 | SAH | SAH
SAH2051 | Large Volume Pump Module | 378348 | BD | 8100 | Alaris Pump | 03/19/2015 | IU | Active | 1105-37250 | SAH-Infusion Center | 611000670-0-CAP | SAH | SAH
SAH2053 | Large Volume Pump Module | 378348 | BD | 8100 | Alaris Pump | 05/31/2012 | IU | Active | 1105-85160 | SAH-Sterile Processing | 920000849-0-CIP | SAH | SAH
SAH2054 | Large Volume Pump Module | 378348 | BD | 8100 | Alaris Pump | 03/30/2016 | IU | Active | 1105-37250 | SAH-Infusion Center | 611000775-0-CAP | SAH | SAH
SAH2055 | Large Volume Pump Module | 378348 | BD | 8100 | Alaris Pump | 09/02/2015 | IU | Active | 1105-37250 | SAH-Infusion Center | 611000697-0-CES | SAH | SAH
SAH2056 | Large Volume Pump Module | 378348 | BD | 8100 | Alaris Pump | 05/31/2012 | IU | Active | 1105-85160 | SAH-Sterile Processing | 920000849-0-CIP | SAH | SAH
SAH2057 | Large Volume Pump Module | 378348 | BD | 8100 | Alaris Pump | 03/30/2016 | IU | Active | 1105-85160 | SAH-Sterile Processing | 611000775-0-CAP | SAH | SAH
SAH2058 | Large Volume Pump Module | 378348 | BD | 8100 | Alaris Pump | 05/31/2012 | IU | Active | 1105-37250 | SAH-Infusion Center | 920000849-0-CIP | SAH | SAH
SAH2059 | Large Volume Pump Module | 378348 | BD | 8100 | Alaris Pump | 05/31/2012 | IU | Active | 1105-85160 | SAH-Sterile Processing | 920000849-0-CIP | SAH | SAH
SAH2060 | Large Volume Pump Module | 378348 | BD | 8100 | Alaris Pump | 12/12/2016 | IU | Active | 1105-85160 | SAH-Sterile Processing | 260534611 | SAH | SAH
SAH2062 | Large Volume Pump Module | 378348 | BD | 8100 | Alaris Pump | 05/31/2012 | IU | Active | 1105-85160 | SAH-Sterile Processing | 920000849-0-CIP | SAH | SAH
SAH2066 | Large Volume Pump Module | 378348 | BD | 8100 | Alaris Pump | 05/31/2012 | IU | Active | 1105-85160 | SAH-Sterile Processing | 920000849-0-CIP | SAH | SAH
SAH2067 | Large Volume Pump Module | 378348 | BD | 8100 | Alaris Pump | 05/31/2012 | IU | Active | 1105-85160 | SAH-Sterile Processing | 920000849-0-CIP | SAH | SAH
SAH2068 | Large Volume Pump Module | 378348 | BD | 8100 | Alaris Pump | 05/31/2012 | IU | Active | 1105-85160 | SAH-Sterile Processing | 920000849-0-CIP | SAH | SAH
SAH2069 | Large Volume Pump Module | 378348 | BD | 8100 | Alaris Pump | 05/31/2012 | IU | Active | 1105-85160 | SAH-Sterile Processing | 920000849-0-CIP | SAH | SAH
SAH2130 | Portable Ultrasound System | 340440 | SonoSite div of FUJIFILM | P20680-10 | Edge II | 05/31/2016 | 04 | Inventory | 1105-13102 | SAH-Intensive Care Unit II 3NW | 61100796-0-CAP | SAH | SAH
SAH2131 | Hybrid Graphic Printer | 182624 | Sony Electronics Inc Medical S | UP-X898MD | UP-X898MD Digital A5 | 05/31/2016 | IU | Active | 1105-13102 | SAH-Intensive Care Unit II 3NW | 611000796-0-CAP | SAH | SAH
SAH2132 | Oximeters- Pulse | 371567 | Masimo Corp | RAD-5V | RAD-5V | 11/11/2018 | IU | Active | 1105-21500 | SAH-PACU | 811022720-0-SVC | SAH | SAH
SAH2133 | Oximeters- Pulse | 371567 | Masimo Corp | RAD-5V | RAD-5V | 11/11/2018 | IU | Active | 1105-21500 | SAH-PACU | 811022720-0-SVC | SAH | SAH
SAH2134 | Electrosurgical Unit | 517863 | Medtronic Minimally Invasive T | VLFT10GEN | FT10 | 02/15/2018 | IU | Active | 1105-21100 | SAH-Surgery | 260621740-0-CAP | SAH | SAH
SAH2135 | Slit Lamp | 418173 | Carl Zeiss Meditec Inc | 309939 | 309939 | 07/01/1999 | IU | Active | 1105-23100 | SAH-Emergency Service | 000 | SAH | SAH
SAH2137 | CES Staff Laptop | D10003 | Dell Computer Corporation | E7470 | Latitude | 05/05/2017 | 04 | Inventory | 1105-88570 | SAH-Clinical Engineering | refresh program | SAH | SAH
SAH2138 | Computer | 101883 | Hewlett-Packard | 8000 Elite | 800 Elitedesk G3mini | 04/04/2019 | 04 | Inventory | 1105-88570 | SAH-Clinical Engineering | IT REFRESH | SAH | SAH
SAH2139 | UPS | 108649 | APC-American Power Conversion | SMT1500 | Smart UPS 1500 | 09/16/2015 | IU | Active | 1105-31000 | SAH-Laboratory Services | 260460659 | SAH | SAH
SAH2140 | UPS | 108649 | APC-American Power Conversion | BX1300G | XS1300 | 02/03/2012 | OS | In - Active | 1105-12530 | SAH-Surgical Unit I AT4 | UNKNOWN | SAH | SAH
SAH2141 | Vital Signs Monitor | 101850 | Welch Allyn Inc A Subsidiary | VSM 6000 SERIES | VSM 6000 SERIES | 03/20/2012 | IU | Active | 1105-18300 | SAH-Urology 6SW | 420002379-cre | SAH | SAH
SAH2143 | Electrosurgical Unit | 517863 | Medtronic Minimally Invasive T | VLFT10GEN | FT10 | 04/04/2016 | IU | Active | 1105-21100 | SAH-Surgery | 260498080 | SAH | SAH
SAH2145 | PT Table | 439564 | Armedica Mfg Corp | AM 500 | AM 500 | 01/18/2017 | IU | Active | 1815-87515 | SAH-Wellness Center CARIL | FIU | SAH | SAH
SAH2146 | EKG Mulitchannel Interp | 440964 | GE Healthcare Technologies | MAC 2000 | MAC 2000 | 10/09/2019 | MI | Missing | 1105-81110 | SAH-Comprehensive Research 3rd | 260720468 | SAH | SAH
SAH2147 | Recumbent Cross Trainer | 321008 | NuStep Inc | T5XR | T5XR | 11/13/2019 | IU | Active | 1105-39155 | SAH-Rehab O/P Clinic Sports Med | 626003166-0-CAP | SAH | SAH
SAH2148 | Multitherapy, EMG, Laser, US | 452204 | DJO Global Inc | VECTRA NEO | VECTRA NEO | 05/24/2021 | IU | Active | 1105-39155 | SAH-Rehab O/P Clinic Sports Med | 260809389 | SAH | SAH
SAH2149 | Patient Training Simulator | 104186 | Gaumard Scientific Co Inc | S1000 | HAL | 08/04/2016 | IU | Active | 1105-86245 | SAH-Clinical Education | Q22222 | SAH | SAH
SAH2150 | Digital Floor Scale | 104906 | Health o meter div Sunbeam Cor | 500KL | 500KL | 02/29/2016 | IU | Active | 1105-37250 | SAH-Infusion Center | 260490280 | SAH | SAH
SAH2151 | Blanket Warmer | 102186 | Skytron Div The KMW Group | SS2207-J2G | SS2207-J2G | 02/03/2012 | IU | Active | 1105-37250 | SAH-Infusion Center | UNKNOWN | SAH | SAH
SAH2153 | Large Volume Pump Module | 378348 | BD | 8100 | Alaris Pump | 05/31/2012 | IU | Active | 1105-85160 | SAH-Sterile Processing | 920000849-0-CIP | SAH | SAH
SAH2154 | Touch Screen Pulse Oximeter | 371567 | Masimo Corp | Radical 7 | Radical 7 | 02/27/2017 | IU | Active | 1105-35000 | SAH-Respiratory Care Services 2nd | 260561220 | SAH | SAH
SAH2161 | Large Volume Pump Module | 378348 | BD | 8100 | Alaris Pump | 05/31/2012 | IU | Active | 1105-85160 | SAH-Sterile Processing | 920000849-0-CIP | SAH | SAH
SAH2162 | Large Volume Pump Module | 378348 | BD | 8100 | Alaris Pump | 05/31/2012 | IU | Active | 1105-85160 | SAH-Sterile Processing | 920000849-0-CIP | SAH | SAH
SAH2164 | Large Volume Pump Module | 378348 | BD | 8100 | Alaris Pump | 05/31/2012 | IU | Active | 1105-85160 | SAH-Sterile Processing | 920000849-0-CIP | SAH | SAH
SAH2166 | Large Volume Pump Module | 378348 | BD | 8100 | Alaris Pump | 05/31/2012 | IU | Active | 1105-85160 | SAH-Sterile Processing | 920000849-0-CIP | SAH | SAH
SAH2171 | Large Volume Pump Module | 378348 | BD | 8100 | Alaris Pump | 05/31/2012 | IU | Active | 1105-85160 | SAH-Sterile Processing | 920000849-0-CIP | SAH | SAH
SAH2172 | Large Volume Pump Module | 378348 | BD | 8100 | Alaris Pump | 05/31/2012 | IU | Active | 1105-85160 | SAH-Sterile Processing | 920000849-0-CIP | SAH | SAH
SAH2175 | Large Volume Pump Module | 378348 | BD | 8100 | Alaris Pump | 03/19/2015 | IU | Active | 1105-85160 | SAH-Sterile Processing | 611000670-0-CAP | SAH | SAH
SAH2176 | Large Volume Pump Module | 378348 | BD | 8100 | Alaris Pump | 05/31/2012 | IU | Active | 1105-85160 | SAH-Sterile Processing | 920000849-0-CIP | SAH | SAH
SAH2177 | Large Volume Pump Module | 378348 | BD | 8100 | Alaris Pump | 05/31/2012 | IU | Active | 1105-85160 | SAH-Sterile Processing | 920000849-0-CIP | SAH | SAH
SAH2186 | Large Volume Pump Module | 378348 | BD | 8100 | Alaris Pump | 05/31/2012 | IU | Active | 1105-85160 | SAH-Sterile Processing | 920000849-0-CIP | SAH | SAH
SAH2187 | Large Volume Pump Module | 378348 | BD | 8100 | Alaris Pump | 05/31/2012 | IU | Active | 1105-85160 | SAH-Sterile Processing | 920000849-0-CIP | SAH | SAH
SAH2188 | Large Volume Pump Module | 378348 | BD | 8100 | Alaris Pump | 05/31/2012 | IU | Active | 1105-85160 | SAH-Sterile Processing | 920000849-0-CIP | SAH | SAH
SAH2189 | Large Volume Pump Module | 378348 | BD | 8100 | Alaris Pump | 05/31/2012 | IU | Active | 1105-85160 | SAH-Sterile Processing | 920000849-0-CIP | SAH | SAH
SAH2190 | Electronic Thermometer | 101850 | Welch Allyn Inc A Subsidiary | 692 | Sure Temp Plus | 10/17/2018 | 04 | Inventory | 1105-23100 | SAH-Emergency Service | 260659040 | SAH | SAH
SAH2191 | Electronic Thermometer | 101850 | Welch Allyn Inc A Subsidiary | 692 | Sure Temp Plus | 10/17/2018 | 04 | Inventory | 1105-23100 | SAH-Emergency Service | 260659040 | SAH | SAH
SAH2192 | Electronic Thermometer | 101850 | Welch Allyn Inc A Subsidiary | 692 | Sure Temp Plus | 10/17/2018 | 04 | Inventory | 1105-23100 | SAH-Emergency Service | 260659040 | SAH | SAH
SAH2193 | Electronic Thermometer | 101850 | Welch Allyn Inc A Subsidiary | 692 | Sure Temp Plus | 10/17/2018 | 04 | Inventory | 1105-23100 | SAH-Emergency Service | 260659040 | SAH | SAH
SAH2194 | Fetal and Vascular Doppler | 458815 | Natus Neurology Inc | 200 | Nicolet Elite 200 | 10/08/2015 | 04 | Inventory | 1105-23100 | SAH-Emergency Service | 260464266 | SAH | SAH
SAH2197 | Large Volume Pump Module | 378348 | BD | 8100 | Alaris Pump | 05/31/2012 | IU | Active | 1105-85160 | SAH-Sterile Processing | 920000849-0-CIP | SAH | SAH
SAH2198 | AED Defibrillator | 452575 | Physio-Control Inc | LP1000 | LIFEPAK 1000 | 10/18/2018 | LS | High Risk | 1105-10000 | SAH-Nursing Administration | 260650742 | SAH | SAH
SAH2199 | AED Defibrillator | 452575 | Physio-Control Inc | LP1000 | LIFEPAK 1000 | 10/18/2018 | LS | High Risk | 1105-10000 | SAH-Nursing Administration | 260650742 | SAH | SAH
SAH2207 | Large Volume Pump Module | 378348 | BD | 8100 | Alaris Pump | 05/31/2012 | IU | Active | 1105-85160 | SAH-Sterile Processing | 920000849-0-CIP | SAH | SAH
SAH2210 | Large Volume Pump Module | 378348 | BD | 8100 | Alaris Pump | 05/31/2012 | IU | Active | 1105-85160 | SAH-Sterile Processing | 920000849-0-CIP | SAH | SAH
SAH2213 | Vital Signs Monitor | 440964 | GE Healthcare Technologies | 2034803-002 | Carescape V100 | 08/24/2011 | IU | Active | 1105-89220 | SAH-Faith Community Nursing | 260211322 | SAH | SAH
SAH2215 | Portable Suction | 105171 | Allied Healthcare Products Inc | G180 | OptiVac | 08/26/2016 | IU | Active | 1105-34620 | SAH-Radiation Therapy | 260524484 | SAH | SAH
SAH2216 | Head Light | 101850 | Welch Allyn Inc A Subsidiary | 79103 | 79103 | 10/19/1999 | IU | Active | 1105-34620 | SAH-Radiation Therapy | 000 | SAH | SAH
SAH2218 | Head Light | 101850 | Welch Allyn Inc A Subsidiary | 46070R | 46070R | 08/08/2011 | IU | Active | 1105-34620 | SAH-Radiation Therapy | 711002023-0-CES | SAH | SAH
SAH2225 | Matrix Transducer 1.5-4MHz | 439946 | GE Healthcare USA | 5308251 | M4S-RS | 01/31/2019 | IU | Active | 1105-30620 | SAH-Non Invasive Cardiology | 711008544-0-CES | SAH | SAH
SAH2226 | Linear Transducer 4-13MHz | 439946 | GE Healthcare USA | ML6-15-D | ML6-15-D | 09/13/2019 | IU | Active | 1105-33900 | SAH-Ultrasound | 711009170-0-CES | SAH | SAH
SAH2232 | Cardiac Ultrasound System | 453551 | Philips Healthcare | 8500-0082 | IE33 | 03/25/2013 | IU | Active | 1105-30620 | SAH-Non Invasive Cardiology | 611000533-0-CAP | SAH | SAH
SAH2235 | TEE Transducer 2-7MHz | 453551 | Philips Healthcare | X7-2T | X7-2T | 05/04/2014 | IU | Active | 1105-30620 | SAH-Non Invasive Cardiology | NA | SAH | SAH
SAH2236 | Cardiac Ultrasound System | 453551 | Philips Healthcare | Epiq 7C | Epiq 7C | 12/04/2017 | IU | Active | 1105-30620 | SAH-Non Invasive Cardiology | 411000355-0-CRE | SAH | SAH
SAH2240 | Ultrasound Transducer | 439946 | GE Healthcare USA | 9L-D | 9L-D | 04/07/2017 | IU | Active | 1105-33900 | SAH-Ultrasound | 611000865-0-CAP | SAH | SAH
SAH2241 | Linear Transducer 4-13MHz | 439946 | GE Healthcare USA | ML6-15-D | ML6-15-D | 05/18/2016 | MI | Missing | 1105-33900 | SAH-Ultrasound | 611000799-0-CAP | SAH | SAH
SAH2242 | Diagnostic Ultrasound System | 439946 | GE Healthcare USA | 52025000-9 | Logiq E9 XDclear 2.0 | 04/07/2017 | IU | Active | 1105-33900 | SAH-Ultrasound | 611000865-0-CAP | SAH | SAH
SAH2245 | Linear Transducer 4-13MHz | 439946 | GE Healthcare USA | ML6-15-D | ML6-15-D | 04/07/2017 | IU | Active | 1105-33900 | SAH-Ultrasound | 611000865-0-CAP | SAH | SAH
SAH2248 | Endovag Transducer 3.7-11.5MHz | 439946 | GE Healthcare USA | 2297883 | E8C | 06/19/2013 | IU | Active | 1105-33900 | SAH-Ultrasound | 000 | SAH | SAH
SAH2249 | US Probe High Lvl Desinfector | 523789 | Nanosonics Inc | N00010-US | Trophon EPR | 10/16/2013 | IU | Active | 1105-33900 | SAH-Ultrasound | 611000572 | SAH | SAH
SAH2251 | Curve Transducer 2-5MHz | 439946 | GE Healthcare USA | 5261135 | C1-5-D | 08/09/2012 | MI | Missing | 1105-33900 | SAH-Ultrasound | NA | SAH | SAH
SAH2253 | Linear Transducer 4-13MHz | 439946 | GE Healthcare USA | ML6-15-D | ML6-15-D | 01/02/2012 | IU | Active | 1105-33900 | SAH-Ultrasound | 911000704-0-CIP | SAH | SAH
SAH2254 | Transducer Probe | 439946 | GE Healthcare USA | 5405253 | C2-9-D | 05/18/2016 | IU | Active | 1105-33900 | SAH-Ultrasound | 611000799-0-CAP | SAH | SAH
SAH2255 | Diagnostic Ultrasound System | 439946 | GE Healthcare USA | VIVID S6 | VIVID S6 | 04/08/2010 | IU | Active | 1105-30620 | SAH-Non Invasive Cardiology | 611000341 | SAH | SAH
SAH2257 | Diagnostic Ultrasound System | 439946 | GE Healthcare USA | 5394971 | Logiq P6 | 01/22/2016 | IU | Active | 1105-33900 | SAH-Ultrasound | 611000768 | SAH | SAH
SAH2258 | Convex Transducer 1.5-4.5MHz | 439946 | GE Healthcare USA | 2401359 | 4C | 06/18/2018 | IU | Active | 1105-33900 | SAH-Ultrasound | 711007902-0-CES | SAH | SAH
SAH2260 | Diagnostic Ultrasound System | 439946 | GE Healthcare USA | 5669845 | Logiq S8 | 09/21/2016 | IU | Active | 1105-33900 | SAH-Ultrasound | 611000815-0-CAP | SAH | SAH
SAH2262 | Linear Array Transducer 3-9MHz | 453551 | Philips Healthcare | L15-7io | L15-7io | 12/04/2017 | OS | In - Active | 1105-30620 | SAH-Non Invasive Cardiology | 411000355-0-CRE | SAH | SAH
SAH2263 | Cardiac Ultrasound System | 453551 | Philips Healthcare | Epiq 7 | Epiq 7 | 04/08/2015 | IU | Active | 1105-30620 | SAH-Non Invasive Cardiology | 621001740-0-CAP | SAH | SAH
SAH2267 | Ultrasound Sector Transducer | 439946 | GE Healthcare USA | 5438302-2 | S1-5-D | 06/14/2016 | MI | Missing | 1105-33900 | SAH-Ultrasound | FIU | SAH | SAH
SAH2269 | US Probe High Lvl Desinfector | 523789 | Nanosonics Inc | N00010-US | Trophon EPR | 01/14/2016 | IU | Active | 1105-33900 | SAH-Ultrasound | FIU | SAH | SAH
SAH2270 | Microconvex Array Probe | 439946 | GE Healthcare USA | IC5-9-D | IC5-9-D | 06/18/2019 | IU | Active | 1105-33900 | SAH-Ultrasound | Exchange | SAH | SAH
SAH2272 | Linear Transducer 2.5-8MHz | 439946 | GE Healthcare USA | 5131433 | 9L | 03/13/2008 | IU | Active | 1105-33900 | SAH-Ultrasound | . | SAH | SAH
SAH2274 | Prostate Fusion Biopsy System | 308478 | Invivo Corp | 4598-009-56361 | Uronav | 05/26/2016 | IU | Active | 1105-33900 | SAH-Ultrasound | 611000771-0-CAP | SAH | SAH
SAH2275 | Microconvex Array Probe | 439946 | GE Healthcare USA | IC5-9-D | IC5-9-D | 07/02/2019 | MI | Missing | 1105-33900 | SAH-Ultrasound | 611000865-0-CAP | SAH | SAH
SAH2278 | Microconvex Array Probe | 439946 | GE Healthcare USA | IC5-9-D | IC5-9-D | 07/02/2019 | IU | Active | 1105-33900 | SAH-Ultrasound | 711007994-0-CES | SAH | SAH
SAH2291 | Cardiac Ultrasound System | 453551 | Philips Healthcare | 8500-0082 | IE33 | 01/20/2009 | IU | Active | 1105-33900 | SAH-Ultrasound | NA | SAH | SAH
SAH2292 | Diagnostic Ultrasound System | 439946 | GE Healthcare USA | 5418104 | Logiq S8 | 11/03/2021 | IU | Active | 1105-33900 | SAH-Ultrasound | 626004784 | SAH | SAH
SAH2294 | XDclear Convex Array Probe | 439946 | GE Healthcare USA | C1-6-D | C1-6-D | 11/03/2021 | IU | Active | 1105-33900 | SAH-Ultrasound | PENDING | SAH | SAH
SAH2298 | Microconvex Array Probe | 439946 | GE Healthcare USA | IC5-9-D | IC5-9-D | 08/08/2022 | IU | Active | 1105-33900 | SAH-Ultrasound | 626004784 | SAH | SAH
SAH2299 | Transducer Probe | 439946 | GE Healthcare USA | 5418916 | C1-6-D | 08/08/2022 | IU | Active | 1105-33900 | SAH-Ultrasound | 626001744-0-cap | SAH | SAH
SAH2300 | Transducers, Ultrasonic | 453551 | Philips Healthcare | X5-1c | X5-1c | 01/04/2024 | IU | Active | 1105-30620 | SAH-Non Invasive Cardiology | 261318096 | SAH | SAH
SAH2301 | TEE Transducer | 453551 | Philips Healthcare | X8-2T | X8-2T | 01/12/2024 | IU | Active | 1105-30620 | SAH-Non Invasive Cardiology | 711009432-0-CES | SAH | SAH
SAH2303 | Transducers, Ultrasonic | 453551 | Philips Healthcare | X5-1 | X5-1 | 02/08/2023 | IU | Active | 1105-30620 | SAH-Non Invasive Cardiology | 626001232-0-cap | SAH | SAH
SAH2307 | Microconvex Array Probe | 439946 | GE Healthcare USA | IC5-9-D | IC5-9-D | 04/13/2022 | IU | Active | 1105-33900 | SAH-Ultrasound | 626001744-0-cap | SAH | SAH
SAH2308 | TEE Transducer | 453551 | Philips Healthcare | X8-2T | X8-2T | 11/29/2023 | IU | Active | 1105-30620 | SAH-Non Invasive Cardiology | 411000576-0-CRE | SAH | SAH
SAH2312 | Ultrasound Transducer | 439946 | GE Healthcare USA | 9L-D | 9L-D | 03/30/2022 | IU | Active | 1105-33900 | SAH-Ultrasound | 626004784 | SAH | SAH
SAH2313 | Microconvex Array Probe | 439946 | GE Healthcare USA | IC5-9-D | IC5-9-D | 03/30/2022 | MI | Missing | 1105-33900 | SAH-Ultrasound | 711006593-0-CES | SAH | SAH
SAH2314 | Transducers, Ultrasonic | 453551 | Philips Healthcare | X5-1 | X5-1 | 02/08/2023 | IU | Active | 1105-30620 | SAH-Non Invasive Cardiology | 626001232-0-CAP | SAH | SAH
SAH2315 | Ultrasound Transducer | 439946 | GE Healthcare USA | 9L-D | 9L-D | 04/24/2023 | IU | Active | 1105-33900 | SAH-Ultrasound | 711007488-0-CES | SAH | SAH
SAH2316 | Cardiac Ultrasound System | 453551 | Philips Healthcare | EPIQ CVx 3D | EPIQ CVx 3D | 01/04/2024 | IU | Active | 1105-30620 | SAH-Non Invasive Cardiology | 261318096 | SAH | SAH
SAH2317 | Transducers, Ultrasonic | 453551 | Philips Healthcare | X5-1 | X5-1 | 01/04/2024 | IU | Active | 1105-30620 | SAH-Non Invasive Cardiology | 261318096 | SAH | SAH
SAH2318 | Transducers, Ultrasonic | 453551 | Philips Healthcare | X5-1 | X5-1 | 11/22/2023 | IU | Active | 1105-30620 | SAH-Non Invasive Cardiology | 626001232-0-cap | SAH | SAH
SAH2321 | Anesthesia Machine | 351254 | Datex-Ohmeda Inc Div GE Health | 1009-9050-000 | Avance CS2 | 08/19/2022 | LS | High Risk | 1105-20100 | SAH-Anesthesiology | 626005148 | SAH | SAH
SAH2507 | UPS | 108649 | APC-American Power Conversion | BX1300G | XS1300 | 01/02/2012 | IU | Active | 1105-23100 | SAH-Emergency Service | 000 | SAH | SAH
SAH2508 | Otoscope, Isolated Wall Unit | 101850 | Welch Allyn Inc A Subsidiary | 767 | 767 | 07/01/1999 | 04 | Inventory | 1105-23100 | SAH-Emergency Service | 000 | SAH | SAH
SAH2510 | Electronic Thermometer | 101850 | Welch Allyn Inc A Subsidiary | 690 | Sure Temp Plus | 03/25/2013 | 04 | Inventory | 1105-23100 | SAH-Emergency Service | NA | SAH | SAH
SAH2511 | Electronic Thermometer | 101850 | Welch Allyn Inc A Subsidiary | 690 | Sure Temp Plus | 11/19/2015 | 04 | Inventory | 1105-23100 | SAH-Emergency Service | 260469418 | SAH | SAH
SAH2512 | Otoscope, Isolated Wall Unit | 101850 | Welch Allyn Inc A Subsidiary | 767 | 767 | 07/01/1999 | 04 | Inventory | 1105-23100 | SAH-Emergency Service | 000 | SAH | SAH
SAH2513 | Electronic Thermometer | 101850 | Welch Allyn Inc A Subsidiary | 692 | Sure Temp Plus | 06/21/2018 | 04 | Inventory | 1105-23100 | SAH-Emergency Service | 1416903-P | SAH | SAH
SAH2514 | Otoscope, Isolated Wall Unit | 101850 | Welch Allyn Inc A Subsidiary | 767 | 767 | 07/01/1999 | 04 | Inventory | 1105-23100 | SAH-Emergency Service | 000 | SAH | SAH
SAH2515 | Electronic Thermometer | 101850 | Welch Allyn Inc A Subsidiary | 679 | SURE TEMP | 04/01/2012 | 04 | Inventory | 1105-23100 | SAH-Emergency Service | NA | SAH | SAH
SAH2516 | Electronic Thermometer | 101850 | Welch Allyn Inc A Subsidiary | 692 | Sure Temp Plus | 07/19/2017 | 04 | Inventory | 1105-23100 | SAH-Emergency Service | 3058633 | SAH | SAH
SAH2517 | Otoscope, Isolated Wall Unit | 101850 | Welch Allyn Inc A Subsidiary | 767 | 767 | 04/01/2012 | 04 | Inventory | 1105-23100 | SAH-Emergency Service | NA | SAH | SAH
SAH2518 | Intra-Compart Pressure Monitor | 101991 | Stryker Instruments | 0295-001-000 | Pressure Monitor | 02/14/2012 | IU | Active | 1105-23100 | SAH-Emergency Service | 411000104-cre | SAH | SAH
SAH2519 | Intra-Compart Pressure Monitor | 101991 | Stryker Instruments | 0295-001-000 | Pressure Monitor | 02/14/2012 | IU | Active | 1105-23100 | SAH-Emergency Service | 411000104-cre | SAH | SAH
SAH2520 | Electronic Thermometer | 101850 | Welch Allyn Inc A Subsidiary | 690 | Sure Temp Plus | 09/29/2016 | 04 | Inventory | 1105-23100 | SAH-Emergency Service | FIU | SAH | SAH
SAH2521 | Electronic Thermometer | 101850 | Welch Allyn Inc A Subsidiary | 690 | Sure Temp Plus | 06/16/2019 | 04 | Inventory | 1105-23100 | SAH-Emergency Service | FIU | SAH | SAH
SAH2522 | Hand Held Glucometer | 440769 | Abbott Diabetes Care | 71411-70 | FreeStyle Precision | 06/20/2018 | 04 | Inventory | 1105-31350 | SAH-Point of Care Testing (POCT) 3rd | 626001422-CAP | SAH | SAH
SAH2523 | Oto/Ophthalmoscope | 101850 | Welch Allyn Inc A Subsidiary | GS777 | GS777 | 09/29/2016 | 04 | Inventory | 1105-23100 | SAH-Emergency Service | FIU | SAH | SAH
SAH2524 | Oto/Ophthalmoscope | 101850 | Welch Allyn Inc A Subsidiary | GS777 | GS777 | 09/29/2016 | 04 | Inventory | 1105-23100 | SAH-Emergency Service | FIU | SAH | SAH
SAH2525 | Oto/Ophthalmoscope | 101850 | Welch Allyn Inc A Subsidiary | GS777 | GS777 | 06/16/2019 | 04 | Inventory | 1105-23100 | SAH-Emergency Service | 260703893 | SAH | SAH
SAH2526 | Oto/Ophthalmoscope | 101850 | Welch Allyn Inc A Subsidiary | GS777 | GS777 | 09/29/2016 | 04 | Inventory | 1105-23100 | SAH-Emergency Service | FIU | SAH | SAH
SAH2527 | Oto/Ophthalmoscope | 101850 | Welch Allyn Inc A Subsidiary | GS777 | GS777 | 09/29/2016 | 04 | Inventory | 1105-23100 | SAH-Emergency Service | FIU | SAH | SAH
SAH2528 | Physician Balance Beam Scale | 103689 | seca North America | 700 | Seca 700 | 01/27/2017 | IU | Active | 1105-23100 | SAH-Emergency Service | 260557807 | SAH | SAH
SAH2529 | Procedure Light | 101850 | Welch Allyn Inc A Subsidiary | GS600 | Mini Procedure Light | 12/18/2017 | 04 | Inventory | 1105-23100 | SAH-Emergency Service | 260607634 | SAH | SAH
SAH2530 | Blanket Warmer | 107114 | STERIS Corp | DJ060124331 | DJ060124331 | 04/30/2018 | IU | Active | 1105-23100 | SAH-Emergency Service | 411000362-0-CRE | SAH | SAH
SAH2531 | Exam Light, Ultraviolet | 549397 | Burton Medical LLC | 31602 | 31602 | 05/30/2006 | IU | Active | 1105-23100 | SAH-Emergency Service | 000 | SAH | SAH
SAH2534 | Digital Floor Scale | 103689 | seca North America | 703 | Seca 703 | 09/07/2012 | IU | Active | 1105-23160 | SAH-Emergency Service Beh Hlth | 000 | SAH | SAH
SAH2536 | Patient Lift | 358830 | Liko Inc A Hill-Rom Co | 200061 | Golvo 7007 LB | 06/30/2015 | IU | Active | 1105-23100 | SAH-Emergency Service | FIU | SAH | SAH
SAH2545 | Water Purification RO | 199732 | Mar Cor Purification A Cantel | WRO300H | WRO300H | 06/18/2019 | IU | Active | 1105-32100 | SAH-Hemodialysis | 626002657-0-CAP | SAH | SAH
SAH2546 | Ventilator, Bipap, CPAP | 454161 | Philips Respironics | BiPAP V30 | BiPAP V30 Auto | 06/18/2019 | IU | Active | 1105-35000 | SAH-Respiratory Care Services 2nd | 260699755-0-CAP | SAH | SAH
SAH2547 | Ventilator, Bipap, CPAP | 454161 | Philips Respironics | BiPAP V30 | BiPAP V30 Auto | 06/18/2019 | IU | Active | 1105-35000 | SAH-Respiratory Care Services 2nd | 260699755-0-CAP | SAH | SAH
SAH2548 | Ventilator, Bipap, CPAP | 454161 | Philips Respironics | BiPAP V30 | BiPAP V30 Auto | 06/18/2019 | IU | Active | 1105-35000 | SAH-Respiratory Care Services 2nd | 260699755-0-CAP | SAH | SAH
SAH2549 | Ventilator, Bipap, CPAP | 454161 | Philips Respironics | BiPAP V30 | BiPAP V30 Auto | 06/18/2019 | IU | Active | 1105-35000 | SAH-Respiratory Care Services 2nd | 260699755-0-CAP | SAH | SAH
SAH2550 | Ventilator, Bipap, CPAP | 454161 | Philips Respironics | BiPAP V30 | BiPAP V30 Auto | 06/18/2019 | IU | Active | 1105-35000 | SAH-Respiratory Care Services 2nd | 260699755-0-CAP | SAH | SAH
SAH2554 | Oto/Ophthalmoscope | 101850 | Welch Allyn Inc A Subsidiary | 74710 | 74710 | 07/01/1999 | 04 | Inventory | 1105-23100 | SAH-Emergency Service | 000 | SAH | SAH
SAH2555 | Oto/Ophthalmoscope | 101850 | Welch Allyn Inc A Subsidiary | 74710 | 74710 | 07/01/1999 | 04 | Inventory | 1105-23100 | SAH-Emergency Service | 000 | SAH | SAH
SAH2556 | Electronic Thermometer | 101850 | Welch Allyn Inc A Subsidiary | 679 | SURE TEMP | 04/01/2012 | 04 | Inventory | 1105-23100 | SAH-Emergency Service | NA | SAH | SAH
SAH2558 | Otoscope, Isolated Wall Unit | 101850 | Welch Allyn Inc A Subsidiary | 767 | 767 | 04/01/2012 | 04 | Inventory | 1105-23100 | SAH-Emergency Service | NA | SAH | SAH
SAH2560 | Otoscope, Isolated Wall Unit | 101850 | Welch Allyn Inc A Subsidiary | 767 | 767 | 04/01/2012 | 04 | Inventory | 1105-23100 | SAH-Emergency Service | NA | SAH | SAH
SAH2561 | Electronic Thermometer | 101850 | Welch Allyn Inc A Subsidiary | 692 | Sure Temp Plus | 06/20/2019 | 04 | Inventory | 1105-23100 | SAH-Emergency Service | BISC | SAH | SAH
SAH2563 | Otoscope, Isolated Wall Unit | 101850 | Welch Allyn Inc A Subsidiary | 767 | 767 | 05/18/2012 | 04 | Inventory | 1105-13100 | SAH-Intensive Care Unit | unknown | SAH | SAH
SAH2565 | Blood Flow Detector | 102998 | Parks Medical Electronics Inc | 811B | Doopler Flow Detecto | 07/01/1999 | 04 | Inventory | 1105-23100 | SAH-Emergency Service | 000 | SAH | SAH
SAH2569 | OB-GYN Table | R10038 | Retrofit Medical | Gynocart | Gynocart | 03/10/2014 | IU | Active | 1105-23100 | SAH-Emergency Service | N/A | SAH | SAH
SAH2570 | Lab Microscope | 103312 | Nikon Instruments Inc | Eclipse E200 | Eclipse E200 | 06/25/2019 | IU | Active | 1105-31200 | SAH-Pathology Services | 260707125 | SAH | SAH
SAH2571 | LED Gooseneck Exam Light | 358372 | Waldmann Lighting | D15051000 | Halux LED 20P SX | 07/09/2015 | 04 | Inventory | 1105-23100 | SAH-Emergency Service | FIU | SAH | SAH
SAH2572 | Warmer Resuscitaire Scale | 101694 | Scale-Tronix Inc | 4002-DR | Infant Scale | 10/10/2016 | IU | Active | 1105-23100 | SAH-Emergency Service | FIU | SAH | SAH
SAH2573 | Infant Radiant Warmer | 371341 | Draeger Medical Inc | RW82VHA-1 | RW82VHA-1 | 10/28/2010 | IU | Active | 1105-23100 | SAH-Emergency Service | 611000405 | SAH | SAH
SAH2574 | Digital Stretcher Scale | 103689 | seca North America | 6561321103 | Seca 656 | 01/30/2018 | OS | In - Active | 1105-23100 | SAH-Emergency Service | 626001106 - CAP | SAH | SAH
SAH2576 | Portable Ultrasound System | 340440 | SonoSite div of FUJIFILM | P24550-20 | SII | 06/30/2019 | 04 | Inventory | 1105-23100 | SAH-Emergency Service | 626002819-0-CAP | SAH | SAH
SAH2577 | Ultrasound, Vascular | 340440 | SonoSite div of FUJIFILM | P21981-10 | C35x/8/3 | 06/30/2019 | 04 | Inventory | 1105-23100 | SAH-Emergency Service | 626002819-0-CAP | SAH | SAH
SAH2579 | Hybrid Graphic Printer | 182624 | Sony Electronics Inc Medical S | UP-X898MD | UP-X898MD Digital A5 | 06/30/2019 | MI | Missing | 1105-23100 | SAH-Emergency Service | 626002819-0-CAP | SAH | SAH
SAH2581 | Hand Held Glucometer | 440769 | Abbott Diabetes Care | 71411-70 | FreeStyle Precision | 06/20/2018 | 04 | Inventory | 1105-31350 | SAH-Point of Care Testing (POCT) 3rd | 626001422-CAP | SAH | SAH
SAH2584 | Otoscope, Isolated Wall Unit | 101850 | Welch Allyn Inc A Subsidiary | 767 | 767 | 05/18/2012 | 04 | Inventory | 1105-23100 | SAH-Emergency Service | unknown | SAH | SAH
SAH2585 | Otoscope, Isolated Wall Unit | 101850 | Welch Allyn Inc A Subsidiary | 767 | 767 | 05/18/2012 | 04 | Inventory | 1105-13100 | SAH-Intensive Care Unit | na | SAH | SAH
SAH2586 | Otoscope, Isolated Wall Unit | 101850 | Welch Allyn Inc A Subsidiary | 767 | 767 | 05/18/2012 | 04 | Inventory | 1105-13100 | SAH-Intensive Care Unit | unknown | SAH | SAH
SAH2588 | Otoscope, Isolated Wall Unit | 101850 | Welch Allyn Inc A Subsidiary | 767 | 767 | 05/18/2012 | 04 | Inventory | 1105-12154 | SAH-Cardiovascular Tele PT3 | na | SAH | SAH
SAH2589 | Otoscope, Isolated Wall Unit | 101850 | Welch Allyn Inc A Subsidiary | 767 | 767 | 05/18/2012 | 04 | Inventory | 1105-12154 | SAH-Cardiovascular Tele PT3 | unknown | SAH | SAH
SAH2590 | Otoscope, Isolated Wall Unit | 101850 | Welch Allyn Inc A Subsidiary | 767 | 767 | 05/18/2012 | 04 | Inventory | 1105-13100 | SAH-Intensive Care Unit | unknown | SAH | SAH
SAH2595 | Hand Held Glucometer | 440769 | Abbott Diabetes Care | 71411-70 | FreeStyle Precision | 06/19/2018 | 04 | Inventory | 1105-31350 | SAH-Point of Care Testing (POCT) 3rd | 626001422-CAP | SAH | SAH
SAH2601 | Physician Balance Beam Scale | 103689 | seca North America | 700 | Seca 700 | 02/07/2017 | IU | Active | 1105-12530 | SAH-Surgical Unit I AT4 | 711006490-0-CES | SAH | SAH
SAH2606 | Dialysate Conductivity Meters | 101527 | Myron L Co | D-1 | D-1 | 04/16/2020 | 04 | Inventory | 1105-32100 | SAH-Hemodialysis | 260444139 | SAH | SAH
SAH2608 | Exercise Bike, Recumbent | 394503 | SCIFIT | PRO 1000 | PRO 1000 | 08/05/2019 | IU | Active | 1105-39150 | SAH-Rehab Services OP SARC | 260708379 | SAH | SAH
SAH2612 | ICU Ventilator | 458114 | Covidien RMS Respiratory & Mon | PB980 | Puritan Bennett 980 | 08/06/2019 | LS | High Risk | 1105-35000 | SAH-Respiratory Care Services 2nd | 626002884-0-CAP | SAH | SAH
SAH2613 | ICU Ventilator | 458114 | Covidien RMS Respiratory & Mon | PB980 | Puritan Bennett 980 | 08/06/2019 | LS | High Risk | 1105-35000 | SAH-Respiratory Care Services 2nd | 626002884-0-CAP | SAH | SAH
SAH2614 | ICU Ventilator | 458114 | Covidien RMS Respiratory & Mon | PB980 | Puritan Bennett 980 | 08/06/2019 | LS | High Risk | 1105-35000 | SAH-Respiratory Care Services 2nd | 626002884-0-CAP | SAH | SAH
SAH2615 | ICU Ventilator | 458114 | Covidien RMS Respiratory & Mon | PB980 | Puritan Bennett 980 | 08/06/2019 | LS | High Risk | 1105-35000 | SAH-Respiratory Care Services 2nd | 626002884-0-CAP | SAH | SAH
SAH2617 | I-Stat Downloader/Charger | 450992 | Abbott Point of Care Div | DRC-300 | DRC-300 | 08/09/2019 | 04 | Inventory | 1105-31350 | SAH-Point of Care Testing (POCT) 3rd | EXCHANGE | SAH | SAH
SAH2618 | I-Stat Downloader/Charger | 450992 | Abbott Point of Care Div | DRC-300 | DRC-300 | 08/09/2019 | 04 | Inventory | 1105-31350 | SAH-Point of Care Testing (POCT) 3rd | EXCHANGE | SAH | SAH
SAH2620 | Ventilator, Bipap, CPAP | 454161 | Philips Respironics | BiPAP V30 | BiPAP V30 Auto | 08/13/2019 | IU | Active | 1105-35000 | SAH-Respiratory Care Services 2nd | 260712958-0 CAP | SAH | SAH
SAH2621 | Ventilator, Bipap, CPAP | 454161 | Philips Respironics | BiPAP V30 | BiPAP V30 Auto | 08/13/2019 | IU | Active | 1105-35000 | SAH-Respiratory Care Services 2nd | 260712958-0 CAP | SAH | SAH
SAH2622 | Ventilator, Bipap, CPAP | 454161 | Philips Respironics | BiPAP V30 | BiPAP V30 Auto | 08/13/2019 | OS | In - Active | 1105-35000 | SAH-Respiratory Care Services 2nd | 260712958-0 CAP | SAH | SAH
SAH2623 | Ventilator, Bipap, CPAP | 454161 | Philips Respironics | BiPAP V30 | BiPAP V30 Auto | 08/13/2019 | IU | Active | 1105-35000 | SAH-Respiratory Care Services 2nd | 260712958-0 CAP | SAH | SAH
SAH2624 | Ventilator, Bipap, CPAP | 454161 | Philips Respironics | BiPAP V30 | BiPAP V30 Auto | 08/13/2019 | IU | Active | 1105-35000 | SAH-Respiratory Care Services 2nd | 260712958-0 CAP | SAH | SAH
SAH2628 | Temporal Infrared Thermometer | 107875 | Exergen Corp | TAT-5000 | TAT-5000 | 08/28/2019 | 04 | Inventory | 1105-12154 | SAH-Cardiovascular Tele PT3 | 260717780 | SAH | SAH
SAH2630 | Electronic Thermometer | 101850 | Welch Allyn Inc A Subsidiary | 690 | Sure Temp Plus | 08/30/2019 | 04 | Inventory | 1105-23100 | SAH-Emergency Service | 260718257 | SAH | SAH
SAH2631 | Electronic Thermometer | 101850 | Welch Allyn Inc A Subsidiary | 690 | Sure Temp Plus | 08/30/2019 | 04 | Inventory | 1105-23100 | SAH-Emergency Service | 260718257 | SAH | SAH
SAH2632 | Electronic Thermometer | 101850 | Welch Allyn Inc A Subsidiary | 690 | Sure Temp Plus | 08/30/2019 | 04 | Inventory | 1105-23100 | SAH-Emergency Service | 260718257 | SAH | SAH
SAH2633 | Electronic Thermometer | 101850 | Welch Allyn Inc A Subsidiary | 690 | Sure Temp Plus | 08/30/2019 | 04 | Inventory | 1105-23100 | SAH-Emergency Service | 260718257 | SAH | SAH
SAH2634 | Electronic Thermometer | 101850 | Welch Allyn Inc A Subsidiary | 690 | Sure Temp Plus | 08/30/2019 | 04 | Inventory | 1105-23100 | SAH-Emergency Service | 260718257 | SAH | SAH
SAH2635 | Electronic Thermometer | 101850 | Welch Allyn Inc A Subsidiary | 690 | Sure Temp Plus | 08/30/2019 | 04 | Inventory | 1105-23100 | SAH-Emergency Service | 260718257 | SAH | SAH
SAH2637 | Electronic Thermometer | 101850 | Welch Allyn Inc A Subsidiary | 690 | Sure Temp Plus | 08/30/2019 | 04 | Inventory | 1105-23100 | SAH-Emergency Service | 260718257 | SAH | SAH
SAH2639 | ICU Ventilator | 458114 | Covidien RMS Respiratory & Mon | PB980 | Puritan Bennett 980 | 10/01/2019 | LS | High Risk | 1105-35000 | SAH-Respiratory Care Services 2nd | 626002884-0-CAP | SAH | SAH
SAH2642 | Ventilator, Bipap, CPAP | 454161 | Philips Respironics | BiPAP V30 | BiPAP V30 Auto | 09/10/2019 | OS | In - Active | 1105-35000 | SAH-Respiratory Care Services 2nd | 260719070-0-CAP | SAH | SAH
SAH2644 | Ventilator, Bipap, CPAP | 454161 | Philips Respironics | BiPAP V30 | BiPAP V30 Auto | 09/10/2019 | IU | Active | 1105-35000 | SAH-Respiratory Care Services 2nd | 260719070-0-CAP | SAH | SAH
SAH2645 | Ventilator, Bipap, CPAP | 454161 | Philips Respironics | BiPAP V30 | BiPAP V30 Auto | 09/10/2019 | IU | Active | 1105-35000 | SAH-Respiratory Care Services 2nd | 260719070-0-CAP | SAH | SAH
SAH2646 | Ventilator, Bipap, CPAP | 454161 | Philips Respironics | BiPAP V30 | BiPAP V30 Auto | 09/10/2019 | IU | Active | 1105-35000 | SAH-Respiratory Care Services 2nd | 260719070-0-CAP | SAH | SAH
SAH2648 | Vital Signs Monitor | 101850 | Welch Allyn Inc A Subsidiary | VSM 6000 SERIES | VSM 6000 SERIES | 03/20/2012 | IU | Active | 1105-12510 | SAH-Cardiac Medical I (3SW) | 420002379-CRE | SAH | SAH
SAH2649 | Tilt Table | 101068 | AliMed Inc | 9500 | 9500 | 09/18/2019 | IU | Active | 1105-30620 | SAH-Non Invasive Cardiology | 260708520 | SAH | SAH
SAH2654 | LED Lab Microscope w-Camera | 107896 | Olympus Scientific Solutions A | BX43F | BX43F | 09/26/2019 | IU | Active | 1105-31200 | SAH-Pathology Services | 411000494-0-CRE | SAH | SAH
SAH2655 | UPS | 108649 | APC-American Power Conversion | BE750G | Back-UPS ES 750 | 09/30/2019 | IU | Active | 1105-31000 | SAH-Laboratory Services | NON-CAPITAL | SAH | SAH
SAH2656 | UPS | 108649 | APC-American Power Conversion | SUA750 | Smart-UPS 750VA | 05/07/2007 | IU | Active | 1105-31000 | SAH-Laboratory Services | 000 | SAH | SAH
SAH2660 | Ultrasound Probe Cabinet | 106711 | Civco Medical Solutions | 610-1327 | Ultrasound Probe CAB | 10/11/2019 | IU | Active | 1105-33900 | SAH-Ultrasound | LAWSON | SAH | SAH
SAH2661 | Ultrasound Probe Cabinet | 106711 | Civco Medical Solutions | 610-1327 | Ultrasound Probe CAB | 10/11/2019 | IU | Active | 1105-33900 | SAH-Ultrasound | LAWSON | SAH | SAH
SAH2666 | UPS 2KVA | 108649 | APC-American Power Conversion | SMX2000RMLV2U | Smart-UPS X 2000VA | 10/12/2019 | IU | Active | 1105-31000 | SAH-Laboratory Services | FIU | SAH | SAH
SAH2667 | UPS 2KVA | 108649 | APC-American Power Conversion | SMX2000RMLV2U | Smart-UPS X 2000VA | 10/12/2019 | IU | Active | 1105-31000 | SAH-Laboratory Services | FIU | SAH | SAH
SAH2668 | Patient Data Module | 440964 | GE Healthcare Technologies | 2016793-003 | PDM | 10/28/2019 | IU | Active | 1105-21500 | SAH-PACU | 626002989-0-CAP | SAH | SAH
SAH2669 | Patient Data Module | 440964 | GE Healthcare Technologies | 2016793-003 | PDM | 10/28/2019 | IU | Active | 1105-21500 | SAH-PACU | 626002989-0-CAP | SAH | SAH
SAH2670 | Patient Data Module | 440964 | GE Healthcare Technologies | 2016793-003 | PDM | 10/28/2019 | IU | Active | 1105-21500 | SAH-PACU | 626002989-0-CAP | SAH | SAH
SAH2671 | Patient Data Module | 440964 | GE Healthcare Technologies | 2016793-003 | PDM | 10/28/2019 | IU | Active | 1105-21500 | SAH-PACU | 626002989-0-CAP | SAH | SAH
SAH2672 | Patient Data Module | 440964 | GE Healthcare Technologies | 2016793-003 | PDM | 10/28/2019 | IU | Active | 1105-21500 | SAH-PACU | 626002989-0-CAP | SAH | SAH
SAH2673 | Patient Data Module | 440964 | GE Healthcare Technologies | 2016793-003 | PDM | 10/28/2019 | IU | Active | 1105-21500 | SAH-PACU | 626002989-0-CAP | SAH | SAH
SAH2674 | Patient Data Module | 440964 | GE Healthcare Technologies | 2016793-003 | PDM | 10/28/2019 | IU | Active | 1105-21500 | SAH-PACU | 626002989-0-CAP | SAH | SAH
SAH2675 | Patient Data Module | 440964 | GE Healthcare Technologies | 2016793-003 | PDM | 10/28/2019 | IU | Active | 1105-21500 | SAH-PACU | 626002989-0-CAP | SAH | SAH
SAH2676 | Patient Data Module | 440964 | GE Healthcare Technologies | 2016793-003 | PDM | 10/28/2019 | IU | Active | 1105-21500 | SAH-PACU | 626002989-0-CAP | SAH | SAH
SAH2677 | Patient Data Module | 440964 | GE Healthcare Technologies | 2016793-003 | PDM | 10/28/2019 | IU | Active | 1105-21500 | SAH-PACU | 626002989-0-CAP | SAH | SAH
SAH2678 | Patient Data Module | 440964 | GE Healthcare Technologies | 2016793-003 | PDM | 10/28/2019 | IU | Active | 1105-21500 | SAH-PACU | 626002989-0-CAP | SAH | SAH
SAH2679 | Patient Data Module | 440964 | GE Healthcare Technologies | 2016793-003 | PDM | 10/28/2019 | IU | Active | 1105-13100 | SAH-Intensive Care Unit | 626002989-0-CAP | SAH | SAH
SAH2680 | Patient Data Module | 440964 | GE Healthcare Technologies | 2016793-003 | PDM | 10/28/2019 | IU | Active | 1105-21500 | SAH-PACU | 626002989-0-CAP | SAH | SAH
SAH2681 | Bedside Physiologic Monitor | 440964 | GE Healthcare Technologies | B650 | Carescape B650 | 10/28/2019 | IU | Active | 1105-21500 | SAH-PACU | 626002989-0-CAP | SAH | SAH
SAH2682 | Bedside Physiologic Monitor | 440964 | GE Healthcare Technologies | B650 | Carescape B650 | 10/28/2019 | IU | Active | 1105-21500 | SAH-PACU | 626002989-0-CAP | SAH | SAH
SAH2683 | Bedside Physiologic Monitor | 440964 | GE Healthcare Technologies | B650 | Carescape B650 | 10/28/2019 | IU | Active | 1105-21500 | SAH-PACU | 626002989-0-CAP | SAH | SAH
SAH2684 | Bedside Physiologic Monitor | 440964 | GE Healthcare Technologies | B650 | Carescape B650 | 10/28/2019 | IU | Active | 1105-21500 | SAH-PACU | 626002989-0-CAP | SAH | SAH
SAH2685 | Bedside Physiologic Monitor | 440964 | GE Healthcare Technologies | B650 | Carescape B650 | 10/28/2019 | IU | Active | 1105-21500 | SAH-PACU | 626002989-0-CAP | SAH | SAH
SAH2686 | Bedside Physiologic Monitor | 440964 | GE Healthcare Technologies | B650 | Carescape B650 | 10/28/2019 | IU | Active | 1105-21500 | SAH-PACU | 626002989-0-CAP | SAH | SAH
SAH2687 | Bedside Physiologic Monitor | 440964 | GE Healthcare Technologies | B650 | Carescape B650 | 10/28/2019 | IU | Active | 1105-21500 | SAH-PACU | 626002989-0-CAP | SAH | SAH
SAH2688 | Bedside Physiologic Monitor | 440964 | GE Healthcare Technologies | B650 | Carescape B650 | 10/28/2019 | IU | Active | 1105-21500 | SAH-PACU | 626002989-0-CAP | SAH | SAH
SAH2689 | Bedside Physiologic Monitor | 440964 | GE Healthcare Technologies | B650 | Carescape B650 | 10/28/2019 | IU | Active | 1105-21500 | SAH-PACU | 626002989-0-CAP | SAH | SAH
SAH2690 | Bedside Physiologic Monitor | 440964 | GE Healthcare Technologies | B650 | Carescape B650 | 10/28/2019 | IU | Active | 1105-21500 | SAH-PACU | 626002989-0-CAP | SAH | SAH
SAH2691 | Bedside Physiologic Monitor | 440964 | GE Healthcare Technologies | B650 | Carescape B650 | 10/28/2019 | IU | Active | 1105-21500 | SAH-PACU | 626002989-0-CAP | SAH | SAH
SAH2692 | Bedside Physiologic Monitor | 440964 | GE Healthcare Technologies | B650 | Carescape B650 | 10/28/2019 | IU | Active | 1105-21500 | SAH-PACU | 626002989-0-CAP | SAH | SAH
SAH2693 | Bedside Physiologic Monitor | 440964 | GE Healthcare Technologies | B650 | Carescape B650 | 10/28/2019 | IU | Active | 1105-21500 | SAH-PACU | 626002989-0-CAP | SAH | SAH
SAH2694 | Gas Module | 440964 | GE Healthcare Technologies | E-MiniC-00 | E-MiniC-00 | 10/17/2019 | IU | Active | 1105-21500 | SAH-PACU | 626002989-0-CAP | SAH | SAH
SAH2695 | Gas Module | 440964 | GE Healthcare Technologies | E-MiniC-00 | E-MiniC-00 | 10/17/2019 | IU | Active | 1105-21500 | SAH-PACU | 626002989-0-CAP | SAH | SAH
SAH2696 | Gas Module | 440964 | GE Healthcare Technologies | E-MiniC-00 | E-MiniC-00 | 10/17/2019 | IU | Active | 1105-21500 | SAH-PACU | 626002989-0-CAP | SAH | SAH
SAH2697 | Gas Module | 440964 | GE Healthcare Technologies | E-MiniC-00 | E-MiniC-00 | 10/17/2019 | IU | Active | 1105-21500 | SAH-PACU | 626002989-0-CAP | SAH | SAH
SAH2698 | Gas Module | 440964 | GE Healthcare Technologies | E-MiniC-00 | E-MiniC-00 | 10/17/2019 | IU | Active | 1105-21500 | SAH-PACU | 626002989-0-CAP | SAH | SAH
SAH2699 | Gas Module | 440964 | GE Healthcare Technologies | E-MiniC-00 | E-MiniC-00 | 10/17/2019 | IU | Active | 1105-21500 | SAH-PACU | 626002989-0-CAP | SAH | SAH
SAH2700 | Gas Module | 440964 | GE Healthcare Technologies | E-MiniC-00 | E-MiniC-00 | 10/17/2019 | IU | Active | 1105-21500 | SAH-PACU | 626002989-0-CAP | SAH | SAH
SAH2701 | Gas Module | 440964 | GE Healthcare Technologies | E-MiniC-00 | E-MiniC-00 | 10/17/2019 | IU | Active | 1105-21500 | SAH-PACU | 626002989-0-CAP | SAH | SAH
SAH2702 | Gas Module | 440964 | GE Healthcare Technologies | E-MiniC-00 | E-MiniC-00 | 10/17/2019 | IU | Active | 1105-21500 | SAH-PACU | 626002989-0-CAP | SAH | SAH
SAH2703 | Gas Module | 440964 | GE Healthcare Technologies | E-MiniC-00 | E-MiniC-00 | 10/17/2019 | IU | Active | 1105-21500 | SAH-PACU | 626002989-0-CAP | SAH | SAH
SAH2704 | Gas Module | 440964 | GE Healthcare Technologies | E-MiniC-00 | E-MiniC-00 | 10/17/2019 | IU | Active | 1105-21500 | SAH-PACU | 626002989-0-CAP | SAH | SAH
SAH2705 | Gas Module | 440964 | GE Healthcare Technologies | E-MiniC-00 | E-MiniC-00 | 10/17/2019 | IU | Active | 1105-21500 | SAH-PACU | 626002989-0-CAP | SAH | SAH
SAH2706 | Gas Module | 440964 | GE Healthcare Technologies | E-MiniC-00 | E-MiniC-00 | 10/17/2019 | IU | Active | 1105-21500 | SAH-PACU | 626002989-0-CAP | SAH | SAH
SAH2707 | Manipulation Treatment Table | 520194 | Performance Health | TSB88EA3SWIB | ELITE ASTER | 08/30/2017 | IU | Active | 1105-39150 | SAH-Rehab Services OP SARC | 260593699 | SAH | SAH
SAH2708 | Sequential Circulator | 160973 | Bio Compression Systems Inc | SC-2008 | SC-2008 | 09/09/2015 | IU | Active | 1105-39150 | SAH-Rehab Services OP SARC | N/A-FIU | SAH | SAH
SAH2710 | Hydraulic Patient Lifter | 150065 | Sunrise Medical Inc | HML400 | Hoyer | 08/10/2011 | IU | Active | 1105-12225 | SAH-Med/Surg Unit I 4SE | 000 | SAH | SAH
SAH2714 | Temporal Infrared Thermometer | 107875 | Exergen Corp | TAT-5000 | TAT-5000 | 12/10/2019 | 04 | Inventory | 1105-12156 | SAH-Observation Close 4Flex | FIU | SAH | SAH
SAH2715 | Vital Signs Monitor | 101850 | Welch Allyn Inc A Subsidiary | VSM 6000 SERIES | VSM 6000 SERIES | 02/07/2012 | IU | Active | 1105-12225 | SAH-Med/Surg Unit I 4SE | UNKNOWN | SAH | SAH
SAH2716 | Mechanical Physician Scale | 171595 | Rice Lake Weighing Systems | RL-MPS | RL-MPS | 03/03/2016 | IU | Active | 1105-12156 | SAH-Observation Close 4Flex | 260481962 | SAH | SAH
SAH2723 | Humidifier, Heated | 255300 | Fisher & Paykel Healthcare Inc | MR850JHU | MR850 | 10/25/2019 | IU | Active | 1105-35000 | SAH-Respiratory Care Services 2nd | 260727114 | SAH | SAH
SAH2724 | Humidifier, Heated | 255300 | Fisher & Paykel Healthcare Inc | MR850JHU | MR850 | 10/25/2019 | IU | Active | 1105-35000 | SAH-Respiratory Care Services 2nd | 260727114 | SAH | SAH
SAH2725 | Humidifier, Heated | 255300 | Fisher & Paykel Healthcare Inc | MR850JHU | MR850 | 10/25/2019 | IU | Active | 1105-35000 | SAH-Respiratory Care Services 2nd | 260727114 | SAH | SAH
SAH2726 | Humidifier, Heated | 255300 | Fisher & Paykel Healthcare Inc | MR850JHU | MR850 | 10/25/2019 | IU | Active | 1105-35000 | SAH-Respiratory Care Services 2nd | 260727114 | SAH | SAH
SAH2728 | Flat Panel Display | D10003 | Dell Computer Corporation | U2412MC | UltraSharp | 11/14/2019 | 04 | Inventory | 1105-39500 | SAH-Neurodiagnostics | 626003011/3012 | SAH | SAH
SAH2729 | 32 Ch Head Box Amplifier | 103629 | Cadwell Laboratories Inc | Arc Essentia E3 | Arc Essentia E3 | 11/14/2019 | IU | Active | 1105-39500 | SAH-Neurodiagnostics | 626003011-0-CAP | SAH | SAH
SAH2730 | Visual Stimulator | 103629 | Cadwell Laboratories Inc | Arc Photic Stim | Arc Photic Stim | 11/15/2019 | IU | Active | 1105-39500 | SAH-Neurodiagnostics | 626003011/3012 | SAH | SAH
SAH2731 | ARC EEG Computer DELL | 103629 | Cadwell Laboratories Inc | Optiplex 5060 | Optiplex 5060 | 11/14/2019 | 04 | Inventory | 1105-39500 | SAH-Neurodiagnostics | 626003011/3012 | SAH | SAH
SAH2732 | Remote Input Box | 103629 | Cadwell Laboratories Inc | 190256-200 | Easy III PSG 10-20 | 11/15/2019 | 04 | Inventory | 1105-39500 | SAH-Neurodiagnostics | 626003011/3012 | SAH | SAH
SAH2734 | Flat Panel Display | D10003 | Dell Computer Corporation | U2412MC | UltraSharp | 11/14/2019 | 04 | Inventory | 1105-39500 | SAH-Neurodiagnostics | 626003011/3012 | SAH | SAH
SAH2735 | 32 Ch Head Box Amplifier | 103629 | Cadwell Laboratories Inc | Arc Essentia E3 | Arc Essentia E3 | 11/14/2019 | IU | Active | 1105-39500 | SAH-Neurodiagnostics | 626003011/3012 | SAH | SAH
SAH2736 | Visual Stimulator | 103629 | Cadwell Laboratories Inc | Arc Photic Stim | Arc Photic Stim | 11/15/2019 | IU | Active | 1105-39500 | SAH-Neurodiagnostics | 626003011/3012 | SAH | SAH
SAH2737 | ARC EEG Computer DELL | 103629 | Cadwell Laboratories Inc | Optiplex 5060 | Optiplex 5060 | 11/14/2019 | 04 | Inventory | 1105-39500 | SAH-Neurodiagnostics | 626003011/3012 | SAH | SAH
SAH2738 | Remote Input Box | 103629 | Cadwell Laboratories Inc | 190256-200 | Easy III PSG 10-20 | 11/15/2019 | 04 | Inventory | 1105-39500 | SAH-Neurodiagnostics | 626003011/3012 | SAH | SAH
SAH2740 | Flat Panel Display | D10003 | Dell Computer Corporation | U2412MC | UltraSharp | 11/14/2019 | 04 | Inventory | 1105-39500 | SAH-Neurodiagnostics | 626003011/3012 | SAH | SAH
SAH2741 | 32 Ch Head Box Amplifier | 103629 | Cadwell Laboratories Inc | Arc Essentia E3 | Arc Essentia E3 | 11/14/2019 | IU | Active | 1105-39500 | SAH-Neurodiagnostics | 626003011/3012 | SAH | SAH
SAH2742 | Visual Stimulator | 103629 | Cadwell Laboratories Inc | Arc Photic Stim | Arc Photic Stim | 11/15/2019 | IU | Active | 1105-39500 | SAH-Neurodiagnostics | 626003011/3012 | SAH | SAH
SAH2743 | ARC EEG Computer DELL | 103629 | Cadwell Laboratories Inc | Optiplex 5060 | Optiplex 5060 | 11/14/2019 | 04 | Inventory | 1105-39500 | SAH-Neurodiagnostics | 626003011/3012 | SAH | SAH
SAH2744 | Remote Input Box | 103629 | Cadwell Laboratories Inc | 190256-200 | Easy III PSG 10-20 | 11/15/2019 | 04 | Inventory | 1105-39500 | SAH-Neurodiagnostics | 626003011/3012 | SAH | SAH
SAH2747 | 32 Ch Head Box Amplifier | 103629 | Cadwell Laboratories Inc | Arc Essentia E3 | Arc Essentia E3 | 11/14/2019 | IU | Active | 1105-39500 | SAH-Neurodiagnostics | 626003011/3012 | SAH | SAH
SAH2748 | Flat Panel Display | D10003 | Dell Computer Corporation | U2412MC | UltraSharp | 11/14/2019 | 04 | Inventory | 1105-39500 | SAH-Neurodiagnostics | 626003011/3012 | SAH | SAH
SAH2749 | Remote Input Box | 103629 | Cadwell Laboratories Inc | 190256-200 | Easy III PSG 10-20 | 11/15/2019 | 04 | Inventory | 1105-39500 | SAH-Neurodiagnostics | 626003011/3012 | SAH | SAH
SAH2751 | Visual Stimulator | 103629 | Cadwell Laboratories Inc | Arc Photic Stim | Arc Photic Stim | 11/15/2019 | IU | Active | 1105-39500 | SAH-Neurodiagnostics | 626003011/3012 | SAH | SAH
SAH2753 | Visual Stimulator | 103629 | Cadwell Laboratories Inc | Arc Photic Stim | Arc Photic Stim | 11/15/2019 | IU | Active | 1105-39500 | SAH-Neurodiagnostics | 626003011/3012 | SAH | SAH
SAH2754 | 32 Ch Head Box Amplifier | 103629 | Cadwell Laboratories Inc | Arc Essentia E3 | Arc Essentia E3 | 11/14/2019 | IU | Active | 1105-39500 | SAH-Neurodiagnostics | 626003011/3012 | SAH | SAH
SAH2755 | Flat Panel Display | D10003 | Dell Computer Corporation | U2412MC | UltraSharp | 11/14/2019 | 04 | Inventory | 1105-39500 | SAH-Neurodiagnostics | 626003011/3012 | SAH | SAH
SAH2756 | ARC EEG Computer DELL | 103629 | Cadwell Laboratories Inc | Optiplex 5060 | Optiplex 5060 | 11/14/2019 | 04 | Inventory | 1105-39500 | SAH-Neurodiagnostics | 626003011/3012 | SAH | SAH
SAH2757 | Remote Input Box | 103629 | Cadwell Laboratories Inc | 190256-200 | Easy III PSG 10-20 | 11/15/2019 | 04 | Inventory | 1105-39500 | SAH-Neurodiagnostics | 626003011/3012 | SAH | SAH
SAH2761 | i-STAT Printer | 450992 | Abbott Point of Care Div | PR-300 | i-STAT Printer | 06/18/2012 | 04 | Inventory | 1105-31350 | SAH-Point of Care Testing (POCT) 3rd | FIU | SAH | SAH
SAH2767 | Transducer 13-6 MHz | 340440 | SonoSite div of FUJIFILM | P07691-80 | L25x | 04/24/2019 | 04 | Inventory | 1105-23100 | SAH-Emergency Service | 626002574-CAP | SAH | SAH
SAH2769 | Hand Held Glucometer | 440769 | Abbott Diabetes Care | 71412-70 | FreeStyle Precision | 11/20/2019 | 04 | Inventory | 1105-31350 | SAH-Point of Care Testing (POCT) 3rd | NON-CAPITAL | SAH | SAH
SAH2773 | Flat Panel Display | D10003 | Dell Computer Corporation | U2412MC | UltraSharp | 11/14/2019 | 04 | Inventory | 1105-39500 | SAH-Neurodiagnostics | 626003011/3012 | SAH | SAH
SAH2781 | Hand Held Glucometer | 440769 | Abbott Diabetes Care | 71411-70 | FreeStyle Precision | 06/20/2018 | 04 | Inventory | 1105-31350 | SAH-Point of Care Testing (POCT) 3rd | 626001422-CAP | SAH | SAH
SAH2782 | Desk Charger Oto/Ophth | 101850 | Welch Allyn Inc A Subsidiary | 7114X | 71140 | 08/07/2017 | 04 | Inventory | 1105-12159 | SAH-Flex | FIU | SAH | SAH
SAH2785 | Hot Plate Stirrer | 451895 | Thermo Fisher Scientific Inc | SP88850100 | Cimerac+ | 11/25/2019 | 04 | Inventory | 1105-31200 | SAH-Pathology Services | 260731808 | SAH | SAH
SAH2786 | Hand Held Glucometer | 440769 | Abbott Diabetes Care | 71411-70 | FreeStyle Precision | 06/20/2018 | 04 | Inventory | 1105-31350 | SAH-Point of Care Testing (POCT) 3rd | 626001422-CAP | SAH | SAH
SAH2787 | I-Stat Downloader/Charger | 450992 | Abbott Point of Care Div | DRN-300 | DRN-300 | 05/15/2009 | 04 | Inventory | 1105-31350 | SAH-Point of Care Testing (POCT) 3rd | 000 | SAH | SAH
SAH2789 | Exergen Temporal Cal Kit | 107875 | Exergen Corp | 129003 | Hospital Cal Kit | 11/29/2019 | IU | Active | 1105-88570 | SAH-Clinical Engineering | 711009418-0-CES | SAH | SAH
SAH2791 | POC Whole Blood Analyzer | 450992 | Abbott Point of Care Div | 300G | i-STAT 1 | 05/21/2018 | 04 | Inventory | 1105-31350 | SAH-Point of Care Testing (POCT) 3rd | 411000404-0-CRE | SAH | SAH
SAH2793 | 3000VA UPS | 450901 | Eaton Corp | PW9130L1500TL-XL | Powerware 9130 | 12/13/2019 | IU | Active | 1105-31000 | SAH-Laboratory Services | FIU | SAH | SAH
SAH2799 | Hand Held Glucometer | 440769 | Abbott Diabetes Care | 71412-70 | FreeStyle Precision | 12/03/2019 | 04 | Inventory | 1105-31350 | SAH-Point of Care Testing (POCT) 3rd | NON-CAPITAL | SAH | SAH
SAH2800 | US Doppler Flow Detector | 102998 | Parks Medical Electronics Inc | 811BL |  | 06/25/2012 | 04 | Inventory | 1105-12154 | SAH-Cardiovascular Tele PT3 | na | SAH | SAH
SAH2801 | Treadmill | 355171 | Precor Inc | TRM631 | TRM 631 | 12/10/2019 | IU | Active | 1105-39600 | SAH-Cardiac Rehab | 260726172 | SAH | SAH
SAH2803 | Temporal Infrared Thermometer | 107875 | Exergen Corp | TAT-5000 | TAT-5000 | 12/17/2019 | 04 | Inventory | 1105-12154 | SAH-Cardiovascular Tele PT3 | 260717780 | SAH | SAH
SAH2804 | Desk Charger Oto/Ophth | 101850 | Welch Allyn Inc A Subsidiary | 7114X | 7114X | 01/23/2012 | 04 | Inventory | 1105-12245 | SAH-Oncology Unit AT6 | 000 | SAH | SAH
SAH2805 | LCD Display | 150179 | NEC Corp America Inc | AS192-BK | AccuSync | 09/20/2011 | 04 | Inventory | 1105-12510 | SAH-Cardiac Medical I (3SW) | 711002085-0-CES | SAH | SAH
SAH2808 | Electronic Thermometer | 101850 | Welch Allyn Inc A Subsidiary | 690 | Sure Temp Plus | 11/19/2015 | 04 | Inventory | 1105-23100 | SAH-Emergency Service | 260469418 | SAH | SAH
SAH2809 | Electronic Thermometer | 101850 | Welch Allyn Inc A Subsidiary | 692 | Sure Temp Plus | 06/21/2018 | 04 | Inventory | 1105-23100 | SAH-Emergency Service | 1416903-P | SAH | SAH
SAH2810 | Electronic Thermometer | 101850 | Welch Allyn Inc A Subsidiary | 692 | Sure Temp Plus | 07/19/2017 | 04 | Inventory | 1105-23100 | SAH-Emergency Service | 3058633 | SAH | SAH
SAH2813 | I-Stat Downloader/Charger | 450992 | Abbott Point of Care Div | DRC-300 | DRC-300 | 08/02/2018 | 04 | Inventory | 1105-31350 | SAH-Point of Care Testing (POCT) 3rd | existing | SAH | SAH
SAH2814 | Contrast Media Injector | 105381 | Medrad Inc Unit of Bayer Medic | 3012011 | Spectris Solaris EP | 05/06/2009 | IU | Active | 1105-33700 | SAH-MRI | 411000017 | SAH | SAH
SAH2815 | Antepartum Fetal Monitor | 108594 | CooperSurgical Inc | F3 | Wallach Fetal2EMR | 12/18/2019 | IU | Active | 1105-23100 | SAH-Emergency Service | 260735643 | SAH | SAH
SAH2818 | ICU Ventilator | 234402 | Nellcor Puritan Bennet | 840 | 840 | 02/15/2000 | LS | High Risk | 1105-35000 | SAH-Respiratory Care Services 2nd | 0 | SAH | SAH
SAH2821 | Hand Held Glucometer | 440769 | Abbott Diabetes Care | 71412-70 | FreeStyle Precision | 12/30/2019 | 04 | Inventory | 1105-31350 | SAH-Point of Care Testing (POCT) 3rd | 626001422-CAP | SAH | SAH
SAH2826 | Hand Held Glucometer | 440769 | Abbott Diabetes Care | 71412-70 | FreeStyle Precision | 01/23/2020 | 04 | Inventory | 1105-31350 | SAH-Point of Care Testing (POCT) 3rd | 626001422-CAP | SAH | SAH
SAH2827 | Ventilator, Bipap, CPAP | 454161 | Philips Respironics | BiPAP V30 | BiPAP V30 Auto | 12/24/2019 | IU | Active | 1105-35000 | SAH-Respiratory Care Services 2nd | 260724766-0-CAP | SAH | SAH
SAH2828 | Ventilator, Bipap, CPAP | 454161 | Philips Respironics | BiPAP V30 | BiPAP V30 Auto | 12/24/2019 | IU | Active | 1105-35000 | SAH-Respiratory Care Services 2nd | 260724766-0-CAP | SAH | SAH
SAH2829 | Ventilator, Bipap, CPAP | 454161 | Philips Respironics | BiPAP V30 | BiPAP V30 Auto | 12/24/2019 | IU | Active | 1105-35000 | SAH-Respiratory Care Services 2nd | 260724766-0-CAP | SAH | SAH
SAH2830 | Ventilator, Bipap, CPAP | 454161 | Philips Respironics | BiPAP V30 | BiPAP V30 Auto | 12/24/2019 | IU | Active | 1105-35000 | SAH-Respiratory Care Services 2nd | 260724766-0-CAP | SAH | SAH
SAH2831 | Ventilator, Bipap, CPAP | 454161 | Philips Respironics | BiPAP V30 | BiPAP V30 Auto | 12/24/2019 | IU | Active | 1105-35000 | SAH-Respiratory Care Services 2nd | 260724766-0-CAP | SAH | SAH
SAH2839 | Hand Held Glucometer | 440769 | Abbott Diabetes Care | 71412-70 | FreeStyle Precision | 05/12/2020 | 04 | Inventory | 1105-31350 | SAH-Point of Care Testing (POCT) 3rd | 626001422-CAP | SAH | SAH
SAH2842 | Exam Light | 101956 | The Brewer Company | 18100 | Halogen 35 | 03/13/2015 | 04 | Inventory | 1105-35200 | SAH-Wound Care Center | N/A-FIU | SAH | SAH
SAH2843 | Lamp | 103304 | Midmark Corp | EXAM LIGHT (NMN) |  | 09/27/2005 | 04 | Inventory | 1105-35200 | SAH-Wound Care Center | 000 | SAH | SAH
SAH2845 | Vital Signs Monitor | 101850 | Welch Allyn Inc A Subsidiary | VSM 6000 SERIES | VSM 6000 SERIES | 02/08/2019 | IU | Active | 1105-35200 | SAH-Wound Care Center | 260681713 | SAH | SAH
SAH2846 | Power Podiatry Treatment Chair | 103304 | Midmark Corp | 417-001 | Midmark 417 | 03/16/2007 | IU | Active | 1105-35200 | SAH-Wound Care Center | 000 | SAH | SAH
SAH2847 | Hand Held Glucometer | 440769 | Abbott Diabetes Care | 71411-70 | FreeStyle Precision | 06/20/2018 | 04 | Inventory | 1105-31350 | SAH-Point of Care Testing (POCT) 3rd | 626001422-CAP | SAH | SAH
SAH2848 | Vital Signs Monitor | 101850 | Welch Allyn Inc A Subsidiary | 53NTO | 53NTO | 05/11/2007 | IU | Active | 1105-35200 | SAH-Wound Care Center | 000 | SAH | SAH
SAH2850 | Power Podiatry Treatment Chair | 103304 | Midmark Corp | 417-001 | Midmark 417 | 03/16/2007 | IU | Active | 1105-35200 | SAH-Wound Care Center | 000 | SAH | SAH
SAH2851 | Exam Light | 101956 | The Brewer Company | 16100 | BH | 10/05/2007 | 04 | Inventory | 1105-35200 | SAH-Wound Care Center | 000 | SAH | SAH
SAH2852 | Vital Signs Monitor | 101850 | Welch Allyn Inc A Subsidiary | VSM 6000 SERIES | VSM 6000 SERIES | 11/11/2014 | IU | Active | 1105-12154 | SAH-Cardiovascular Tele PT3 | 611000640-0-CAP | SAH | SAH
SAH2853 | Compressor/Nebulizer | 454161 | Philips Respironics | HS456 | INSPIRATION Elite | 04/24/2020 | 04 | Inventory | 1105-31000 | SAH-Laboratory Services | FIU | SAH | SAH
SAH2854 | POC Whole Blood Analyzer | 450992 | Abbott Point of Care Div | 300G | i-STAT 1 | 05/21/2018 | 04 | Inventory | 1105-31350 | SAH-Point of Care Testing (POCT) 3rd | 411000404-0-CRE | SAH | SAH
SAH2855 | I-Stat Downloader/Charger | 450992 | Abbott Point of Care Div | DRC-300 | DRC-300 | 06/02/2017 | 04 | Inventory | 1105-31350 | SAH-Point of Care Testing (POCT) 3rd | 451001194 | SAH | SAH
SAH2857 | Nebulizer Controller | 453493 | Aerogen (Ireland) Ltd | AG-PX1000 | PRO-X | 05/05/2020 | 04 | Inventory | 1105-35000 | SAH-Respiratory Care Services 2nd | 260755413 | SAH | SAH
SAH2858 | Nebulizer Controller | 453493 | Aerogen (Ireland) Ltd | AG-PX1000 | PRO-X | 05/05/2020 | 04 | Inventory | 1105-35000 | SAH-Respiratory Care Services 2nd | 260755413 | SAH | SAH
SAH2859 | Nebulizer Controller | 453493 | Aerogen (Ireland) Ltd | AG-PX1000 | PRO-X | 05/05/2020 | 04 | Inventory | 1105-35000 | SAH-Respiratory Care Services 2nd | 260755413 | SAH | SAH
SAH2861 | Nebulizer Controller | 453493 | Aerogen (Ireland) Ltd | AG-PX1000 | PRO-X | 05/05/2020 | 04 | Inventory | 1105-35000 | SAH-Respiratory Care Services 2nd | 260755413 | SAH | SAH
SAH2862 | Nebulizer Controller | 453493 | Aerogen (Ireland) Ltd | AG-PX1000 | PRO-X | 05/05/2020 | 04 | Inventory | 1105-35000 | SAH-Respiratory Care Services 2nd | 260755413 | SAH | SAH
SAH2863 | Nebulizer Controller | 453493 | Aerogen (Ireland) Ltd | AG-PX1000 | PRO-X | 05/05/2020 | 04 | Inventory | 1105-35000 | SAH-Respiratory Care Services 2nd | 260755413 | SAH | SAH
SAH2864 | Nebulizer Controller | 453493 | Aerogen (Ireland) Ltd | AG-PX1000 | PRO-X | 05/05/2020 | 04 | Inventory | 1105-35000 | SAH-Respiratory Care Services 2nd | 260755413 | SAH | SAH
SAH2865 | Nebulizer Controller | 453493 | Aerogen (Ireland) Ltd | AG-PX1000 | PRO-X | 05/05/2020 | 04 | Inventory | 1105-35000 | SAH-Respiratory Care Services 2nd | 260755413 | SAH | SAH
SAH2866 | Nebulizer Controller | 453493 | Aerogen (Ireland) Ltd | AG-PX1000 | PRO-X | 05/05/2020 | 04 | Inventory | 1105-35000 | SAH-Respiratory Care Services 2nd | 260755413 | SAH | SAH
SAH2877 | Electronic Thermometer | 101850 | Welch Allyn Inc A Subsidiary | 679 | SURE TEMP | 04/01/2012 | 04 | Inventory | 1105-23100 | SAH-Emergency Service | NA | SAH | SAH
SAH2878 | Digital Chair Scale | 103689 | seca North America | 954 | Seca 954 | 03/17/2017 | IU | Active | 1105-12225 | SAH-Med/Surg Unit I 4SE | 260563971 | SAH | SAH
SAH2879 | Vital Signs Monitor | 101850 | Welch Allyn Inc A Subsidiary | VSM 6000 SERIES | VSM 6000 SERIES | 06/12/2020 | IU | Active | 1105-35200 | SAH-Wound Care Center | 260757588 | SAH | SAH
SAH2880 | 4x 15A 15ft Cord HGPower Strip | 106890 | Tripp Lite | PS-415-HG-OEM | PS-415-HG-OEM | 05/21/2020 | IU | Active | 1105-35000 | SAH-Respiratory Care Services 2nd | NON-CAPITAL | SAH | SAH
SAH2882 | Electronic Thermometer | 101850 | Welch Allyn Inc A Subsidiary | 692 | Sure Temp Plus | 06/11/2020 | 04 | Inventory | 1105-23100 | SAH-Emergency Service | NON-CAPITAL | SAH | SAH
SAH2884 | Electronic Thermometer | 101850 | Welch Allyn Inc A Subsidiary | 692 | Sure Temp Plus | 06/23/2020 | 04 | Inventory | 1105-23100 | SAH-Emergency Service | 260746774 | SAH | SAH
SAH2885 | Electronic Thermometer | 101850 | Welch Allyn Inc A Subsidiary | 692 | Sure Temp Plus | 06/23/2020 | 04 | Inventory | 1105-23100 | SAH-Emergency Service | 260746774 | SAH | SAH
SAH2886 | Electronic Thermometer | 101850 | Welch Allyn Inc A Subsidiary | 692 | Sure Temp Plus | 06/23/2020 | 04 | Inventory | 1105-23100 | SAH-Emergency Service | 260746774 | SAH | SAH
SAH2887 | Electronic Thermometer | 101850 | Welch Allyn Inc A Subsidiary | 692 | Sure Temp Plus | 06/23/2020 | 04 | Inventory | 1105-23100 | SAH-Emergency Service | 260746774 | SAH | SAH
SAH2888 | Electronic Thermometer | 101850 | Welch Allyn Inc A Subsidiary | 692 | Sure Temp Plus | 06/23/2020 | 04 | Inventory | 1105-23100 | SAH-Emergency Service | 260746774 | SAH | SAH
SAH2889 | Electronic Thermometer | 101850 | Welch Allyn Inc A Subsidiary | 692 | Sure Temp Plus | 06/23/2020 | 04 | Inventory | 1105-23100 | SAH-Emergency Service | 260746774 | SAH | SAH
SAH2890 | Electronic Thermometer | 101850 | Welch Allyn Inc A Subsidiary | 692 | Sure Temp Plus | 06/23/2020 | 04 | Inventory | 1105-23100 | SAH-Emergency Service | 260746774 | SAH | SAH
SAH2891 | Electronic Thermometer | 101850 | Welch Allyn Inc A Subsidiary | 692 | Sure Temp Plus | 06/23/2020 | 04 | Inventory | 1105-23100 | SAH-Emergency Service | 260746774 | SAH | SAH
SAH2892 | Electronic Thermometer | 101850 | Welch Allyn Inc A Subsidiary | 692 | Sure Temp Plus | 06/23/2020 | 04 | Inventory | 1105-23100 | SAH-Emergency Service | 260746774 | SAH | SAH
SAH2893 | Electronic Thermometer | 101850 | Welch Allyn Inc A Subsidiary | 692 | Sure Temp Plus | 06/23/2020 | 04 | Inventory | 1105-23100 | SAH-Emergency Service | 260746774 | SAH | SAH
SAH2894 | Electronic Thermometer | 101850 | Welch Allyn Inc A Subsidiary | 692 | Sure Temp Plus | 06/23/2020 | 04 | Inventory | 1105-23100 | SAH-Emergency Service | 260746774 | SAH | SAH
SAH2895 | Electronic Thermometer | 101850 | Welch Allyn Inc A Subsidiary | 692 | Sure Temp Plus | 06/23/2020 | 04 | Inventory | 1105-23100 | SAH-Emergency Service | 260746774 | SAH | SAH
SAH2898 | Intraosseous Vascular Drill | 452284 | Vidacare Corp | EZ-IO | EZ-IO | 06/25/2020 | 04 | Inventory | 1105-23100 | SAH-Emergency Service | 260765045 | SAH | SAH
SAH2899 | Intraosseous Vascular Drill | 452284 | Vidacare Corp | EZ-IO | EZ-IO | 06/25/2020 | 04 | Inventory | 1105-23100 | SAH-Emergency Service | 260765045 | SAH | SAH
SAH2903 | Vital Signs Monitor | 101850 | Welch Allyn Inc A Subsidiary | VSM 6000 SERIES | VSM 6000 SERIES | 07/03/2020 | IU | Active | 1105-39600 | SAH-Cardiac Rehab | 260760101 | SAH | SAH
SAH2904 | EKG Mulitchannel Interp | 440964 | GE Healthcare Technologies | MAC VU360 | MAC VU360 | 06/28/2020 | IU | Active | 1105-30620 | SAH-Non Invasive Cardiology | 626003595-0-CAP | SAH | SAH
SAH2905 | EKG Mulitchannel Interp | 440964 | GE Healthcare Technologies | MAC VU360 | MAC VU360 | 06/28/2020 | IU | Active | 1105-30620 | SAH-Non Invasive Cardiology | 626003595-0-CAP | SAH | SAH
SAH2906 | Hand Held Glucometer | 440769 | Abbott Diabetes Care | 71412-70 | FreeStyle Precision | 07/10/2020 | 04 | Inventory | 1105-31350 | SAH-Point of Care Testing (POCT) 3rd | 626001422-CAP | SAH | SAH
SAH2909 | Desk Charger Oto/Ophth | 101850 | Welch Allyn Inc A Subsidiary | 7114X | 7114 | 01/31/2017 | 04 | Inventory | 1105-12530 | SAH-Surgical Unit I AT4 | FIU | SAH | SAH
SAH2912 | Nasal High Flow Humidifier | 255300 | Fisher & Paykel Healthcare Inc | PT101 | AIRVO 2 | 07/30/2020 | 04 | Inventory | 1105-35000 | SAH-Respiratory Care Services 2nd | 260768868 | SAH | SAH
SAH2913 | Nasal High Flow Humidifier | 255300 | Fisher & Paykel Healthcare Inc | PT101 | AIRVO 2 | 07/30/2020 | 04 | Inventory | 1105-35000 | SAH-Respiratory Care Services 2nd | 260768868 | SAH | SAH
SAH2914 | Nasal High Flow Humidifier | 255300 | Fisher & Paykel Healthcare Inc | PT101 | AIRVO 2 | 07/30/2020 | 04 | Inventory | 1105-35000 | SAH-Respiratory Care Services 2nd | 260768868 | SAH | SAH
SAH2915 | Nasal High Flow Humidifier | 255300 | Fisher & Paykel Healthcare Inc | PT101 | AIRVO 2 | 07/30/2020 | 04 | Inventory | 1105-35000 | SAH-Respiratory Care Services 2nd | 260768868 | SAH | SAH
SAH2916 | Non-Invasive Ventilator | 454161 | Philips Respironics | V60 | Respironics V60 | 07/27/2020 | LS | High Risk | 1105-35000 | SAH-Respiratory Care Services 2nd | 626003440-0-CAP | SAH | SAH
SAH2917 | Non-Invasive Ventilator | 454161 | Philips Respironics | V60 | Respironics V60 | 07/27/2020 | LS | High Risk | 1105-35000 | SAH-Respiratory Care Services 2nd | 626003440-0-CAP | SAH | SAH
SAH2918 | Non-Invasive Ventilator | 454161 | Philips Respironics | V60 | Respironics V60 | 07/27/2020 | LS | High Risk | 1105-35000 | SAH-Respiratory Care Services 2nd | 626003440-0-CAP | SAH | SAH
SAH2919 | Non-Invasive Ventilator | 454161 | Philips Respironics | V60 | Respironics V60 | 07/27/2020 | LS | High Risk | 1105-35000 | SAH-Respiratory Care Services 2nd | 626003440-0-CAP | SAH | SAH
SAH2922 | Hand Held Glucometer | 440769 | Abbott Diabetes Care | 71412-70 | FreeStyle Precision | 08/04/2020 | 04 | Inventory | 1105-31350 | SAH-Point of Care Testing (POCT) 3rd | 626001422-CAP | SAH | SAH
SAH2923 | Bedside Physiologic Monitor | 440964 | GE Healthcare Technologies | Dash 4000 | Dash 4000 | 03/15/2004 | IU | Active | 1105-34000 | SAH-Diagnostic Imaging | 000 | SAH | SAH
SAH2924 | 4x 15A 15ft Cord HGPower Strip | 106890 | Tripp Lite | PS-415-HG-OEM | PS-415-HG-OEM | 03/24/2021 | IU | Active | 1105-35000 | SAH-Respiratory Care Services 2nd | NON-CAPITAL | SAH | SAH
SAH2925 | CareAware Connectivity Engine | 104788 | Cerner Corp | AFL3-W07A-N2930-CR | CareAware V4 | 09/18/2020 | 04 | Inventory | SAH-0020-84765 | SAH-Diagnostic Clin Applications iBus | 826208452 | SAH | SAH
SAH2931 | ICU Ventilator | 458114 | Covidien RMS Respiratory & Mon | PB980 | Puritan Bennett 980 | 08/25/2020 | LS | High Risk | 1105-35000 | SAH-Respiratory Care Services 2nd | 6260003462 | SAH | SAH
SAH2933 | ICU Ventilator | 458114 | Covidien RMS Respiratory & Mon | PB980 | Puritan Bennett 980 | 09/03/2020 | LS | High Risk | 1105-35000 | SAH-Respiratory Care Services 2nd | 6260003462 | SAH | SAH
SAH2935 | ICU Ventilator | 458114 | Covidien RMS Respiratory & Mon | PB980 | Puritan Bennett 980 | 09/03/2020 | LS | High Risk | 1105-35000 | SAH-Respiratory Care Services 2nd | 6260003462 | SAH | SAH
SAH2938 | CareAware Connectivity Engine | 104788 | Cerner Corp | AFL3-W07A-N2930-CR | CareAware V4 | 08/27/2020 | 04 | Inventory | SAH-0020-84765 | SAH-Diagnostic Clin Applications iBus | 826208452 | SAH | SAH
SAH2939 | 4x 15A 15ft Cord HGPower Strip | 106890 | Tripp Lite | PS-415-HG-OEM | PS-415-HG-OEM | 09/01/2020 | IU | Active | 1105-35000 | SAH-Respiratory Care Services 2nd | NON-CAPITAL | SAH | SAH
SAH2940 | Humidifier, Heated | 255300 | Fisher & Paykel Healthcare Inc | MR850JHU | MR850 | 09/03/2020 | IU | Active | 1105-35000 | SAH-Respiratory Care Services 2nd | 260773454 | SAH | SAH
SAH2941 | Humidifier, Heated | 255300 | Fisher & Paykel Healthcare Inc | MR850JHU | MR850 | 09/03/2020 | IU | Active | 1105-35000 | SAH-Respiratory Care Services 2nd | 260773454 | SAH | SAH
SAH2942 | Humidifier, Heated | 255300 | Fisher & Paykel Healthcare Inc | MR850JHU | MR850 | 09/03/2020 | IU | Active | 1105-35000 | SAH-Respiratory Care Services 2nd | 260773454 | SAH | SAH
SAH2943 | Humidifier, Heated | 255300 | Fisher & Paykel Healthcare Inc | MR850JHU | MR850 | 09/03/2020 | IU | Active | 1105-35000 | SAH-Respiratory Care Services 2nd | 260773454 | SAH | SAH
SAH2944 | Humidifier, Heated | 255300 | Fisher & Paykel Healthcare Inc | MR850JHU | MR850 | 09/03/2020 | IU | Active | 1105-35000 | SAH-Respiratory Care Services 2nd | 260773454 | SAH | SAH
SAH2946 | Hand Held Glucometer | 440769 | Abbott Diabetes Care | 71412-70 | FreeStyle Precision | 09/08/2020 | 04 | Inventory | 1105-31350 | SAH-Point of Care Testing (POCT) 3rd | 260767353 | SAH | SAH
SAH2947 | ICU Ventilator | 458114 | Covidien RMS Respiratory & Mon | PB980 | Puritan Bennett 980 | 09/09/2020 | LS | High Risk | 1105-35000 | SAH-Respiratory Care Services 2nd | 626003482-0-CAP | SAH | SAH
SAH2949 | Humidifier, Heated | 255300 | Fisher & Paykel Healthcare Inc | MR850JHU | MR850 | 09/11/2020 | IU | Active | 1105-35000 | SAH-Respiratory Care Services 2nd | 260773454 | SAH | SAH
SAH2950 | Humidifier, Heated | 255300 | Fisher & Paykel Healthcare Inc | MR850JHU | MR850 | 09/11/2020 | IU | Active | 1105-35000 | SAH-Respiratory Care Services 2nd | 260773454 | SAH | SAH
SAH2951 | Humidifier, Heated | 255300 | Fisher & Paykel Healthcare Inc | MR850JHU | MR850 | 09/11/2020 | IU | Active | 1105-35000 | SAH-Respiratory Care Services 2nd | 260773454 | SAH | SAH
SAH2952 | Humidifier, Heated | 255300 | Fisher & Paykel Healthcare Inc | MR850JHU | MR850 | 09/11/2020 | IU | Active | 1105-35000 | SAH-Respiratory Care Services 2nd | 260773454 | SAH | SAH
SAH2953 | Humidifier, Heated | 255300 | Fisher & Paykel Healthcare Inc | MR850JHU | MR850 | 09/11/2020 | IU | Active | 1105-35000 | SAH-Respiratory Care Services 2nd | 260773454 | SAH | SAH
SAH2955 | 4x 15A 15ft Cord HGPower Strip | 106890 | Tripp Lite | PS-415-HG-OEM | PS-415-HG-OEM | 09/10/2020 | IU | Active | 1105-35000 | SAH-Respiratory Care Services 2nd | NON-CAPITAL | SAH | SAH
SAH2957 | Air-Oxygen Blenders | 362036 | Maxtec Inc | MaxVenturi | Max Venturi | 10/16/2020 | IU | Active | 1105-35000 | SAH-Respiratory Care Services 2nd | 260766831 | SAH | SAH
SAH2958 | Air-Oxygen Blenders | 362036 | Maxtec Inc | MaxVenturi | Max Venturi | 10/16/2020 | IU | Active | 1105-35000 | SAH-Respiratory Care Services 2nd | 260766831 | SAH | SAH
SAH2960 | Hand Held Glucometer | 440769 | Abbott Diabetes Care | 71412-70 | FreeStyle Precision | 09/17/2020 | 04 | Inventory | 1105-31350 | SAH-Point of Care Testing (POCT) 3rd | 626001422-CAP | SAH | SAH
SAH2961 | 4x 15A 15ft Cord HGPower Strip | 106890 | Tripp Lite | PS-415-HG-OEM | PS-415-HG-OEM | 09/23/2020 | IU | Active | 1105-35000 | SAH-Respiratory Care Services 2nd | NON-CAPITAL | SAH | SAH
SAH2962 | CareAware Connectivity Engine | 104788 | Cerner Corp | AFL3-W07A-N2930-CR | CareAware V4 | 09/23/2020 | 04 | Inventory | SAH-0020-84765 | SAH-Diagnostic Clin Applications iBus | 826208452 | SAH | SAH
SAH2963 | 4x 15A 15ft Cord HGPower Strip | 106890 | Tripp Lite | PS-415-HG-OEM | PS-415-HG-OEM | 09/26/2020 | IU | Active | 1105-37200 | SAH-IV Therapy | NON-CAPITAL | SAH | SAH
SAH2964 | 4x 15A 15ft Cord HGPower Strip | 106890 | Tripp Lite | PS-415-HG-OEM | PS-415-HG-OEM | 09/29/2020 | IU | Active | 1105-35000 | SAH-Respiratory Care Services 2nd | NON-CAPITAL | SAH | SAH
SAH2965 | CareAware Connectivity Engine | 104788 | Cerner Corp | AFL3-W07A-N2930-CR | CareAware V4 | 09/03/2020 | 04 | Inventory | SAH-0020-84765 | SAH-Diagnostic Clin Applications iBus | NON-CAPITAL | SAH | SAH
SAH2966 | Touch Screen Pulse Oximeter | 371567 | Masimo Corp | Radical 7 | Radical 7 | 02/27/2017 | IU | Active | 1105-35000 | SAH-Respiratory Care Services 2nd | 260561220 | SAH | SAH
SAH2969 | Balance Analyzer | 106716 | NeuroCom International Inc | 009301 | BALANCE MASTER | 01/07/2016 | IU | Active | 1105-39150 | SAH-Rehab Services OP SARC | 611000751 | SAH | SAH
SAH2971 | Hand Held Glucometer | 440769 | Abbott Diabetes Care | 71411-70 | FreeStyle Precision | 10/26/2020 | 04 | Inventory | 1105-31350 | SAH-Point of Care Testing (POCT) 3rd | 626001422-CAP | SAH | SAH
SAH2975 | Temporal Infrared Thermometer | 107875 | Exergen Corp | TAT-5000 | TAT-5000 | 10/29/2020 | 04 | Inventory | 1105-32100 | SAH-Hemodialysis | NON-CAPITAL | SAH | SAH
SAH2976 | Hand Held Glucometer | 440769 | Abbott Diabetes Care | 71412-70 | FreeStyle Precision | 12/02/2020 | 04 | Inventory | 1105-31350 | SAH-Point of Care Testing (POCT) 3rd | 626001422-CAP | SAH | SAH
SAH2982 | Oximeters- Pulse | 371567 | Masimo Corp | RAD-5 | RAD-5 | 12/23/2020 | IU | Active | 1105-35000 | SAH-Respiratory Care Services 2nd | 260792097 | SAH | SAH
SAH2983 | POC Immunoassay Analyzer | 451971 | Siemens Healthcare Diagnostics | DCA Vantage | DCA Vantage | 12/30/2020 | 04 | Inventory | 1105-31350 | SAH-Point of Care Testing (POCT) 3rd | NON-CAPITAL | SAH | SAH
SAH2984 | Lab Microscope | 107938 | Leica Microsystems Inc | DMLSA | DMLSA | 04/22/2003 | IU | Active | 1105-31200 | SAH-Pathology Services | . | SAH | SAH
SAH2985 | Desk Charger Oto/Ophth | 101850 | Welch Allyn Inc A Subsidiary | 7114X | 7114X | 11/20/2017 | 04 | Inventory | 1105-23100 | SAH-Emergency Service | FIU | SAH | SAH
SAH2987 | Oto/Opth Desktop Diag Station | 226280 | Amico Corp (Canada) | DS-UDM-2 | OTO/OPTH STATION | 01/28/2021 | 04 | Inventory | 1105-23100 | SAH-Emergency Service | 260797654 | SAH | SAH
SAH2990 | Hyperbaric Chamber | 101707 | Sechrist Industries Inc | 3600HR | 3600HR | 01/29/2021 | IU | Active | 1105-35200 | SAH-Wound Care Center | 626003902-0-CAP | SAH | SAH
SAH2991 | Hyperbaric Chamber | 101707 | Sechrist Industries Inc | 3600H | 3600H | 01/29/2021 | IU | Active | 1105-35200 | SAH-Wound Care Center | 626003902-0-CAP | SAH | SAH
SAH2992 | Hand Held Glucometer | 440769 | Abbott Diabetes Care | 71412-70 | FreeStyle Precision | 04/19/2021 | 04 | Inventory | 1105-31350 | SAH-Point of Care Testing (POCT) 3rd | 626001422-CAP | SAH | SAH
SAH2993 | Hand Held Glucometer | 440769 | Abbott Diabetes Care | 71412-70 | FreeStyle Precision | 01/15/2021 | 04 | Inventory | 1105-31350 | SAH-Point of Care Testing (POCT) 3rd | 626001422-CAP | SAH | SAH
SAH2994 | Telemetry Transmitter | 146734 | ScottCare Corp A Scott Fetzer | Innovo | Tele Rehab | 02/08/2021 | IU | Active | 1105-39600 | SAH-Cardiac Rehab | 260796697 | SAH | SAH
SAH2995 | 9-slot charging tray | 146734 | ScottCare Corp A Scott Fetzer | 101789 | Innovo | 02/08/2021 | 04 | Inventory | 1105-39600 | SAH-Cardiac Rehab | 711010163-0-CES | SAH | SAH
SAH2998 | Spirometer, HandHeld | 187741 | Medical International Research | 575-911021 | Spirobank II | 05/11/2017 | 04 | Inventory | 1105-35000 | SAH-Respiratory Care Services 2nd | 260575384 | SAH | SAH
SAH3024 | CT SIM Scanner | 399199 | Siemens Medical Solutions USA | Somatom go.SIM | Somatom go.SIM | 08/24/2022 | IU | Active | 1105-34620 | SAH-Radiation Therapy | 626004962 | SAH | SAH
SAH3025 | 4x 15A 15ft Cord HGPower Strip | 106890 | Tripp Lite | PS-415-HG-OEM | PS-415-HG-OEM | 07/11/2018 | IU | Active | 1105-20100 | SAH-Anesthesiology | 70000613 | SAH | SAH
SAH3026 | Telemetry Transmitter | 440964 | GE Healthcare Technologies | ApexPro CH | ApexPro CH | 11/24/2015 | 04 | Inventory | 1105-10600 | SAH-Monitor Techs CMU | 260470023 | SAH | SAH
SAH3029 | Telemetry Transmitter | 440964 | GE Healthcare Technologies | ApexPro CH | ApexPro CH | 10/14/2020 | 04 | Inventory | 1105-10600 | SAH-Monitor Techs CMU | 626002102 | SAH | SAH
SAH3030 | UPS | 108649 | APC-American Power Conversion | BK1500G | Back-UPS Pro 1500 | 01/03/2019 | IU | Active | 1105-88570 | SAH-Clinical Engineering | Staples | SAH | SAH
SAH3031 | UPS | 108649 | APC-American Power Conversion | BK1500G | Back-UPS Pro 1500 | 01/03/2019 | IU | Active | 1105-88570 | SAH-Clinical Engineering | Staples | SAH | SAH
SAH3034 | 4x 15A 15ft Cord HGPower Strip | 106890 | Tripp Lite | PS-415-HG-OEM | PS-415-HG-OEM | 07/11/2018 | IU | Active | 1105-20100 | SAH-Anesthesiology | 70000613 | SAH | SAH
SAH3035 | 4x 15A 15ft Cord HGPower Strip | 106890 | Tripp Lite | PS-415-HG-OEM | PS-415-HG-OEM | 07/11/2018 | IU | Active | 1105-20100 | SAH-Anesthesiology | 70000613 | SAH | SAH
SAH3037 | Telemetry Transmitter | 440964 | GE Healthcare Technologies | ApexPro CH | ApexPro CH | 04/03/2018 | 04 | Inventory | 1105-10600 | SAH-Monitor Techs CMU | 260628031 | SAH | SAH
SAH3041 | Telemetry Transmitter | 440964 | GE Healthcare Technologies | ApexPro CH | ApexPro CH | 10/08/2020 | 04 | Inventory | 1105-10600 | SAH-Monitor Techs CMU | 626002102 | SAH | SAH
SAH3043 | Telemetry Transmitter | 440964 | GE Healthcare Technologies | ApexPro CH | ApexPro CH | 09/14/2018 | 04 | Inventory | 1105-10600 | SAH-Monitor Techs CMU | exchange | SAH | SAH
SAH3048 | Telemetry Transmitter | 440964 | GE Healthcare Technologies | ApexPro CH | ApexPro CH | 07/10/2018 | 04 | Inventory | 1105-10600 | SAH-Monitor Techs CMU | 260642282 | SAH | SAH
SAH3049 | Telemetry Transmitter | 440964 | GE Healthcare Technologies | ApexPro CH | ApexPro CH | 01/06/2016 | 04 | Inventory | 1105-10600 | SAH-Monitor Techs CMU | 611000701-0-CAP | SAH | SAH
SAH3050 | surgical imaging table | 450742 | Stille-Sonesta Inc | 508-170-000 | imagic | 02/22/2006 | IU | Active | 1105-21100 | SAH-Surgery | FIU | SAH | SAH
SAH3051 | Surgical Table | 107114 | STERIS Corp | 4085 | 4085 | 07/17/2018 | IU | Active | 1105-21100 | SAH-Surgery | 411000380-0-CRE | SAH | SAH
SAH3052 | Surgical Table | 107114 | STERIS Corp | 4085 | 4085 | 07/17/2018 | IU | Active | 1105-21100 | SAH-Surgery | 411000380-0-CRE | SAH | SAH
SAH3053 | Surgical Boom | 107114 | STERIS Corp | HarmonyAIR | HarmonyAIR | 07/19/2018 | IU | Active | 1105-21100 | SAH-Surgery | 411000380-0-CRE | SAH | SAH
SAH3054 | Surgical Boom | 107114 | STERIS Corp | HarmonyAIR | HarmonyAIR | 12/27/2022 | IU | Active | 1105-21100 | SAH-Surgery | 411000380-0-CRE | SAH | SAH
SAH3055 | Surgical Boom | 107114 | STERIS Corp | HarmonyAIR | HarmonyAIR | 10/04/2018 | IU | Active | 1105-21100 | SAH-Surgery | 411000381-0-CRE | SAH | SAH
SAH3057 | 4x 15A 15ft Cord HGPower Strip | 106890 | Tripp Lite | PS-415-HG-OEM | PS-415-HG-OEM | 11/17/2017 | IU | Active | 1105-20100 | SAH-Anesthesiology | CONTRACT | SAH | SAH
SAH3058 | 4x 15A 15ft Cord HGPower Strip | 106890 | Tripp Lite | PS-415-HG-OEM | PS-415-HG-OEM | 11/17/2017 | IU | Active | 1105-20100 | SAH-Anesthesiology | CONTRACT | SAH | SAH
SAH3059 | Pulse Ox Docking Station | 371567 | Masimo Corp | RDS-3 | RDS-3 | 06/13/2018 | IU | Active | 1105-21100 | SAH-Surgery | 411000452-0-CRE | SAH | SAH
SAH3060 | Touch Screen Pulse Oximeter | 371567 | Masimo Corp | Radical 7 | Radical 7 | 06/13/2018 | IU | Active | 1105-21100 | SAH-Surgery | 411000452-0-CRE | SAH | SAH
SAH3061 | Touch Screen Pulse Oximeter | 371567 | Masimo Corp | Radical 7 | Radical 7 | 06/13/2018 | IU | Active | 1105-21100 | SAH-Surgery | 411000452-0-CRE | SAH | SAH
SAH3062 | Pulse Ox Docking Station | 371567 | Masimo Corp | RDS-3 | RDS-3 | 06/13/2018 | IU | Active | 1105-21100 | SAH-Surgery | 411000452-0-CRE | SAH | SAH
SAH3063 | 4x 15A 15ft Cord HGPower Strip | 106890 | Tripp Lite | PS-415-HG-OEM | PS-415-HG-OEM | 02/10/2017 | IU | Active | 1105-21300 | SAH-Ambulatory Care Unit | STAPLES | SAH | SAH
SAH3064 | Portable Ultrasound System | 340440 | SonoSite div of FUJIFILM | P09417-92 | S Series | 04/13/2015 | 04 | Inventory | 1105-37200 | SAH-IV Therapy | 611000677-0-CAP | SAH | SAH
SAH3065 | Portable Suction | 452041 | Ohio Medical Corp | 758000 | Care E Vac 3 | 06/01/2018 | IU | Active | 1105-21300 | SAH-Ambulatory Care Unit | 411000399-CRE | SAH | SAH
SAH3066 | Gas Module | 440964 | GE Healthcare Technologies | E-MiniC-00 | E-MiniC-00 | 05/30/2018 | IU | Active | 1105-21300 | SAH-Ambulatory Care Unit | 411000306 | SAH | SAH
SAH3067 | Patient Data Module | 440964 | GE Healthcare Technologies | 2016793-003 | PDM | 05/30/2018 | IU | Active | 1105-21300 | SAH-Ambulatory Care Unit | 411000306 | SAH | SAH
SAH3068 | Patient Data Module | 440964 | GE Healthcare Technologies | 2016793-003 | PDM | 05/30/2018 | IU | Active | 1105-21300 | SAH-Ambulatory Care Unit | 411000306 | SAH | SAH
SAH3069 | Gas Module | 440964 | GE Healthcare Technologies | E-MiniC-00 | E-MiniC-00 | 05/30/2018 | IU | Active | 1105-21300 | SAH-Ambulatory Care Unit | 411000306 | SAH | SAH
SAH3070 | Gas Module | 440964 | GE Healthcare Technologies | E-MiniC-00 | E-MiniC-00 | 05/30/2018 | IU | Active | 1105-21300 | SAH-Ambulatory Care Unit | 411000306 | SAH | SAH
SAH3071 | Patient Data Module | 440964 | GE Healthcare Technologies | 2016793-003 | PDM | 05/30/2018 | IU | Active | 1105-21300 | SAH-Ambulatory Care Unit | 411000306 | SAH | SAH
SAH3072 | Gas Module | 440964 | GE Healthcare Technologies | E-MiniC-00 | E-MiniC-00 | 07/03/2018 | IU | Active | 1105-21500 | SAH-PACU | 411000313-0-CRE | SAH | SAH
SAH3073 | Patient Data Module | 440964 | GE Healthcare Technologies | 2016793-003 | PDM | 06/21/2018 | IU | Active | 1105-21500 | SAH-PACU | 411000313-0-CRE | SAH | SAH
SAH3074 | Pulse Oximeter | 106455 | Nonin Medical Inc | 2500A | 2500A | 02/25/2016 | IU | Active | 1105-21300 | SAH-Ambulatory Care Unit | 260479986 | SAH | SAH
SAH3075 | Patient Data Module | 440964 | GE Healthcare Technologies | 2016793-003 | PDM | 01/31/2019 | IU | Active | 1105-21300 | SAH-Ambulatory Care Unit | 626002060-0-CAP | SAH | SAH
SAH3076 | Patient Data Module | 440964 | GE Healthcare Technologies | 2016793-003 | PDM | 01/31/2019 | IU | Active | 1105-21300 | SAH-Ambulatory Care Unit | 626002060-0-CAP | SAH | SAH
SAH3077 | Patient Data Module | 440964 | GE Healthcare Technologies | 2016793-003 | PDM | 01/31/2019 | IU | Active | 1105-21300 | SAH-Ambulatory Care Unit | 626002060-0-CAP | SAH | SAH
SAH3078 | Patient Data Module | 440964 | GE Healthcare Technologies | 2016793-003 | PDM | 01/31/2019 | IU | Active | 1105-21300 | SAH-Ambulatory Care Unit | 626002060-0-CAP | SAH | SAH
SAH3079 | Patient Data Module | 440964 | GE Healthcare Technologies | 2016793-003 | PDM | 01/31/2019 | IU | Active | 1105-21300 | SAH-Ambulatory Care Unit | 626002060-0-CAP | SAH | SAH
SAH3080 | Patient Data Module | 440964 | GE Healthcare Technologies | 2016793-003 | PDM | 01/31/2019 | IU | Active | 1105-21300 | SAH-Ambulatory Care Unit | 626002060-0-CAP | SAH | SAH
SAH3081 | Patient Data Module | 440964 | GE Healthcare Technologies | 2016793-003 | PDM | 01/31/2019 | IU | Active | 1105-21300 | SAH-Ambulatory Care Unit | 626002060-0-CAP | SAH | SAH
SAH3082 | Patient Data Module | 440964 | GE Healthcare Technologies | 2016793-003 | PDM | 01/31/2019 | IU | Active | 1105-21300 | SAH-Ambulatory Care Unit | 626002060-0-CAP | SAH | SAH
SAH3083 | Patient Data Module | 440964 | GE Healthcare Technologies | 2016793-003 | PDM | 01/31/2019 | IU | Active | 1105-21300 | SAH-Ambulatory Care Unit | 626002060-0-CAP | SAH | SAH
SAH3084 | Bedside Physiologic Monitor | 440964 | GE Healthcare Technologies | B450 | Carescape B450 | 01/31/2019 | IU | Active | 1105-21300 | SAH-Ambulatory Care Unit | 626002060-0-CAP | SAH | SAH
SAH3085 | Bedside Physiologic Monitor | 440964 | GE Healthcare Technologies | B450 | Carescape B450 | 01/31/2019 | IU | Active | 1105-21300 | SAH-Ambulatory Care Unit | 626002060-0-CAP | SAH | SAH
SAH3086 | Bedside Physiologic Monitor | 440964 | GE Healthcare Technologies | B450 | Carescape B450 | 01/31/2019 | IU | Active | 1105-21300 | SAH-Ambulatory Care Unit | 626002060-0-CAP | SAH | SAH
SAH3087 | Bedside Physiologic Monitor | 440964 | GE Healthcare Technologies | B450 | Carescape B450 | 01/31/2019 | IU | Active | 1105-21300 | SAH-Ambulatory Care Unit | 626002060-0-CAP | SAH | SAH
SAH3088 | Bedside Physiologic Monitor | 440964 | GE Healthcare Technologies | B450 | Carescape B450 | 01/31/2019 | IU | Active | 1105-21300 | SAH-Ambulatory Care Unit | 626002060-0-CAP | SAH | SAH
SAH3089 | Bedside Physiologic Monitor | 440964 | GE Healthcare Technologies | B450 | Carescape B450 | 01/31/2019 | IU | Active | 1105-21300 | SAH-Ambulatory Care Unit | 626002060-0-CAP | SAH | SAH
SAH3090 | Bedside Physiologic Monitor | 440964 | GE Healthcare Technologies | B450 | Carescape B450 | 01/31/2019 | IU | Active | 1105-21300 | SAH-Ambulatory Care Unit | 626002060-0-CAP | SAH | SAH
SAH3091 | Bedside Physiologic Monitor | 440964 | GE Healthcare Technologies | B450 | Carescape B450 | 01/31/2019 | IU | Active | 1105-21300 | SAH-Ambulatory Care Unit | 626002060-0-CAP | SAH | SAH
SAH3092 | Bedside Physiologic Monitor | 440964 | GE Healthcare Technologies | B450 | Carescape B450 | 01/31/2019 | IU | Active | 1105-21300 | SAH-Ambulatory Care Unit | 626002060-0-CAP | SAH | SAH
SAH3093 | Vital Signs Monitor | 440964 | GE Healthcare Technologies | 2034803-002 | Carescape V100 | 04/23/2009 | IU | Active | 1105-89220 | SAH-Faith Community Nursing | 411000036 | SAH | SAH
SAH3094 | Vital Signs Monitor | 440964 | GE Healthcare Technologies | 2034803-016 | Carescape V100 | 04/23/2012 | IU | Active | 1105-89220 | SAH-Faith Community Nursing | 260251588 | SAH | SAH
SAH3095 | Vital Signs Monitor | 440964 | GE Healthcare Technologies | 2034803-016 | Carescape V100 | 04/23/2012 | IU | Active | 1105-89220 | SAH-Faith Community Nursing | 260251588 | SAH | SAH
SAH3099 | Blanket Warmer | 373541 | Enthermics Medical Systems | EC-2180 | EC-2180 | 06/28/2005 | IU | Active | 1105-34000 | SAH-Diagnostic Imaging | 000 | SAH | SAH
SAH3102 | Patient Lift | 454170 | Arjo Inc | KMB4PLX2SUS | Maxi Move | 06/30/2008 | IU | Active | 1105-34000 | SAH-Diagnostic Imaging | 000 | SAH | SAH
SAH3104 | Bedside Physiologic Monitor | 440964 | GE Healthcare Technologies | B450 | Carescape B450 | 05/30/2018 | IU | Active | 1105-21300 | SAH-Ambulatory Care Unit | 411000315-0-CAP | SAH | SAH
SAH3105 | Patient Data Module | 440964 | GE Healthcare Technologies | 2016793-003 | PDM | 05/30/2018 | IU | Active | 1105-21300 | SAH-Ambulatory Care Unit | 411000315-CAP | SAH | SAH
SAH3107 | Portable Ultrasound System | 340440 | SonoSite div of FUJIFILM | P20883-14 | SII | 03/27/2018 | 04 | Inventory | 1105-37200 | SAH-IV Therapy | 260621928 | SAH | SAH
SAH3108 | 4x 15A 15ft Cord HGPower Strip | 106890 | Tripp Lite | PS-415-HG-OEM | PS-415-HG-OEM | 02/23/2018 | IU | Active | 1105-37200 | SAH-IV Therapy | CONTRACT | SAH | SAH
SAH3110 | Catheter Tip Confirmation Disp | 163054 | Bard Access Systems Div C R | 9770130 | Sherlock 3CG TCS | 03/06/2018 | 04 | Inventory | 1105-21300 | SAH-Ambulatory Care Unit | 260621928 | SAH | SAH
SAH3111 | 4x 15A 15ft Cord HGPower Strip | 106890 | Tripp Lite | PS-415-HG-OEM | PS-415-HG-OEM | 02/13/2017 | IU | Active | 1105-37200 | SAH-IV Therapy | STAPLES | SAH | SAH
SAH3112 | Gas Module | 440964 | GE Healthcare Technologies | E-MiniC-00 | E-MiniC-00 | 07/03/2018 | IU | Active | 1105-21500 | SAH-PACU | 411000313-0-CRE | SAH | SAH
SAH3120 | Telemetry Transmitter | 440964 | GE Healthcare Technologies | ApexPro CH | ApexPro CH | 02/14/2019 | 04 | Inventory | 1105-10600 | SAH-Monitor Techs CMU | 626002102-0-CAP | SAH | SAH
SAH3121 | Telemetry Transmitter | 440964 | GE Healthcare Technologies | ApexPro CH | ApexPro CH | 02/14/2019 | 04 | Inventory | 1105-10600 | SAH-Monitor Techs CMU | 626002102-0-CAP | SAH | SAH
SAH3124 | Telemetry Transmitter | 440964 | GE Healthcare Technologies | ApexPro CH | ApexPro CH | 02/14/2019 | 04 | Inventory | 1105-10600 | SAH-Monitor Techs CMU | 626002102-0-CAP | SAH | SAH
SAH3130 | Telemetry Transmitter | 440964 | GE Healthcare Technologies | ApexPro CH | ApexPro CH | 02/14/2019 | 04 | Inventory | 1105-10600 | SAH-Monitor Techs CMU | 626002102-0-CAP | SAH | SAH
SAH3132 | ApexPro Telemetry Receiver | 440964 | GE Healthcare Technologies | APEXPRO RCVR SYS | APEXPRO RCVR SYS | 02/14/2019 | IU | Active | 1105-10600 | SAH-Monitor Techs CMU | 626002102-0-CAP | SAH | SAH
SAH3138 | Transport Monitor, Nellcor | 454750 | Mindray North America A Mindra | 6104F-PA000003 | Passport 8 | 11/18/2015 | IU | Active | 1105-12225 | SAH-Med/Surg Unit I 4SE | 611000698-0-CAP | SAH | SAH
SAH3141 | Vital Signs Monitor | 101850 | Welch Allyn Inc A Subsidiary | VSM 6000 SERIES | VSM 6000 SERIES | 02/17/2015 | IU | Active | 1105-12245 | SAH-Oncology Unit AT6 | 611000640-0-CAP | SAH | SAH
SAH3142 | Touch Screen Pulse Oximeter | 371567 | Masimo Corp | Radical 7 | Radical 7 | 01/30/2018 | IU | Active | 1105-35000 | SAH-Respiratory Care Services 2nd | 711007398-0-CES | SAH | SAH
SAH3143 | Pulse Ox Docking Station | 371567 | Masimo Corp | RDS-1 | Radical Cradle | 02/16/2017 | 04 | Inventory | 1105-35000 | SAH-Respiratory Care Services 2nd | 260561220 | SAH | SAH
SAH3144 | Touch Screen Pulse Oximeter | 371567 | Masimo Corp | Radical 7 | Radical 7 | 01/11/2017 | IU | Active | 1105-35000 | SAH-Respiratory Care Services 2nd | 260550718 | SAH | SAH
SAH3145 | Pulse Ox Docking Station | 371567 | Masimo Corp | RDS-1 | Radical Cradle | 09/09/2004 | 04 | Inventory | 1105-35000 | SAH-Respiratory Care Services 2nd | 000 | SAH | SAH
SAH3146 | Touch Screen Pulse Oximeter | 371567 | Masimo Corp | Radical 7 | Radical 7 | 01/11/2017 | IU | Active | 1105-35000 | SAH-Respiratory Care Services 2nd | 260550718 | SAH | SAH
SAH3147 | Touch Screen Pulse Oximeter | 371567 | Masimo Corp | Radical 7 | Radical 7 | 01/11/2017 | IU | Active | 1105-35000 | SAH-Respiratory Care Services 2nd | 260550718 | SAH | SAH
SAH3148 | Pulse Ox Docking Station | 371567 | Masimo Corp | RDS-1 | Radical Cradle | 02/16/2017 | 04 | Inventory | 1105-35000 | SAH-Respiratory Care Services 2nd | 260561220. | SAH | SAH
SAH3149 | Touch Screen Pulse Oximeter | 371567 | Masimo Corp | Radical 7 | Radical 7 | 02/27/2017 | IU | Active | 1105-35000 | SAH-Respiratory Care Services 2nd | 260561220 | SAH | SAH
SAH3150 | Pulse Ox Docking Station | 371567 | Masimo Corp | RDS-1 | Radical Cradle | 02/16/2017 | 04 | Inventory | 1105-35000 | SAH-Respiratory Care Services 2nd | 260561220 | SAH | SAH
SAH3151 | 4x 15A 15ft Cord HGPower Strip | 106890 | Tripp Lite | PS-415-HG-OEM | PS-415-HG-OEM | 04/20/2017 | IU | Active | 1105-35000 | SAH-Respiratory Care Services 2nd | STAPLES | SAH | SAH
SAH3152 | Pulse Ox Docking Station | 371567 | Masimo Corp | RDS-1 | Radical Cradle | 01/11/2017 | 04 | Inventory | 1105-35000 | SAH-Respiratory Care Services 2nd | 260550718 | SAH | SAH
SAH3153 | Vital Signs Monitor | 101850 | Welch Allyn Inc A Subsidiary | VSM 6000 SERIES | VSM 6000 SERIES | 03/20/2012 | IU | Active | 1105-18415 | SAH-Neuroscience Unit 5N | 420002379-0-CRE | SAH | SAH
SAH3156 | Telemetry Transmitter | 440964 | GE Healthcare Technologies | ApexPro CH | ApexPro CH | 03/12/2019 | 04 | Inventory | 1105-10600 | SAH-Monitor Techs CMU | 626002102 | SAH | SAH
SAH3157 | Telemetry Transmitter | 440964 | GE Healthcare Technologies | ApexPro CH | ApexPro CH | 03/12/2019 | 04 | Inventory | 1105-10600 | SAH-Monitor Techs CMU | 626002102 | SAH | SAH
SAH3161 | Vital Signs Monitor | 101850 | Welch Allyn Inc A Subsidiary | VSM 6000 SERIES | VSM 6000 SERIES | 11/11/2014 | IU | Active | 1105-12245 | SAH-Oncology Unit AT6 | 611000640-0-CAP | SAH | SAH
SAH3162 | LP20e ETCO2 Module | 452575 | Physio-Control Inc | 11150-000019 | CodeManagement Modul | 03/14/2019 | OS | In - Active | 1105-23100 | SAH-Emergency Service | 260686228 | SAH | SAH
SAH3163 | LP20e ETCO2 Module | 452575 | Physio-Control Inc | 11150-000019 | CodeManagement Modul | 03/14/2019 | OS | In - Active | 1105-23100 | SAH-Emergency Service | 260686228 | SAH | SAH
SAH3171 | Pulse Ox Docking Station | 371567 | Masimo Corp | RDS-1 | Radical Cradle | 04/20/2007 | 04 | Inventory | 1105-30610 | SAH-Cardiac Cath Lab | 000 | SAH | SAH
SAH3172 | Digital Recorder/Printer | 440964 | GE Healthcare Technologies | PRN-50-M+ | PRN-50-M+ | 04/01/2019 | 04 | Inventory | 1105-18415 | SAH-Neuroscience Unit 5N | 260689559 | SAH | SAH
SAH3173 | Digital Recorder/Printer | 440964 | GE Healthcare Technologies | PRN-50-M+ | PRN-50-M+ | 04/01/2019 | 04 | Inventory | 1105-18415 | SAH-Neuroscience Unit 5N | 260689559 | SAH | SAH
SAH3176 | EKG Mulitchannel Interp | 440964 | GE Healthcare Technologies | MAC 5500HD | MAC 5500HD | 04/09/2012 | IU | Active | 1105-30620 | SAH-Non Invasive Cardiology | UNKNOWN | SAH | SAH
SAH3177 | Chest Compression System | 452575 | Physio-Control Inc | 100921-00 | Lucas 3 | 04/19/2019 | IU | Active | 1105-23100 | SAH-Emergency Service | 626002568-0-CAP | SAH | SAH
SAH3178 | AED Defibrillator | 452575 | Physio-Control Inc | LP1000 | LIFEPAK 1000 | 04/19/2019 | LS | High Risk | 1105-89230 | SAH-Mission Effectiveness | 260694818 | SAH | SAH
SAH3179 | AED Defibrillator | 452575 | Physio-Control Inc | LP1000 | LIFEPAK 1000 | 04/19/2019 | LS | High Risk | 1105-89230 | SAH-Mission Effectiveness | 260694818 | SAH | SAH
SAH3180 | Portable Ultrasound System | 340440 | SonoSite div of FUJIFILM | P24550-20 | SII | 04/17/2019 | 04 | Inventory | 1105-23100 | SAH-Emergency Service | 626002574-CAP | SAH | SAH
SAH3182 | Ultrasound Transducer | 340440 | SonoSite div of FUJIFILM | P20311-10 | HFL38xi | 04/24/2019 | 04 | Inventory | 1105-23100 | SAH-Emergency Service | 626002574-CAP | SAH | SAH
SAH3183 | Vital Signs Monitor | 440964 | GE Healthcare Technologies | 2038172-001 | Carescape V100 | 05/02/2019 | IU | Active | 1105-89230 | SAH-Mission Effectiveness | FIU | SAH | SAH
SAH3184 | Vital Signs Monitor | 440964 | GE Healthcare Technologies | 2038172-001 | Carescape V100 | 05/02/2019 | IU | Active | 1105-89230 | SAH-Mission Effectiveness | FIU | SAH | SAH
SAH3192 | Vital Signs Monitor | 101850 | Welch Allyn Inc A Subsidiary | VSM 6000 SERIES | VSM 6000 SERIES | 11/11/2014 | IU | Active | 1105-12295 | SAH-Med/Surg Overflow 5E | 611000640-0-CAP | SAH | SAH
SAH3193 | Gas analyzer | 371341 | Draeger Medical Inc | 6871802 | Scio Four Plus | 12/06/2013 | OS | In - Active | 1105-88570 | SAH-Clinical Engineering | NA | SAH | SAH
SAH3203 | Blanket Warmer | 107114 | STERIS Corp | QDJ04 | QDJ04 | 04/03/2015 | IU | Active | 1105-12159 | SAH-Flex | 611000667-0-CAP | SAH | SAH
SAH3204 | Portable Suction | 453450 | DeVilbiss Healthcare Inc | 7305P-D | 7305P-D | 05/08/2015 | IU | Active | 1105-12159 | SAH-Flex | 260437278 | SAH | SAH
SAH3207 | Bedside Physiologic Monitor | 101758 | Spacelabs Healthcare Inc | 91369 | Ultraview SL2400 | 05/19/2014 | OS | In - Active | 1105-12159 | SAH-Flex | 6110005960CAP | SAH | SAH
SAH3209 | Chest Compression System | 452575 | Physio-Control Inc | 100921-00 | Lucas 3 | 05/23/2018 | IU | Active | 1105-13100 | SAH-Intensive Care Unit | 626001458-0-CAP | SAH | SAH
SAH3226 | Vital Signs Monitor | 101850 | Welch Allyn Inc A Subsidiary | VSM 6000 SERIES | VSM 6000 SERIES | 07/19/2019 | IU | Active | 1105-37250 | SAH-Infusion Center | 260700759 | SAH | SAH
SAH3227 | LP20e Defibrillator/Pacer | 452575 | Physio-Control Inc | LP20E | LIFEPAK 20E | 06/11/2019 | LS | High Risk | 1105-13100 | SAH-Intensive Care Unit | 62002671-0-CAP | SAH | SAH
SAH3228 | LP20e Defibrillator/Pacer | 452575 | Physio-Control Inc | LP20E | LIFEPAK 20E | 06/11/2019 | LS | High Risk | 1105-13100 | SAH-Intensive Care Unit | 62002671-0-CAP | SAH | SAH
SAH3229 | LP20e Defibrillator/Pacer | 452575 | Physio-Control Inc | LP20E | LIFEPAK 20E | 06/11/2019 | LS | High Risk | 1105-13100 | SAH-Intensive Care Unit | 62002671-0-CAP | SAH | SAH
SAH3230 | LP20e Defibrillator/Pacer | 452575 | Physio-Control Inc | LP20E | LIFEPAK 20E | 06/11/2019 | LS | High Risk | 1105-34000 | SAH-Diagnostic Imaging | 62002671-0-CAP | SAH | SAH
SAH3231 | LP20e Defibrillator/Pacer | 452575 | Physio-Control Inc | LP20E | LIFEPAK 20E | 06/11/2019 | LS | High Risk | 1105-33900 | SAH-Ultrasound | 62002671-0-CAP | SAH | SAH
SAH3232 | LP20e Defibrillator/Pacer | 452575 | Physio-Control Inc | LP20E | LIFEPAK 20E | 06/11/2019 | LS | High Risk | 1105-12159 | SAH-Flex | 62002671-0-CAP | SAH | SAH
SAH3233 | LP20e Defibrillator/Pacer | 452575 | Physio-Control Inc | LP20E | LIFEPAK 20E | 06/11/2019 | LS | High Risk | 1105-12510 | SAH-Cardiac Medical I (3SW) | 62002671-0-CAP | SAH | SAH
SAH3234 | LP20e Defibrillator/Pacer | 452575 | Physio-Control Inc | LP20E | LIFEPAK 20E | 06/13/2019 | LS | High Risk | 1105-23100 | SAH-Emergency Service | 62002671-0-CAP | SAH | SAH
SAH3235 | LP20e ETCO2 Module | 452575 | Physio-Control Inc | 11150-000019 | CodeManagement Modul | 06/11/2019 | OS | In - Active | 1105-23100 | SAH-Emergency Service | 626002671-0-CAP | SAH | SAH
SAH3236 | Telemetry Transmitter | 440964 | GE Healthcare Technologies | ApexPro CH | ApexPro CH | 06/28/2019 | 04 | Inventory | 1105-10600 | SAH-Monitor Techs CMU | 260701571 | SAH | SAH
SAH3237 | Telemetry Transmitter | 440964 | GE Healthcare Technologies | ApexPro CH | ApexPro CH | 06/28/2019 | 04 | Inventory | 1105-10600 | SAH-Monitor Techs CMU | 260701571 | SAH | SAH
SAH3248 | Telemetry Transmitter | 440964 | GE Healthcare Technologies | ApexPro CH | ApexPro CH | 07/03/2019 | 04 | Inventory | 1105-10600 | SAH-Monitor Techs CMU | 260704785 | SAH | SAH
SAH3250 | Vital Signs Monitor | 101850 | Welch Allyn Inc A Subsidiary | VSM 6000 SERIES | VSM 6000 SERIES | 07/12/2019 | IU | Active | 1105-12225 | SAH-Med/Surg Unit I 4SE | 26075831 | SAH | SAH
SAH3251 | Vital Signs Monitor | 101850 | Welch Allyn Inc A Subsidiary | VSM 6000 SERIES | VSM 6000 SERIES | 07/12/2019 | IU | Active | 1105-12225 | SAH-Med/Surg Unit I 4SE | 26075831 | SAH | SAH
SAH3253 | Vital Signs Monitor | 101850 | Welch Allyn Inc A Subsidiary | VSM 6000 SERIES | VSM 6000 SERIES | 02/07/2012 | IU | Active | 1105-12530 | SAH-Surgical Unit I AT4 | FIU | SAH | SAH
SAH3264 | Chest Compression System | 452575 | Physio-Control Inc | 100921-00 | Lucas 3 | 08/01/2019 | IU | Active | 1105-13102 | SAH-Intensive Care Unit II 3NW | 626002891-0-CAP | SAH | SAH
SAH3265 | ICU Clinical Chair | 271227 | Stryker Medical | 3333 | TruRize | 08/02/2019 | IU | Active | 1105-13100 | SAH-Intensive Care Unit | 826185420-0-SVC | SAH | SAH
SAH3266 | Vital Signs Monitor | 101850 | Welch Allyn Inc A Subsidiary | VSM 6000 SERIES | VSM 6000 SERIES | 02/07/2012 | IU | Active | 1105-12530 | SAH-Surgical Unit I AT4 | UNKNOWN | SAH | SAH
SAH3269 | Telemetry Transmitter | 440964 | GE Healthcare Technologies | ApexPro CH | ApexPro CH | 08/14/2019 | 04 | Inventory | 1105-10600 | SAH-Monitor Techs CMU | 626002102 | SAH | SAH
SAH3270 | Telemetry Transmitter | 440964 | GE Healthcare Technologies | ApexPro CH | ApexPro CH | 08/14/2019 | 04 | Inventory | 1105-10600 | SAH-Monitor Techs CMU | 626002102 | SAH | SAH
SAH3271 | Telemetry Transmitter | 440964 | GE Healthcare Technologies | ApexPro CH | ApexPro CH | 08/14/2019 | 04 | Inventory | 1105-10600 | SAH-Monitor Techs CMU | 626002102 | SAH | SAH
SAH3272 | Telemetry Transmitter | 440964 | GE Healthcare Technologies | ApexPro CH | ApexPro CH | 08/14/2019 | 04 | Inventory | 1105-10600 | SAH-Monitor Techs CMU | 626002102 | SAH | SAH
SAH3273 | Telemetry Transmitter | 440964 | GE Healthcare Technologies | ApexPro CH | ApexPro CH | 08/14/2019 | 04 | Inventory | 1105-10600 | SAH-Monitor Techs CMU | 626002102 | SAH | SAH
SAH3275 | Telemetry Transmitter | 440964 | GE Healthcare Technologies | ApexPro CH | ApexPro CH | 02/14/2019 | 04 | Inventory | 1105-10600 | SAH-Monitor Techs CMU | 626002102-0-CAP | SAH | SAH
SAH3276 | Computer Printer | 101883 | Hewlett-Packard | M452dn | LaserJet M452dn | 08/21/2019 | 04 | Inventory | 1105-13102 | SAH-Intensive Care Unit II 3NW | 626002652-0-CAP | SAH | SAH
SAH3281 | Telemetry Transmitter | 440964 | GE Healthcare Technologies | ApexPro CH | ApexPro CH | 10/18/2019 | 04 | Inventory | 1105-10600 | SAH-Monitor Techs CMU | 260724514 | SAH | SAH
SAH3282 | Telemetry Transmitter | 440964 | GE Healthcare Technologies | ApexPro CH | ApexPro CH | 10/18/2019 | 04 | Inventory | 1105-10600 | SAH-Monitor Techs CMU | 260724514 | SAH | SAH
SAH3283 | Telemetry Transmitter | 440964 | GE Healthcare Technologies | ApexPro CH | ApexPro CH | 10/18/2019 | 04 | Inventory | 1105-10600 | SAH-Monitor Techs CMU | 260724514 | SAH | SAH
SAH3284 | Telemetry Transmitter | 440964 | GE Healthcare Technologies | ApexPro CH | ApexPro CH | 10/18/2019 | 04 | Inventory | 1105-10600 | SAH-Monitor Techs CMU | 260724514 | SAH | SAH
SAH3285 | Telemetry Transmitter | 440964 | GE Healthcare Technologies | ApexPro CH | ApexPro CH | 10/18/2019 | 04 | Inventory | 1105-10600 | SAH-Monitor Techs CMU | 260724514 | SAH | SAH
SAH3287 | Large Volume Pump Module | 378348 | BD | 8100 | Alaris Pump | 05/31/2012 | IU | Active | 1105-85160 | SAH-Sterile Processing | 920000849-0-CIP | SAH | SAH
SAH3289 | LP20e Defibrillator/Pacer | 452575 | Physio-Control Inc | LP20E | LIFEPAK 20E | 05/10/2018 | LS | High Risk | 1105-30610 | SAH-Cardiac Cath Lab | 626001430-0-CAP | SAH | SAH
SAH3290 | LP20e Defibrillator/Pacer | 452575 | Physio-Control Inc | LP20E | LIFEPAK 20E | 05/10/2018 | LS | High Risk | 1105-30610 | SAH-Cardiac Cath Lab | 626001430-0-CAP | SAH | SAH
SAH3291 | LP20e Defibrillator/Pacer | 452575 | Physio-Control Inc | LP20E | LIFEPAK 20E | 05/10/2018 | LS | High Risk | 1105-23100 | SAH-Emergency Service | 626001430-0-CAP | SAH | SAH
SAH3292 | LP20e Defibrillator/Pacer | 452575 | Physio-Control Inc | LP20E | LIFEPAK 20E | 05/10/2018 | LS | High Risk | 1105-23100 | SAH-Emergency Service | 626001430-0-CAP | SAH | SAH
SAH3294 | ApexPro Telemetry Receiver | 440964 | GE Healthcare Technologies | APEXPRO RCVR SYS | APEXPRO RCVR SYS | 08/16/2007 | IU | Active | 1105-10600 | SAH-Monitor Techs CMU | 000 | SAH | SAH
SAH3295 | ApexPro Telemetry Receiver | 440964 | GE Healthcare Technologies | APEXPRO RCVR SYS | APEXPRO RCVR SYS | 08/24/2007 | IU | Active | 1105-10600 | SAH-Monitor Techs CMU | 000 | SAH | SAH
SAH3296 | ApexPro Telemetry Receiver | 440964 | GE Healthcare Technologies | APEXPRO RCVR SYS | APEXPRO RCVR SYS | 08/16/2007 | IU | Active | 1105-10600 | SAH-Monitor Techs CMU | 000 | SAH | SAH
SAH3297 | ApexPro Telemetry Receiver | 440964 | GE Healthcare Technologies | APEXPRO RCVR SYS | APEXPRO RCVR SYS | 08/24/2007 | IU | Active | 1105-10600 | SAH-Monitor Techs CMU | FIU | SAH | SAH
SAH3298 | ApexPro Telemetry Receiver | 440964 | GE Healthcare Technologies | APEXPRO RCVR SYS | APEXPRO RCVR SYS | 11/30/2016 | IU | Active | 1105-10600 | SAH-Monitor Techs CMU | FIU | SAH | SAH
SAH3299 | ApexPro Telemetry Receiver | 440964 | GE Healthcare Technologies | APEXPRO RCVR SYS | APEXPRO RCVR SYS | 03/26/2009 | IU | Active | 1105-10600 | SAH-Monitor Techs CMU | FIU | SAH | SAH
SAH3300 | ApexPro Telemetry Receiver | 440964 | GE Healthcare Technologies | APEXPRO RCVR SYS | APEXPRO RCVR SYS | 08/24/2007 | IU | Active | 1105-10600 | SAH-Monitor Techs CMU | FIU | SAH | SAH
SAH3301 | ApexPro Telemetry Receiver | 440964 | GE Healthcare Technologies | APEXPRO RCVR SYS | APEXPRO RCVR SYS | 08/16/2007 | IU | Active | 1105-10600 | SAH-Monitor Techs CMU | 000 | SAH | SAH
SAH3302 | ApexPro Telemetry Receiver | 440964 | GE Healthcare Technologies | APEXPRO RCVR SYS | APEXPRO RCVR SYS | 11/10/2010 | IU | Active | 1105-10600 | SAH-Monitor Techs CMU | 000 | SAH | SAH
SAH3304 | Telemetry Transmitter | 440964 | GE Healthcare Technologies | ApexPro CH | ApexPro CH | 11/26/2019 | 04 | Inventory | 1105-10600 | SAH-Monitor Techs CMU | 26073017 | SAH | SAH
SAH3305 | Monitor, Video | A10084 | Asus | VB198T-P | VB198T-P | 09/19/2014 | 04 | Inventory | 1105-18415 | SAH-Neuroscience Unit 5N | 711004247-0-CES | SAH | SAH
SAH3306 | Monitor, Video | A10084 | Asus | VB198T-P | VB198T-P | 09/19/2014 | 04 | Inventory | 1105-18415 | SAH-Neuroscience Unit 5N | 711004247-0-CES | SAH | SAH
SAH3309 | Monitor, Video | A10084 | Asus | VB198T-P | VB198T-P | 09/19/2014 | 04 | Inventory | 1105-18415 | SAH-Neuroscience Unit 5N | 711004247-0-CES | SAH | SAH
SAH3310 | Monitor, Video | A10084 | Asus | VB198T-P | VB198T-P | 09/19/2014 | 04 | Inventory | 1105-18415 | SAH-Neuroscience Unit 5N | 711004247-0-CES | SAH | SAH
SAH3311 | Monitor, Video | A10084 | Asus | VB198T-P | VB198T-P | 01/06/2016 | 04 | Inventory | 1105-18415 | SAH-Neuroscience Unit 5N | 711005264-0-CES | SAH | SAH
SAH3312 | Temporal Infrared Thermometer | 107875 | Exergen Corp | TAT-5000 | TAT-5000 | 10/28/2016 | 04 | Inventory | 1105-21300 | SAH-Ambulatory Care Unit | Xchg | SAH | SAH
SAH3313 | Uninterruptible Power Supply | 146604 | Powercom | SMK-600A | SMK-600A | 08/18/2016 | IU | Active | 1105-18415 | SAH-Neuroscience Unit 5N | FIU | SAH | SAH
SAH3315 | Monitor, Video | A10084 | Asus | VB198T-P | VB198T-P | 09/19/2014 | 04 | Inventory | 1105-18415 | SAH-Neuroscience Unit 5N | 711004247-0-CES | SAH | SAH
SAH3316 | Monitor, Video | A10084 | Asus | VB198T-P | VB198T-P | 01/06/2016 | 04 | Inventory | 1105-18415 | SAH-Neuroscience Unit 5N | 711005264-0-CES | SAH | SAH
SAH3317 | UPS | 108649 | APC-American Power Conversion | BR1500G | Back-UPS BR1500G | 11/29/2010 | IU | Active | 1105-31000 | SAH-Laboratory Services | 711001695-0-CES | SAH | SAH
SAH3318 | Monitor, Video | A10084 | Asus | VB198T-P | VB198T-P | 09/19/2014 | 04 | Inventory | 1105-18415 | SAH-Neuroscience Unit 5N | 711004247-0-CES | SAH | SAH
SAH3319 | Monitor, Video | A10084 | Asus | VB198T-P | VB198T-P | 09/19/2014 | 04 | Inventory | 1105-18415 | SAH-Neuroscience Unit 5N | 711004247-0-CES | SAH | SAH
SAH3320 | Monitor, Video | A10084 | Asus | VB198T-P | VB198T-P | 09/19/2014 | 04 | Inventory | 1105-18415 | SAH-Neuroscience Unit 5N | 711004247-0-CES | SAH | SAH
SAH3321 | Digital Recorder/Printer | 440964 | GE Healthcare Technologies | PRN-50-M | PRN-50-M | 08/22/2011 | 04 | Inventory | 1105-18415 | SAH-Neuroscience Unit 5N | 951003168-0-CIP | SAH | SAH
SAH3322 | Digital Recorder/Printer | 440964 | GE Healthcare Technologies | PRN-50 | PRN-50 | 11/21/2005 | 04 | Inventory | 1105-21100 | SAH-Surgery | . | SAH | SAH
SAH3323 | Digital Recorder/Printer | 440964 | GE Healthcare Technologies | PRN-50-M | PRN-50-M | 02/01/2010 | 04 | Inventory | 1105-18415 | SAH-Neuroscience Unit 5N | 951003173-0-CIP | SAH | SAH
SAH3324 | Digital Recorder/Printer | 440964 | GE Healthcare Technologies | PRN-50 | PRN-50 | 04/09/2015 | 04 | Inventory | 1105-18415 | SAH-Neuroscience Unit 5N | 411000247-0-CRE | SAH | SAH
SAH3325 | Digital Recorder/Printer | 440964 | GE Healthcare Technologies | PRN-50-M | PRN-50-M | 03/16/2005 | 04 | Inventory | 1105-18415 | SAH-Neuroscience Unit 5N | xx | SAH | SAH
SAH3326 | UPS | 108649 | APC-American Power Conversion | BR1500G | Back-UPS BR1500G | 11/29/2010 | IU | Active | 1105-31000 | SAH-Laboratory Services | 711001695-0-CES | SAH | SAH
SAH3327 | Temporal Infrared Thermometer | 107875 | Exergen Corp | TAT-5000 | TAT-5000 | 03/28/2017 | 04 | Inventory | 1105-18415 | SAH-Neuroscience Unit 5N | FIU | SAH | SAH
SAH3328 | UPS | 108649 | APC-American Power Conversion | BR1500G | Back-UPS BR1500G | 11/29/2010 | OS | In - Active | 1105-18415 | SAH-Neuroscience Unit 5N | 711001695-0-CES | SAH | SAH
SAH3329 | UPS | 108649 | APC-American Power Conversion | BR1500G | Back-UPS BR1500G | 11/29/2010 | OS | In - Active | 1105-18415 | SAH-Neuroscience Unit 5N | 711001695-0-CES | SAH | SAH
SAH3330 | Digital Recorder/Printer | 440964 | GE Healthcare Technologies | PRN-50-M | PRN-50-M | 04/07/2009 | 04 | Inventory | 1105-18415 | SAH-Neuroscience Unit 5N |  | SAH | SAH
SAH3332 | Telemetry Server | 440964 | GE Healthcare Technologies | MP100R | CARESCAPE PRO SERVER | 11/30/2016 | IU | Active | 1105-18415 | SAH-Neuroscience Unit 5N | FIU | SAH | SAH
SAH3333 | Telemetry Server | 440964 | GE Healthcare Technologies | MP100R | CARESCAPE PRO SERVER | 05/24/2018 | IU | Active | 1105-18415 | SAH-Neuroscience Unit 5N | 626001317-CAP | SAH | SAH
SAH3334 | Telemetry Server | 440964 | GE Healthcare Technologies | MP100R | CARESCAPE PRO SERVER | 10/18/2010 | IU | Active | 1105-18415 | SAH-Neuroscience Unit 5N | 000 | SAH | SAH
SAH3335 | Telemetry Server | 440964 | GE Healthcare Technologies | MP100R | CARESCAPE PRO SERVER | 10/18/2010 | IU | Active | 1105-18415 | SAH-Neuroscience Unit 5N | 000 | SAH | SAH
SAH3336 | Telemetry Server | 440964 | GE Healthcare Technologies | MP100R | CARESCAPE PRO SERVER | 03/30/2009 | IU | Active | 1105-18415 | SAH-Neuroscience Unit 5N | FIU | SAH | SAH
SAH3337 | Telemetry Server | 440964 | GE Healthcare Technologies | MP100R | CARESCAPE PRO SERVER | 05/24/2018 | IU | Active | 1105-18415 | SAH-Neuroscience Unit 5N | 626001317-CAP | SAH | SAH
SAH3338 | Telemetry Server | 440964 | GE Healthcare Technologies | MP100R | CARESCAPE PRO SERVER | 05/24/2018 | IU | Active | 1105-18415 | SAH-Neuroscience Unit 5N | 626001317-CAP | SAH | SAH
SAH3339 | Telemetry Server | 440964 | GE Healthcare Technologies | MP100R | CARESCAPE PRO SERVER | 05/24/2018 | IU | Active | 1105-18415 | SAH-Neuroscience Unit 5N | 626001317-CAP | SAH | SAH
SAH3340 | Telemetry Server | 440964 | GE Healthcare Technologies | MP100R | CARESCAPE PRO SERVER | 05/24/2018 | IU | Active | 1105-18415 | SAH-Neuroscience Unit 5N | 626001317-CAP | SAH | SAH
SAH3341 | Transport Monitor, Nellcor | 454750 | Mindray North America A Mindra | 6104F-PA000003 | Passport 8 | 11/18/2015 | IU | Active | 1105-18415 | SAH-Neuroscience Unit 5N | 611000698-0-CAP | SAH | SAH
SAH3342 | US Doppler Flow Detector | 102998 | Parks Medical Electronics Inc | 811B | Doopler Flow Detecto | 01/15/2018 | 04 | Inventory | 1105-12210 | SAH-Med Surg Unit II 5NW | 260611996 | SAH | SAH
SAH3344 | Desk Charger Oto/Ophth | 101850 | Welch Allyn Inc A Subsidiary | 7114X | 7114X | 08/18/2016 | 04 | Inventory | 1105-18415 | SAH-Neuroscience Unit 5N | FIU | SAH | SAH
SAH3345 | Infrared Vein Finder | 455305 | Christie Medical Holdings Inc | Vision2 | VeinViewer Vision2 | 09/16/2016 | IU | Active | 1105-12530 | SAH-Surgical Unit I AT4 | 611000804 | SAH | SAH
SAH3346 | Portable Suction | 452041 | Ohio Medical Corp | 758000 | Care E Vac 3 | 01/25/2014 | MI | Missing | 1105-21100 | SAH-Surgery | 000 | SAH | SAH
SAH3350 | UPS | 108649 | APC-American Power Conversion | BR1500G | Back-UPS BR1500G | 11/29/2010 | OS | In - Active | 1105-18415 | SAH-Neuroscience Unit 5N | 711001695-0-CES | SAH | SAH
SAH3351 | UPS | 108649 | APC-American Power Conversion | BR1500G | Back-UPS BR1500G | 11/29/2010 | IU | Active | 1105-31000 | SAH-Laboratory Services | 711001695-0-CES | SAH | SAH
SAH3354 | Mechanical Physician Scale | 171595 | Rice Lake Weighing Systems | RL-MPS | RL-MPS | 01/07/2016 | IU | Active | 1105-18415 | SAH-Neuroscience Unit 5N | 260480610 | SAH | SAH
SAH3355 | Mechanical Physician Scale | 171595 | Rice Lake Weighing Systems | RL-MPS | RL-MPS | 03/06/2014 | MI | Missing | 1105-12295 | SAH-Med/Surg Overflow 5E | NA | SAH | SAH
SAH3356 | Mechanical Physician Scale | 171595 | Rice Lake Weighing Systems | RL-MPS | RL-MPS | 03/06/2014 | MI | Missing | 1105-12295 | SAH-Med/Surg Overflow 5E | NA | SAH | SAH
SAH3357 | Patient Transfer Lift | 101976 | Invacare Corp | RPL450-1 | Reliant 450 | 06/23/2010 | IU | Active | 1105-34620 | SAH-Radiation Therapy | 000 | SAH | SAH
SAH3359 | Mechanical Physician Scale | 171595 | Rice Lake Weighing Systems | RL-MPS | RL-MPS | 01/07/2016 | MI | Missing | 1105-18415 | SAH-Neuroscience Unit 5N | 260480610 | SAH | SAH
SAH3360 | Mechanical Physician Scale | 171595 | Rice Lake Weighing Systems | RL-MPS | RL-MPS | 01/07/2016 | IU | Active | 1105-18415 | SAH-Neuroscience Unit 5N | 260480610 | SAH | SAH
SAH3361 | Portable Suction | 106490 | Precision Medical Inc | PM65 | EASY GO VAC | 07/17/2012 | IU | Active | 1105-18415 | SAH-Neuroscience Unit 5N | 260265988 | SAH | SAH
SAH3362 | ApexPro Telemetry Receiver | 440964 | GE Healthcare Technologies | APEXPRO RCVR SYS | APEXPRO RCVR SYS | 11/30/2016 | IU | Active | 1105-10600 | SAH-Monitor Techs CMU | FIU | SAH | SAH
SAH3363 | Digital Floor Scale | 103689 | seca North America | 703 | Seca 703 | 10/08/2012 | IU | Active | 1105-18300 | SAH-Urology 6SW | exchange repair | SAH | SAH
SAH3366 | Telemetry Transmitter | 440964 | GE Healthcare Technologies | ApexPro CH | ApexPro CH | 02/17/2015 | 04 | Inventory | 1105-10600 | SAH-Monitor Techs CMU | 260452263 | SAH | SAH
SAH3367 | Blanket Warmer | 102186 | Skytron Div The KMW Group | SS2207-J2G | SS2207-J2G | 02/03/2012 | IU | Active | 1105-18100 | SAH-Orthopedics Unit | UNKNOWN | SAH | SAH
SAH3368 | Patient Transfer Lift | 101976 | Invacare Corp | RPL450-1 | Reliant 450 | 01/24/2007 | IU | Active | 1105-18300 | SAH-Urology 6SW | 000 | SAH | SAH
SAH3369 | Video Printer | 182624 | Sony Electronics Inc Medical S | UP-897MD | UP-897MD | 12/11/2009 | 04 | Inventory | 1105-37200 | SAH-IV Therapy | 000 | SAH | SAH
SAH3370 | Printer | 473839 | Brother International | MW-260MFi | MPrint | 02/10/2017 | 04 | Inventory | 1105-37200 | SAH-IV Therapy | 260561405 | SAH | SAH
SAH3371 | Blood Coag Analyzer | 451971 | Siemens Healthcare Diagnostics | CS-5100 | SYSMEX CS-5100 | 01/02/2020 | IU | Active | 1105-31000 | SAH-Laboratory Services | 626002952-0-CAP | SAH | SAH
SAH3372 | Electronic Thermometer | 101850 | Welch Allyn Inc A Subsidiary | 690 | Sure Temp Plus | 04/07/2008 | 04 | Inventory | 1105-18100 | SAH-Orthopedics Unit | 000 | SAH | SAH
SAH3374 | Fetal and Vascular Doppler | 458815 | Natus Neurology Inc | 100R | Nicolet Elite 100R | 11/08/2016 | 04 | Inventory | 1105-18300 | SAH-Urology 6SW | 711006236-0-CES | SAH | SAH
SAH3376 | Computer | 101883 | Hewlett-Packard | M5810 | M5810 | 01/08/2020 | OS | In - Active | 1105-31000 | SAH-Laboratory Services | 626002952-0-CAP | SAH | SAH
SAH3377 | Computer | 101883 | Hewlett-Packard | M5810 | M5810 | 01/08/2020 | OS | In - Active | 1105-31000 | SAH-Laboratory Services | 626002952-0-CAP | SAH | SAH
SAH3378 | Uninterruptible Power Systems | 450901 | Eaton Corp | 9130 | Powerware 9120 | 01/03/2020 | IU | Active | 1105-31000 | SAH-Laboratory Services | 626002952-0-CAP | SAH | SAH
SAH3379 | UPS | 458179 | Para Systems Inc Minuteman Pow | ED3000RMT2U | Endeavor | 01/03/2020 | IU | Active | 1105-31000 | SAH-Laboratory Services | 626002952-0-CAP | SAH | SAH
SAH3381 | POC Immunoassay Analyzer | 451971 | Siemens Healthcare Diagnostics | DCA Vantage | DCA Vantage | 10/04/2018 | 04 | Inventory | 1105-39813 | SAH-Life Help Clinic | 450143742 | SAH | SAH
SAH3382 | Multitherapy, EMG, Laser, US | 452204 | DJO Global Inc | VECTRA NEO | VECTRA NEO | 02/19/2020 | IU | Active | 1105-39155 | SAH-Rehab O/P Clinic Sports Med | 626002839-0-CAP | SAH | SAH
SAH3388 | US Doppler Flow Detector | 102998 | Parks Medical Electronics Inc | 811B | Doopler Flow Detecto | 01/23/2012 | 04 | Inventory | 1105-21300 | SAH-Ambulatory Care Unit | 000 | SAH | SAH
SAH3389 | Bedside Physiologic Monitor | 440964 | GE Healthcare Technologies | Dash 5000 | Dash 5000 | 05/08/2007 | IU | Active | 1105-21300 | SAH-Ambulatory Care Unit | . | SAH | SAH
SAH3390 | Printer | 473839 | Brother International | MW-260MFi | MPrint | 03/06/2018 | 04 | Inventory | 1105-37200 | SAH-IV Therapy | 260621928 | SAH | SAH
SAH3391 | Portable Stand-On Sc | 101694 | Scale-Tronix Inc | 5125 | 5125 | 02/13/2019 | IU | Active | 1105-12159 | SAH-Flex | FIU | SAH | SAH
SAH3392 | Microhematocrit Centrifuge | 340083 | Beckman Coulter Inc | AIRFUGE | 340400 | 05/09/2016 | IU | Active | 1105-31000 | SAH-Laboratory Services | 620002742-0-CAP | SAH | SAH
SAH3398 | Agglutination Viewer | 101748 | Clay Adams Div Becton Dickinso | 420630 | 420630 | 04/16/2010 | 04 | Inventory | 1105-31000 | SAH-Laboratory Services | 000 | SAH | SAH
SAH3399 | Telemetry Transmitter | 440964 | GE Healthcare Technologies | ApexPro CH | ApexPro CH | 03/07/2011 | 04 | Inventory | 1105-10600 | SAH-Monitor Techs CMU | 61100434-0-CAP | SAH | SAH
SAH3400 | Bariatric Platform Scale | 171595 | Rice Lake Weighing Systems | 260-10-1 | Healthweigh | 06/09/2020 | IU | Active | 1105-39813 | SAH-Life Help Clinic | NON-CAPITAL | SAH | SAH
SAH3404 | Uninterruptible Power Supply | 146604 | Powercom | SMK-600A | SMK-600A | 08/18/2016 | IU | Active | 1105-31000 | SAH-Laboratory Services | FIU | SAH | SAH
SAH3405 | Telemetry Transmitter | 440964 | GE Healthcare Technologies | ApexPro CH | ApexPro CH | 03/09/2020 | 04 | Inventory | 1105-10600 | SAH-Monitor Techs CMU | 260745414 | SAH | SAH
SAH3409 | Bath, Water, Plasma Thawing | 107717 | HELMER Inc | DH 4 | QuickThaw | 03/18/2020 | IU | Active | 1105-31100 | SAH-Blood Services | 626003048-0-CAP | SAH | SAH
SAH3412 | Lab Microscope | 103312 | Nikon Instruments Inc | Eclipse E100LED MV | Eclipse 100 | 04/16/2020 | IU | Active | 1105-31100 | SAH-Blood Services | 260754647 | SAH | SAH
SAH3413 | Vital Signs Monitor | 101850 | Welch Allyn Inc A Subsidiary | VSM 6000 SERIES | VSM 6000 SERIES | 11/11/2014 | IU | Active | 1105-12159 | SAH-Flex | 611000640-0-CAP | SAH | SAH
SAH3414 | LP20e Defibrillator/Pacer | 452575 | Physio-Control Inc | LP20E | LIFEPAK 20E | 04/09/2020 | LS | High Risk | 1105-12156 | SAH-Observation Close 4Flex | 626003439-0-CAP | SAH | SAH
SAH3415 | LP20e Defibrillator/Pacer | 452575 | Physio-Control Inc | LP20E | LIFEPAK 20E | 04/09/2020 | LS | High Risk | 1105-12225 | SAH-Med/Surg Unit I 4SE | 626003439-0-CAP | SAH | SAH
SAH3416 | LP20e Defibrillator/Pacer | 452575 | Physio-Control Inc | LP20E | LIFEPAK 20E | 04/09/2020 | LS | High Risk | 1105-12295 | SAH-Med/Surg Overflow 5E | 626003439-0-CAP | SAH | SAH
SAH3417 | LP20e Defibrillator/Pacer | 452575 | Physio-Control Inc | LP20E | LIFEPAK 20E | 04/09/2020 | LS | High Risk | 1105-18300 | SAH-Urology 6SW | 626003439-0-CAP | SAH | SAH
SAH3418 | LP20e Defibrillator/Pacer | 452575 | Physio-Control Inc | LP20E | LIFEPAK 20E | 04/09/2020 | LS | High Risk | 1105-88570 | SAH-Clinical Engineering | 626003439-0-CAP | SAH | SAH
SAH3419 | LP20e Defibrillator/Pacer | 452575 | Physio-Control Inc | LP20E | LIFEPAK 20E | 04/21/2020 | LS | High Risk | 1105-12295 | SAH-Med/Surg Overflow 5E | 626003439-0-CAP | SAH | SAH
SAH3420 | LP20e Defibrillator/Pacer | 452575 | Physio-Control Inc | LP20E | LIFEPAK 20E | 04/21/2020 | LS | High Risk | 1105-18415 | SAH-Neuroscience Unit 5N | 626003439-0-CAP | SAH | SAH
SAH3421 | LP20e Defibrillator/Pacer | 452575 | Physio-Control Inc | LP20E | LIFEPAK 20E | 04/09/2020 | LS | High Risk | 1105-32100 | SAH-Hemodialysis | 626003439-0-CAP | SAH | SAH
SAH3422 | LP20e Defibrillator/Pacer | 452575 | Physio-Control Inc | LP20E | LIFEPAK 20E | 04/06/2020 | LS | High Risk | 1105-15000 | SAH-Psychiatric Acute | 626003439-0-CAP | SAH | SAH
SAH3423 | LP20e Defibrillator/Pacer | 452575 | Physio-Control Inc | LP20E | LIFEPAK 20E | 04/09/2020 | LS | High Risk | 1105-15000 | SAH-Psychiatric Acute | 626003439-0-CAP | SAH | SAH
SAH3424 | LP20e Defibrillator/Pacer | 452575 | Physio-Control Inc | LP20E | LIFEPAK 20E | 04/09/2020 | LS | High Risk | 1105-12210 | SAH-Med Surg Unit II 5NW | 626003439-0-CAP | SAH | SAH
SAH3425 | LP20e Defibrillator/Pacer | 452575 | Physio-Control Inc | LP20E | LIFEPAK 20E | 04/09/2020 | LS | High Risk | 1105-88570 | SAH-Clinical Engineering | 626003439-0-CAP | SAH | SAH
SAH3426 | LP20e Defibrillator/Pacer | 452575 | Physio-Control Inc | LP20E | LIFEPAK 20E | 04/09/2020 | LS | High Risk | 1105-33510 | SAH-Mammography | 626003439-0-CAP | SAH | SAH
SAH3427 | LP20e Defibrillator/Pacer | 452575 | Physio-Control Inc | LP20E | LIFEPAK 20E | 04/09/2020 | LS | High Risk | 1105-18100 | SAH-Orthopedics Unit | 626003439-0-CAP | SAH | SAH
SAH3428 | LP20e Defibrillator/Pacer | 452575 | Physio-Control Inc | LP20E | LIFEPAK 20E | 04/09/2020 | LS | High Risk | 1105-88570 | SAH-Clinical Engineering | 626003439-0-CAP | SAH | SAH
SAH3429 | Autostainer | 107938 | Leica Microsystems Inc | AUTOSTAINER XL | AUTOSTAINER XL | 03/05/2007 | IU | Active | 1105-31200 | SAH-Pathology Services | UNKNOWN | SAH | SAH
SAH3431 | Telemetry Transmitter | 440964 | GE Healthcare Technologies | ApexPro CH | ApexPro CH | 05/04/2020 | 04 | Inventory | 1105-10600 | SAH-Monitor Techs CMU | 260745414 | SAH | SAH
SAH3432 | Telemetry Transmitter | 440964 | GE Healthcare Technologies | ApexPro CH | ApexPro CH | 05/04/2020 | 04 | Inventory | 1105-10600 | SAH-Monitor Techs CMU | 260745414 | SAH | SAH
SAH3433 | Telemetry Transmitter | 440964 | GE Healthcare Technologies | ApexPro CH | ApexPro CH | 05/04/2020 | 04 | Inventory | 1105-10600 | SAH-Monitor Techs CMU | 260745414 | SAH | SAH
SAH3434 | Temporal Infrared Thermometer | 107875 | Exergen Corp | TAT-5000 | TAT-5000 | 05/12/2020 | 04 | Inventory | 1105-13102 | SAH-Intensive Care Unit II 3NW | EXCHANGE | SAH | SAH
SAH3436 | Brachytherapy System HDR | 418693 | Elekta Inc | Flexitron HDR 20CH | Flexitron HDR 20CH | 06/06/2020 | IU | Active | 1105-34620 | SAH-Radiation Therapy | 626003373 | SAH | SAH
SAH3441 | Chest Compression System | 452575 | Physio-Control Inc | 100921-01 | Lucas 3 | 07/06/2020 | IU | Active | 1105-12154 | SAH-Cardiovascular Tele PT3 | 626003540-CAP | SAH | SAH
SAH3442 | UPS | 108649 | APC-American Power Conversion | SMC1000C | SMART UPS C1000 | 06/24/2020 | IU | Active | 1105-31000 | SAH-Laboratory Services | FIU | SAH | SAH
SAH3443 | Cover Slipper Transfer Station | 107938 | Leica Microsystems Inc | TS5015 | TS5015 | 06/30/2020 | IU | Active | 1105-31200 | SAH-Pathology Services | 626003366-0-CAP | SAH | SAH
SAH3445 | Computer Printer | 101883 | Hewlett-Packard | M608 | LaserJet M608 | 07/06/2020 | 04 | Inventory | 1105-18415 | SAH-Neuroscience Unit 5N | NON-CAPITAL | SAH | SAH
SAH3446 | Rapid Warmer Infusion Pump | 104463 | Belmont Instrument Corp | 903-00039 | RI-2 Rapid Infuser | 07/07/2020 | IU | Active | 1105-21100 | SAH-Surgery | 626003656 | SAH | SAH
SAH3447 | Rapid Warmer Infusion Pump | 104463 | Belmont Instrument Corp | 903-00039 | RI-2 Rapid Infuser | 07/07/2020 | IU | Active | 1105-23100 | SAH-Emergency Service | 626003656 | SAH | SAH
SAH3448 | Telemetry Transmitter | 440964 | GE Healthcare Technologies | ApexPro CH | ApexPro CH | 02/14/2019 | 04 | Inventory | 1105-10600 | SAH-Monitor Techs CMU | 626002102-0-CAP | SAH | SAH
SAH3449 | Telemetry Transmitter | 440964 | GE Healthcare Technologies | ApexPro CH | ApexPro CH | 02/14/2019 | 04 | Inventory | 1105-10600 | SAH-Monitor Techs CMU | 626002102-0-CAP | SAH | SAH
SAH3451 | Telemetry Transmitter | 440964 | GE Healthcare Technologies | ApexPro CH | ApexPro CH | 02/14/2019 | 04 | Inventory | 1105-10600 | SAH-Monitor Techs CMU | 626002102-0-CAP | SAH | SAH
SAH3453 | Cover Slipper Machines | 107938 | Leica Microsystems Inc | CV5030 | CV5030 | 12/14/2007 | IU | Active | 1105-31200 | SAH-Pathology Services | UNKNOWN | SAH | SAH
SAH3455 | Digital Recorder/Printer | 440964 | GE Healthcare Technologies | PRN-50-M+ | PRN-50-M+ | 09/09/2020 | 04 | Inventory | 1105-18415 | SAH-Neuroscience Unit 5N | 260772289 | SAH | SAH
SAH3456 | LP20e Defibrillator/Pacer | 452575 | Physio-Control Inc | LP20E | LIFEPAK 20E | 05/10/2018 | LS | High Risk | 1105-23100 | SAH-Emergency Service | 626001430-0-CAP | SAH | SAH
SAH3457 | Telemetry Transmitter | 440964 | GE Healthcare Technologies | ApexPro CH | ApexPro CH | 09/30/2020 | 04 | Inventory | 1105-10600 | SAH-Monitor Techs CMU | 626002102 | SAH | SAH
SAH3458 | Telemetry Transmitter | 440964 | GE Healthcare Technologies | ApexPro CH | ApexPro CH | 09/30/2020 | 04 | Inventory | 1105-10600 | SAH-Monitor Techs CMU | 626002102 | SAH | SAH
SAH3460 | Telemetry Transmitter | 440964 | GE Healthcare Technologies | ApexPro CH | ApexPro CH | 09/30/2020 | 04 | Inventory | 1105-10600 | SAH-Monitor Techs CMU | 626002102 | SAH | SAH
SAH3461 | Telemetry Transmitter | 440964 | GE Healthcare Technologies | ApexPro CH | ApexPro CH | 09/30/2020 | 04 | Inventory | 1105-10600 | SAH-Monitor Techs CMU | 626002102 | SAH | SAH
SAH3462 | Telemetry Transmitter | 440964 | GE Healthcare Technologies | ApexPro CH | ApexPro CH | 09/30/2020 | 04 | Inventory | 1105-10600 | SAH-Monitor Techs CMU | 626002102 | SAH | SAH
SAH3463 | Telemetry Transmitter | 440964 | GE Healthcare Technologies | ApexPro CH | ApexPro CH | 09/30/2020 | 04 | Inventory | 1105-10600 | SAH-Monitor Techs CMU | 626002102 | SAH | SAH
SAH3464 | Telemetry Transmitter | 440964 | GE Healthcare Technologies | ApexPro CH | ApexPro CH | 09/30/2020 | 04 | Inventory | 1105-10600 | SAH-Monitor Techs CMU | 626002102 | SAH | SAH
SAH3466 | Telemetry Transmitter | 440964 | GE Healthcare Technologies | ApexPro CH | ApexPro CH | 09/30/2020 | 04 | Inventory | 1105-10600 | SAH-Monitor Techs CMU | 626002102 | SAH | SAH
SAH3467 | LP20e Defibrillator/Pacer | 452575 | Physio-Control Inc | LP20E | LIFEPAK 20E | 10/12/2020 | LS | High Risk | 1105-40110 | SAH-Outpatient Testing | 411000543-0-CRE | SAH | SAH
SAH3469 | Telemetry Transmitter | 440964 | GE Healthcare Technologies | ApexPro CH | ApexPro CH | 10/12/2020 | 04 | Inventory | 1105-10600 | SAH-Monitor Techs CMU | 260781019 | SAH | SAH
SAH3472 | Telemetry Transmitter | 440964 | GE Healthcare Technologies | ApexPro CH | ApexPro CH | 10/12/2020 | 04 | Inventory | 1105-10600 | SAH-Monitor Techs CMU | 260781019 | SAH | SAH
SAH3473 | Telemetry Transmitter | 440964 | GE Healthcare Technologies | ApexPro CH | ApexPro CH | 10/12/2020 | 04 | Inventory | 1105-10600 | SAH-Monitor Techs CMU | 260781019 | SAH | SAH
SAH3474 | Telemetry Transmitter | 440964 | GE Healthcare Technologies | ApexPro CH | ApexPro CH | 10/12/2020 | 04 | Inventory | 1105-10600 | SAH-Monitor Techs CMU | 260781019 | SAH | SAH
SAH3475 | Telemetry Transmitter | 440964 | GE Healthcare Technologies | ApexPro CH | ApexPro CH | 10/12/2020 | 04 | Inventory | 1105-10600 | SAH-Monitor Techs CMU | 260781019 | SAH | SAH
SAH3476 | Telemetry Transmitter | 440964 | GE Healthcare Technologies | ApexPro CH | ApexPro CH | 10/12/2020 | 04 | Inventory | 1105-10600 | SAH-Monitor Techs CMU | 260781019 | SAH | SAH
SAH3477 | AED Defibrillator | 452575 | Physio-Control Inc | LP1000 | LIFEPAK 1000 | 11/17/2020 | LS | High Risk | 1105-37250 | SAH-Infusion Center | 260783238 | SAH | SAH
SAH3478 | Telemetry Transmitter | 440964 | GE Healthcare Technologies | ApexPro CH | ApexPro CH | 12/10/2020 | 04 | Inventory | 1105-10600 | SAH-Monitor Techs CMU | 626002102-0-CAP | SAH | SAH
SAH3479 | Telemetry Transmitter | 440964 | GE Healthcare Technologies | ApexPro CH | ApexPro CH | 12/10/2020 | 04 | Inventory | 1105-10600 | SAH-Monitor Techs CMU | 626002102-0-CAP | SAH | SAH
SAH3480 | Telemetry Transmitter | 440964 | GE Healthcare Technologies | ApexPro CH | ApexPro CH | 12/10/2020 | 04 | Inventory | 1105-10600 | SAH-Monitor Techs CMU | 626002102-0-CAP | SAH | SAH
SAH3481 | Autopsy Saw | 300135 | MOPEC Inc | BD040 | Standard Autopsy Saw | 12/28/2020 | 04 | Inventory | 1105-31000 | SAH-Laboratory Services | 260793605 | SAH | SAH
SAH3482 | Cardiac Ultrasound System | 453551 | Philips Healthcare | EPIQ CVx | EPIQ CVx | 01/11/2021 | IU | Active | 1105-30620 | SAH-Non Invasive Cardiology | 411000576-0-CRE | SAH | SAH
SAH3484 | Transducers, Ultrasonic | 453551 | Philips Healthcare | X5-1 | X5-1 | 01/11/2021 | IU | Active | 1105-30620 | SAH-Non Invasive Cardiology | 411000576-0-CRE | SAH | SAH
SAH3485 | Ultrasound Transducer | 439946 | GE Healthcare USA | 9L-D | 9L-D | 02/26/2021 | IU | Active | 1105-33900 | SAH-Ultrasound | 611000799-0-CAP | SAH | SAH
SAH3486 | Temporal Infrared Thermometer | 107875 | Exergen Corp | TAT-5000 | TAT-5000 | 01/05/2021 | 04 | Inventory | 1105-30610 | SAH-Cardiac Cath Lab | NON-CAPITAL | SAH | SAH
SAH3487 | Temporal Infrared Thermometer | 107875 | Exergen Corp | TAT-5000 | TAT-5000 | 05/16/2016 | 04 | Inventory | 1105-21500 | SAH-PACU | 260505562 | SAH | SAH
SAH3488 | Compact Balance Scale | 457035 | Benchmark Scientific Inc | W3300-5000 | W3300-5000 | 01/08/2021 | IU | Active | 1105-31100 | SAH-Blood Services | . | SAH | SAH
SAH3489 | Telemetry Transmitter | 440964 | GE Healthcare Technologies | ApexPro CH | ApexPro CH | 02/08/2013 | 04 | Inventory | 1105-10600 | SAH-Monitor Techs CMU | NA | SAH | SAH
SAH3490 | LP20e Defibrillator/Pacer | 452575 | Physio-Control Inc | LP20E | LIFEPAK 20E | 05/10/2018 | LS | High Risk | 1105-30610 | SAH-Cardiac Cath Lab | 626001430-0-CAP | SAH | SAH
SAH3493 | Catheter Tip Confirmation Disp | 163054 | Bard Access Systems Div C R | 9770351 | Sherlock 3CG TCS | 04/28/2021 | 04 | Inventory | 1105-21300 | SAH-Ambulatory Care Unit | 826233406-0-SVC | SAH | SAH
SAH3494 | Catheter Tip Confirmation Disp | 163054 | Bard Access Systems Div C R | 9770351 | Sherlock 3CG TCS | 02/22/2021 | 04 | Inventory | 1105-37200 | SAH-IV Therapy | 260803294 | SAH | SAH
SAH3497 | Telemetry Transmitter | 440964 | GE Healthcare Technologies | ApexPro CH | ApexPro CH | 03/12/2019 | 04 | Inventory | 1105-10600 | SAH-Monitor Techs CMU | 626002102 | SAH | SAH
SAH3498 | Telemetry Transmitter | 440964 | GE Healthcare Technologies | ApexPro CH | ApexPro CH | 10/12/2020 | 04 | Inventory | 1105-10600 | SAH-Monitor Techs CMU | 260781019 | SAH | SAH
SAH3500 | Pump Control Unit | 378348 | BD | 8015 BD | Alaris PC 8015 BD | 11/12/2019 | IU | Active | 1105-85160 | SAH-Sterile Processing | 626002977-CAP | SAH | SAH
SAH3501 | Pump Control Unit | 378348 | BD | 8015 BD | Alaris PC 8015 BD | 11/12/2019 | IU | Active | 1105-85160 | SAH-Sterile Processing | 626002977-CAP | SAH | SAH
SAH3502 | Pump Control Unit | 378348 | BD | 8015 BD | Alaris PC 8015 BD | 11/12/2019 | IU | Active | 1105-85160 | SAH-Sterile Processing | 626002977-CAP | SAH | SAH
SAH3503 | Pump Control Unit | 378348 | BD | 8015 BD | Alaris PC 8015 BD | 11/12/2019 | IU | Active | 1105-85160 | SAH-Sterile Processing | 626002977-CAP | SAH | SAH
SAH3504 | Pump Control Unit | 378348 | BD | 8015 BD | Alaris PC 8015 BD | 11/12/2019 | IU | Active | 1105-85160 | SAH-Sterile Processing | 626002977-CAP | SAH | SAH
SAH3505 | Pump Control Unit | 378348 | BD | 8015 BD | Alaris PC 8015 BD | 11/12/2019 | IU | Active | 1105-85160 | SAH-Sterile Processing | 626002977-CAP | SAH | SAH
SAH3506 | Pump Control Unit | 378348 | BD | 8015 BD | Alaris PC 8015 BD | 11/12/2019 | IU | Active | 1105-85160 | SAH-Sterile Processing | 626002977-CAP | SAH | SAH
SAH3507 | Pump Control Unit | 378348 | BD | 8015 BD | Alaris PC 8015 BD | 11/12/2019 | IU | Active | 1105-85160 | SAH-Sterile Processing | 626002977-CAP | SAH | SAH
SAH3508 | Pump Control Unit | 378348 | BD | 8015 BD | Alaris PC 8015 BD | 11/12/2019 | IU | Active | 1105-85160 | SAH-Sterile Processing | 626002977-CAP | SAH | SAH
SAH3509 | Pump Control Unit | 378348 | BD | 8015 BD | Alaris PC 8015 BD | 11/12/2019 | IU | Active | 1105-85160 | SAH-Sterile Processing | 626002977-CAP | SAH | SAH
SAH3510 | Pump Control Unit | 378348 | BD | 8015 BD | Alaris PC 8015 BD | 11/12/2019 | IU | Active | 1105-85160 | SAH-Sterile Processing | 626002977-CAP | SAH | SAH
SAH3511 | Pump Control Unit | 378348 | BD | 8015 BD | Alaris PC 8015 BD | 11/12/2019 | IU | Active | 1105-85160 | SAH-Sterile Processing | 626002977-CAP | SAH | SAH
SAH3512 | Pump Control Unit | 378348 | BD | 8015 BD | Alaris PC 8015 BD | 11/12/2019 | IU | Active | 1105-85160 | SAH-Sterile Processing | 626002977-CAP | SAH | SAH
SAH3513 | Pump Control Unit | 378348 | BD | 8015 BD | Alaris PC 8015 BD | 11/12/2019 | IU | Active | 1105-85160 | SAH-Sterile Processing | 626002977-CAP | SAH | SAH
SAH3514 | Pump Control Unit | 378348 | BD | 8015 BD | Alaris PC 8015 BD | 11/12/2019 | MI | Missing | 1105-86245 | SAH-Clinical Education | 626002977-CAP | SAH | SAH
SAH3515 | Pump Control Unit | 378348 | BD | 8015 BD | Alaris PC 8015 BD | 11/12/2019 | IU | Active | 1105-85160 | SAH-Sterile Processing | 626002977-CAP | SAH | SAH
SAH3516 | Pump Control Unit | 378348 | BD | 8015 BD | Alaris PC 8015 BD | 11/12/2019 | IU | Active | 1105-85160 | SAH-Sterile Processing | 626002977-CAP | SAH | SAH
SAH3517 | Pump Control Unit | 378348 | BD | 8015 BD | Alaris PC 8015 BD | 11/12/2019 | IU | Active | 1105-85160 | SAH-Sterile Processing | 626002977-CAP | SAH | SAH
SAH3518 | Pump Control Unit | 378348 | BD | 8015 BD | Alaris PC 8015 BD | 11/12/2019 | IU | Active | 1105-85160 | SAH-Sterile Processing | 626002977-CAP | SAH | SAH
SAH3519 | Pump Control Unit | 378348 | BD | 8015 BD | Alaris PC 8015 BD | 11/12/2019 | IU | Active | 1105-85160 | SAH-Sterile Processing | 626002977-CAP | SAH | SAH
SAH3520 | Pump Control Unit | 378348 | BD | 8015 BD | Alaris PC 8015 BD | 11/12/2019 | IU | Active | 1105-85160 | SAH-Sterile Processing | 626002977-CAP | SAH | SAH
SAH3521 | Pump Control Unit | 378348 | BD | 8015 BD | Alaris PC 8015 BD | 11/12/2019 | IU | Active | 1105-85160 | SAH-Sterile Processing | 626002977-CAP | SAH | SAH
SAH3522 | Pump Control Unit | 378348 | BD | 8015 BD | Alaris PC 8015 BD | 11/12/2019 | IU | Active | 1105-85160 | SAH-Sterile Processing | 626002977-CAP | SAH | SAH
SAH3523 | Pump Control Unit | 378348 | BD | 8015 BD | Alaris PC 8015 BD | 11/12/2019 | IU | Active | 1105-85160 | SAH-Sterile Processing | 626002977-CAP | SAH | SAH
SAH3524 | Pump Control Unit | 378348 | BD | 8015 BD | Alaris PC 8015 BD | 11/12/2019 | IU | Active | 1105-85160 | SAH-Sterile Processing | 626002977-CAP | SAH | SAH
SAH3525 | Pump Control Unit | 378348 | BD | 8015 BD | Alaris PC 8015 BD | 11/12/2019 | IU | Active | 1105-85160 | SAH-Sterile Processing | 626002977-CAP | SAH | SAH
SAH3526 | Pump Control Unit | 378348 | BD | 8015 BD | Alaris PC 8015 BD | 11/12/2019 | IU | Active | 1105-85160 | SAH-Sterile Processing | 626002977-CAP | SAH | SAH
SAH3527 | Pump Control Unit | 378348 | BD | 8015 BD | Alaris PC 8015 BD | 11/12/2019 | IU | Active | 1105-85160 | SAH-Sterile Processing | 626002977-CAP | SAH | SAH
SAH3528 | Pump Control Unit | 378348 | BD | 8015 BD | Alaris PC 8015 BD | 11/12/2019 | IU | Active | 1105-85160 | SAH-Sterile Processing | 626002977-CAP | SAH | SAH
SAH3529 | Pump Control Unit | 378348 | BD | 8015 BD | Alaris PC 8015 BD | 11/12/2019 | IU | Active | 1105-85160 | SAH-Sterile Processing | 626002977-CAP | SAH | SAH
SAH3530 | Pump Control Unit | 378348 | BD | 8015 BD | Alaris PC 8015 BD | 11/12/2019 | IU | Active | 1105-85160 | SAH-Sterile Processing | 626002977-CAP | SAH | SAH
SAH3531 | Pump Control Unit | 378348 | BD | 8015 BD | Alaris PC 8015 BD | 11/12/2019 | IU | Active | 1105-85160 | SAH-Sterile Processing | 626002977-CAP | SAH | SAH
SAH3532 | Pump Control Unit | 378348 | BD | 8015 BD | Alaris PC 8015 BD | 11/12/2019 | IU | Active | 1105-85160 | SAH-Sterile Processing | 626002977-CAP | SAH | SAH
SAH3533 | Pump Control Unit | 378348 | BD | 8015 BD | Alaris PC 8015 BD | 11/12/2019 | IU | Active | 1105-85160 | SAH-Sterile Processing | 626002977-CAP | SAH | SAH
SAH3534 | Pump Control Unit | 378348 | BD | 8015 BD | Alaris PC 8015 BD | 11/12/2019 | IU | Active | 1105-85160 | SAH-Sterile Processing | 626002977-CAP | SAH | SAH
SAH3535 | Pump Control Unit | 378348 | BD | 8015 BD | Alaris PC 8015 BD | 11/12/2019 | IU | Active | 1105-85160 | SAH-Sterile Processing | 626002977-CAP | SAH | SAH
SAH3536 | Pump Control Unit | 378348 | BD | 8015 BD | Alaris PC 8015 BD | 11/12/2019 | IU | Active | 1105-85160 | SAH-Sterile Processing | 626002977-CAP | SAH | SAH
SAH3537 | Pump Control Unit | 378348 | BD | 8015 BD | Alaris PC 8015 BD | 11/12/2019 | IU | Active | 1105-85160 | SAH-Sterile Processing | 626002977-CAP | SAH | SAH
SAH3538 | Pump Control Unit | 378348 | BD | 8015 BD | Alaris PC 8015 BD | 11/12/2019 | IU | Active | 1105-86245 | SAH-Clinical Education | 626002977-CAP | SAH | SAH
SAH3539 | Pump Control Unit | 378348 | BD | 8015 BD | Alaris PC 8015 BD | 11/12/2019 | IU | Active | 1105-85160 | SAH-Sterile Processing | 626002977-CAP | SAH | SAH
SAH3540 | Pump Control Unit | 378348 | BD | 8015 BD | Alaris PC 8015 BD | 11/12/2019 | IU | Active | 1105-85160 | SAH-Sterile Processing | 626002977-CAP | SAH | SAH
SAH3541 | Pump Control Unit | 378348 | BD | 8015 BD | Alaris PC 8015 BD | 11/12/2019 | IU | Active | 1105-85160 | SAH-Sterile Processing | 626002977-CAP | SAH | SAH
SAH3542 | Pump Control Unit | 378348 | BD | 8015 BD | Alaris PC 8015 BD | 11/12/2019 | IU | Active | 1105-85160 | SAH-Sterile Processing | 626002977-CAP | SAH | SAH
SAH3543 | Pump Control Unit | 378348 | BD | 8015 BD | Alaris PC 8015 BD | 11/12/2019 | IU | Active | 1105-85160 | SAH-Sterile Processing | 626002977-CAP | SAH | SAH
SAH3544 | Pump Control Unit | 378348 | BD | 8015 BD | Alaris PC 8015 BD | 11/12/2019 | IU | Active | 1105-85160 | SAH-Sterile Processing | 626002977-CAP | SAH | SAH
SAH3545 | Pump Control Unit | 378348 | BD | 8015 BD | Alaris PC 8015 BD | 11/12/2019 | IU | Active | 1105-85160 | SAH-Sterile Processing | 626002977-CAP | SAH | SAH
SAH3546 | Pump Control Unit | 378348 | BD | 8015 BD | Alaris PC 8015 BD | 11/12/2019 | IU | Active | 1105-85160 | SAH-Sterile Processing | 626002977-CAP | SAH | SAH
SAH3547 | Pump Control Unit | 378348 | BD | 8015 BD | Alaris PC 8015 BD | 11/12/2019 | IU | Active | 1105-85160 | SAH-Sterile Processing | 626002977-CAP | SAH | SAH
SAH3548 | Pump Control Unit | 378348 | BD | 8015 BD | Alaris PC 8015 BD | 11/12/2019 | IU | Active | 1105-85160 | SAH-Sterile Processing | 626002977-CAP | SAH | SAH
SAH3549 | Pump Control Unit | 378348 | BD | 8015 BD | Alaris PC 8015 BD | 11/12/2019 | IU | Active | 1105-85160 | SAH-Sterile Processing | 626002977-CAP | SAH | SAH
SAH3550 | Pump Control Unit | 378348 | BD | 8015 BD | Alaris PC 8015 BD | 11/12/2019 | IU | Active | 1105-85160 | SAH-Sterile Processing | 626002977-CAP | SAH | SAH
SAH3551 | Pump Control Unit | 378348 | BD | 8015 BD | Alaris PC 8015 BD | 11/12/2019 | IU | Active | 1105-85160 | SAH-Sterile Processing | 626002977-CAP | SAH | SAH
SAH3552 | Pump Control Unit | 378348 | BD | 8015 BD | Alaris PC 8015 BD | 11/12/2019 | IU | Active | 1105-85160 | SAH-Sterile Processing | 626002977-CAP | SAH | SAH
SAH3553 | Pump Control Unit | 378348 | BD | 8015 BD | Alaris PC 8015 BD | 11/12/2019 | IU | Active | 1105-85160 | SAH-Sterile Processing | 626002977-CAP | SAH | SAH
SAH3554 | Pump Control Unit | 378348 | BD | 8015 BD | Alaris PC 8015 BD | 11/12/2019 | IU | Active | 1105-85160 | SAH-Sterile Processing | 626002977-CAP | SAH | SAH
SAH3555 | Pump Control Unit | 378348 | BD | 8015 BD | Alaris PC 8015 BD | 11/12/2019 | IU | Active | 1105-85160 | SAH-Sterile Processing | 626002977-CAP | SAH | SAH
SAH3556 | Pump Control Unit | 378348 | BD | 8015 BD | Alaris PC 8015 BD | 11/12/2019 | IU | Active | 1105-85160 | SAH-Sterile Processing | 626002977-CAP | SAH | SAH
SAH3557 | Pump Control Unit | 378348 | BD | 8015 BD | Alaris PC 8015 BD | 11/12/2019 | IU | Active | 1105-85160 | SAH-Sterile Processing | 626002977-CAP | SAH | SAH
SAH3558 | Pump Control Unit | 378348 | BD | 8015 BD | Alaris PC 8015 BD | 11/12/2019 | IU | Active | 1105-85160 | SAH-Sterile Processing | 626002977-CAP | SAH | SAH
SAH3559 | Pump Control Unit | 378348 | BD | 8015 BD | Alaris PC 8015 BD | 11/12/2019 | IU | Active | 1105-85160 | SAH-Sterile Processing | 626002977-CAP | SAH | SAH
SAH3560 | Pump Control Unit | 378348 | BD | 8015 BD | Alaris PC 8015 BD | 11/12/2019 | IU | Active | 1105-85160 | SAH-Sterile Processing | 626002977-CAP | SAH | SAH
SAH3561 | Pump Control Unit | 378348 | BD | 8015 BD | Alaris PC 8015 BD | 11/12/2019 | IU | Active | 1105-85160 | SAH-Sterile Processing | 626002977-CAP | SAH | SAH
SAH3562 | Pump Control Unit | 378348 | BD | 8015 BD | Alaris PC 8015 BD | 11/12/2019 | IU | Active | 1105-85160 | SAH-Sterile Processing | 626002977-CAP | SAH | SAH
SAH3563 | Pump Control Unit | 378348 | BD | 8015 BD | Alaris PC 8015 BD | 11/12/2019 | IU | Active | 1105-85160 | SAH-Sterile Processing | 626002977-CAP | SAH | SAH
SAH3564 | Pump Control Unit | 378348 | BD | 8015 BD | Alaris PC 8015 BD | 11/12/2019 | IU | Active | 1105-85160 | SAH-Sterile Processing | 626002977-CAP | SAH | SAH
SAH3565 | Pump Control Unit | 378348 | BD | 8015 BD | Alaris PC 8015 BD | 11/12/2019 | IU | Active | 1105-85160 | SAH-Sterile Processing | 626002977-CAP | SAH | SAH
SAH3566 | Pump Control Unit | 378348 | BD | 8015 BD | Alaris PC 8015 BD | 11/12/2019 | IU | Active | 1105-85160 | SAH-Sterile Processing | 626002977-CAP | SAH | SAH
SAH3567 | Pump Control Unit | 378348 | BD | 8015 BD | Alaris PC 8015 BD | 11/12/2019 | IU | Active | 1105-85160 | SAH-Sterile Processing | 626002977-CAP | SAH | SAH
SAH3568 | Pump Control Unit | 378348 | BD | 8015 BD | Alaris PC 8015 BD | 11/12/2019 | IU | Active | 1105-85160 | SAH-Sterile Processing | 626002977-CAP | SAH | SAH
SAH3569 | Pump Control Unit | 378348 | BD | 8015 BD | Alaris PC 8015 BD | 11/12/2019 | IU | Active | 1105-85160 | SAH-Sterile Processing | 626002977-CAP | SAH | SAH
SAH3570 | Pump Control Unit | 378348 | BD | 8015 BD | Alaris PC 8015 BD | 11/12/2019 | IU | Active | 1105-85160 | SAH-Sterile Processing | 626002977-CAP | SAH | SAH
SAH3571 | Pump Control Unit | 378348 | BD | 8015 BD | Alaris PC 8015 BD | 11/12/2019 | IU | Active | 1105-85160 | SAH-Sterile Processing | 626002977-CAP | SAH | SAH
SAH3572 | Pump Control Unit | 378348 | BD | 8015 BD | Alaris PC 8015 BD | 11/12/2019 | IU | Active | 1105-85160 | SAH-Sterile Processing | 626002977-CAP | SAH | SAH
SAH3573 | Pump Control Unit | 378348 | BD | 8015 BD | Alaris PC 8015 BD | 11/12/2019 | IU | Active | 1105-85160 | SAH-Sterile Processing | 626002977-CAP | SAH | SAH
SAH3574 | Pump Control Unit | 378348 | BD | 8015 BD | Alaris PC 8015 BD | 11/12/2019 | IU | Active | 1105-85160 | SAH-Sterile Processing | 626002977-CAP | SAH | SAH
SAH3575 | Pump Control Unit | 378348 | BD | 8015 BD | Alaris PC 8015 BD | 11/12/2019 | IU | Active | 1105-85160 | SAH-Sterile Processing | 626002977-CAP | SAH | SAH
SAH3577 | Pump Control Unit | 378348 | BD | 8015 BD | Alaris PC 8015 BD | 11/12/2019 | IU | Active | 1105-85160 | SAH-Sterile Processing | 626002977-CAP | SAH | SAH
SAH3578 | Pump Control Unit | 378348 | BD | 8015 BD | Alaris PC 8015 BD | 11/12/2019 | IU | Active | 1105-85160 | SAH-Sterile Processing | 626002977-CAP | SAH | SAH
SAH3579 | Pump Control Unit | 378348 | BD | 8015 BD | Alaris PC 8015 BD | 11/12/2019 | IU | Active | 1105-85160 | SAH-Sterile Processing | 626002977-CAP | SAH | SAH
SAH3580 | Pump Control Unit | 378348 | BD | 8015 BD | Alaris PC 8015 BD | 11/12/2019 | IU | Active | 1105-85160 | SAH-Sterile Processing | 626002977-CAP | SAH | SAH
SAH3581 | Pump Control Unit | 378348 | BD | 8015 BD | Alaris PC 8015 BD | 11/12/2019 | IU | Active | 1105-85160 | SAH-Sterile Processing | 626002977-CAP | SAH | SAH
SAH3582 | Pump Control Unit | 378348 | BD | 8015 BD | Alaris PC 8015 BD | 11/12/2019 | IU | Active | 1105-85160 | SAH-Sterile Processing | 626002977-CAP | SAH | SAH
SAH3583 | Pump Control Unit | 378348 | BD | 8015 BD | Alaris PC 8015 BD | 11/12/2019 | IU | Active | 1105-85160 | SAH-Sterile Processing | 626002977-CAP | SAH | SAH
SAH3584 | Pump Control Unit | 378348 | BD | 8015 BD | Alaris PC 8015 BD | 11/12/2019 | IU | Active | 1105-85160 | SAH-Sterile Processing | 626002977-CAP | SAH | SAH
SAH3585 | Pump Control Unit | 378348 | BD | 8015 BD | Alaris PC 8015 BD | 11/12/2019 | IU | Active | 1105-85160 | SAH-Sterile Processing | 626002977-CAP | SAH | SAH
SAH3586 | Pump Control Unit | 378348 | BD | 8015 BD | Alaris PC 8015 BD | 11/12/2019 | IU | Active | 1105-85160 | SAH-Sterile Processing | 626002977-CAP | SAH | SAH
SAH3587 | Pump Control Unit | 378348 | BD | 8015 BD | Alaris PC 8015 BD | 11/12/2019 | IU | Active | 1105-85160 | SAH-Sterile Processing | 626002977-CAP | SAH | SAH
SAH3588 | Pump Control Unit | 378348 | BD | 8015 BD | Alaris PC 8015 BD | 11/12/2019 | IU | Active | 1105-85160 | SAH-Sterile Processing | 626002977-CAP | SAH | SAH
SAH3589 | Pump Control Unit | 378348 | BD | 8015 BD | Alaris PC 8015 BD | 11/12/2019 | IU | Active | 1105-85160 | SAH-Sterile Processing | 626002977-CAP | SAH | SAH
SAH3590 | Pump Control Unit | 378348 | BD | 8015 BD | Alaris PC 8015 BD | 11/12/2019 | IU | Active | 1105-85160 | SAH-Sterile Processing | 626002977-CAP | SAH | SAH
SAH3591 | Pump Control Unit | 378348 | BD | 8015 BD | Alaris PC 8015 BD | 11/12/2019 | IU | Active | 1105-85160 | SAH-Sterile Processing | 626002977-CAP | SAH | SAH
SAH3592 | Pump Control Unit | 378348 | BD | 8015 BD | Alaris PC 8015 BD | 11/12/2019 | IU | Active | 1105-85160 | SAH-Sterile Processing | 626002977-CAP | SAH | SAH
SAH3593 | Pump Control Unit | 378348 | BD | 8015 BD | Alaris PC 8015 BD | 11/12/2019 | IU | Active | 1105-85160 | SAH-Sterile Processing | 626002977-CAP | SAH | SAH
SAH3594 | Pump Control Unit | 378348 | BD | 8015 BD | Alaris PC 8015 BD | 11/12/2019 | IU | Active | 1105-85160 | SAH-Sterile Processing | 626002977-CAP | SAH | SAH
SAH3595 | Pump Control Unit | 378348 | BD | 8015 BD | Alaris PC 8015 BD | 11/12/2019 | IU | Active | 1105-85160 | SAH-Sterile Processing | 626002977-CAP | SAH | SAH
SAH3596 | Pump Control Unit | 378348 | BD | 8015 BD | Alaris PC 8015 BD | 11/12/2019 | IU | Active | 1105-85160 | SAH-Sterile Processing | 626002977-CAP | SAH | SAH
SAH3597 | Pump Control Unit | 378348 | BD | 8015 BD | Alaris PC 8015 BD | 11/12/2019 | IU | Active | 1105-85160 | SAH-Sterile Processing | 626002977-CAP | SAH | SAH
SAH3598 | Pump Control Unit | 378348 | BD | 8015 BD | Alaris PC 8015 BD | 11/12/2019 | IU | Active | 1105-85160 | SAH-Sterile Processing | 626002977-CAP | SAH | SAH
SAH3599 | Pump Control Unit | 378348 | BD | 8015 BD | Alaris PC 8015 BD | 11/12/2019 | IU | Active | 1105-85160 | SAH-Sterile Processing | 626002977-CAP | SAH | SAH
SAH3600 | Pump Control Unit | 378348 | BD | 8015 BD | Alaris PC 8015 BD | 11/12/2019 | IU | Active | 1105-37250 | SAH-Infusion Center | 626002977-CAP | SAH | SAH
SAH3601 | Pump Control Unit | 378348 | BD | 8015 BD | Alaris PC 8015 BD | 11/12/2019 | IU | Active | 1105-85160 | SAH-Sterile Processing | 626002977-CAP | SAH | SAH
SAH3602 | Pump Control Unit | 378348 | BD | 8015 BD | Alaris PC 8015 BD | 11/12/2019 | MI | Missing | 1105-37250 | SAH-Infusion Center | 626002977-CAP | SAH | SAH
SAH3603 | Pump Control Unit | 378348 | BD | 8015 BD | Alaris PC 8015 BD | 11/12/2019 | MI | Missing | 1105-37250 | SAH-Infusion Center | 626002977-CAP | SAH | SAH
SAH3604 | Pump Control Unit | 378348 | BD | 8015 BD | Alaris PC 8015 BD | 11/12/2019 | IU | Active | 1105-85160 | SAH-Sterile Processing | 626002977-CAP | SAH | SAH
SAH3605 | Pump Control Unit | 378348 | BD | 8015 BD | Alaris PC 8015 BD | 11/12/2019 | IU | Active | 1105-85160 | SAH-Sterile Processing | 626002977-CAP | SAH | SAH
SAH3606 | Pump Control Unit | 378348 | BD | 8015 BD | Alaris PC 8015 BD | 11/12/2019 | IU | Active | 1105-85160 | SAH-Sterile Processing | 626002977-CAP | SAH | SAH
SAH3607 | Pump Control Unit | 378348 | BD | 8015 BD | Alaris PC 8015 BD | 11/12/2019 | IU | Active | 1105-85160 | SAH-Sterile Processing | 626002977-CAP | SAH | SAH
SAH3608 | Pump Control Unit | 378348 | BD | 8015 BD | Alaris PC 8015 BD | 11/12/2019 | IU | Active | 1105-85160 | SAH-Sterile Processing | 626002977-CAP | SAH | SAH
SAH3609 | Pump Control Unit | 378348 | BD | 8015 BD | Alaris PC 8015 BD | 11/12/2019 | IU | Active | 1105-85160 | SAH-Sterile Processing | 626002977-CAP | SAH | SAH
SAH3610 | Pump Control Unit | 378348 | BD | 8015 BD | Alaris PC 8015 BD | 11/12/2019 | IU | Active | 1105-85160 | SAH-Sterile Processing | 626002977-CAP | SAH | SAH
SAH3611 | Pump Control Unit | 378348 | BD | 8015 BD | Alaris PC 8015 BD | 11/12/2019 | IU | Active | 1105-85160 | SAH-Sterile Processing | 626002977-CAP | SAH | SAH
SAH3612 | Pump Control Unit | 378348 | BD | 8015 BD | Alaris PC 8015 BD | 11/12/2019 | IU | Active | 1105-85160 | SAH-Sterile Processing | 626002977-CAP | SAH | SAH
SAH3613 | Pump Control Unit | 378348 | BD | 8015 BD | Alaris PC 8015 BD | 11/12/2019 | IU | Active | 1105-85160 | SAH-Sterile Processing | 626002977-CAP | SAH | SAH
SAH3614 | Pump Control Unit | 378348 | BD | 8015 BD | Alaris PC 8015 BD | 11/12/2019 | IU | Active | 1105-85160 | SAH-Sterile Processing | 626002977-CAP | SAH | SAH
SAH3615 | Pump Control Unit | 378348 | BD | 8015 BD | Alaris PC 8015 BD | 11/12/2019 | IU | Active | 1105-85160 | SAH-Sterile Processing | 626002977-CAP | SAH | SAH
SAH3616 | Pump Control Unit | 378348 | BD | 8015 BD | Alaris PC 8015 BD | 11/12/2019 | IU | Active | 1105-85160 | SAH-Sterile Processing | 626002977-CAP | SAH | SAH
SAH3617 | Pump Control Unit | 378348 | BD | 8015 BD | Alaris PC 8015 BD | 11/12/2019 | IU | Active | 1105-85160 | SAH-Sterile Processing | 626002977-CAP | SAH | SAH
SAH3618 | Pump Control Unit | 378348 | BD | 8015 BD | Alaris PC 8015 BD | 11/12/2019 | IU | Active | 1105-85160 | SAH-Sterile Processing | 626002977-CAP | SAH | SAH
SAH3619 | Pump Control Unit | 378348 | BD | 8015 BD | Alaris PC 8015 BD | 11/12/2019 | IU | Active | 1105-85160 | SAH-Sterile Processing | 626002977-CAP | SAH | SAH
SAH3620 | Pump Control Unit | 378348 | BD | 8015 BD | Alaris PC 8015 BD | 11/12/2019 | IU | Active | 1105-85160 | SAH-Sterile Processing | 626002977-CAP | SAH | SAH
SAH3621 | Pump Control Unit | 378348 | BD | 8015 BD | Alaris PC 8015 BD | 11/12/2019 | IU | Active | 1105-85160 | SAH-Sterile Processing | 626002977-CAP | SAH | SAH
SAH3622 | Pump Control Unit | 378348 | BD | 8015 BD | Alaris PC 8015 BD | 11/12/2019 | IU | Active | 1105-85160 | SAH-Sterile Processing | 626002977-CAP | SAH | SAH
SAH3623 | Pump Control Unit | 378348 | BD | 8015 BD | Alaris PC 8015 BD | 11/12/2019 | IU | Active | 1105-85160 | SAH-Sterile Processing | 626002977-CAP | SAH | SAH
SAH3624 | Pump Control Unit | 378348 | BD | 8015 BD | Alaris PC 8015 BD | 11/12/2019 | IU | Active | 1105-85160 | SAH-Sterile Processing | 626002977-CAP | SAH | SAH
SAH3625 | Pump Control Unit | 378348 | BD | 8015 BD | Alaris PC 8015 BD | 11/12/2019 | IU | Active | 1105-85160 | SAH-Sterile Processing | 626002977-CAP | SAH | SAH
SAH3626 | Pump Control Unit | 378348 | BD | 8015 BD | Alaris PC 8015 BD | 11/12/2019 | IU | Active | 1105-85160 | SAH-Sterile Processing | 626002977-CAP | SAH | SAH
SAH3627 | Pump Control Unit | 378348 | BD | 8015 BD | Alaris PC 8015 BD | 11/12/2019 | IU | Active | 1105-85160 | SAH-Sterile Processing | 626002977-CAP | SAH | SAH
SAH3628 | Pump Control Unit | 378348 | BD | 8015 BD | Alaris PC 8015 BD | 11/12/2019 | IU | Active | 1105-85160 | SAH-Sterile Processing | 626002977-CAP | SAH | SAH
SAH3629 | Pump Control Unit | 378348 | BD | 8015 BD | Alaris PC 8015 BD | 11/12/2019 | IU | Active | 1105-85160 | SAH-Sterile Processing | 626002977-CAP | SAH | SAH
SAH3630 | Pump Control Unit | 378348 | BD | 8015 BD | Alaris PC 8015 BD | 11/12/2019 | IU | Active | 1105-85160 | SAH-Sterile Processing | 626002977-CAP | SAH | SAH
SAH3631 | Pump Control Unit | 378348 | BD | 8015 BD | Alaris PC 8015 BD | 11/12/2019 | IU | Active | 1105-85160 | SAH-Sterile Processing | 626002977-CAP | SAH | SAH
SAH3632 | Pump Control Unit | 378348 | BD | 8015 BD | Alaris PC 8015 BD | 11/12/2019 | IU | Active | 1105-85160 | SAH-Sterile Processing | 626002977-CAP | SAH | SAH
SAH3633 | Pump Control Unit | 378348 | BD | 8015 BD | Alaris PC 8015 BD | 11/12/2019 | IU | Active | 1105-85160 | SAH-Sterile Processing | 626002977-CAP | SAH | SAH
SAH3634 | Pump Control Unit | 378348 | BD | 8015 BD | Alaris PC 8015 BD | 11/12/2019 | IU | Active | 1105-85160 | SAH-Sterile Processing | 626002977-CAP | SAH | SAH
SAH3635 | Pump Control Unit | 378348 | BD | 8015 BD | Alaris PC 8015 BD | 11/12/2019 | IU | Active | 1105-86245 | SAH-Clinical Education | 626002977-CAP | SAH | SAH
SAH3636 | Pump Control Unit | 378348 | BD | 8015 BD | Alaris PC 8015 BD | 11/12/2019 | IU | Active | 1105-85160 | SAH-Sterile Processing | 626002977-CAP | SAH | SAH
SAH3637 | Pump Control Unit | 378348 | BD | 8015 BD | Alaris PC 8015 BD | 11/12/2019 | IU | Active | 1105-85160 | SAH-Sterile Processing | 626002977-CAP | SAH | SAH
SAH3638 | Pump Control Unit | 378348 | BD | 8015 BD | Alaris PC 8015 BD | 11/12/2019 | IU | Active | 1105-85160 | SAH-Sterile Processing | 626002977-CAP | SAH | SAH
SAH3639 | Pump Control Unit | 378348 | BD | 8015 BD | Alaris PC 8015 BD | 11/12/2019 | IU | Active | 1105-85160 | SAH-Sterile Processing | 626002977-CAP | SAH | SAH
SAH3640 | Pump Control Unit | 378348 | BD | 8015 BD | Alaris PC 8015 BD | 11/12/2019 | IU | Active | 1105-85160 | SAH-Sterile Processing | 626002977-CAP | SAH | SAH
SAH3641 | Pump Control Unit | 378348 | BD | 8015 BD | Alaris PC 8015 BD | 11/12/2019 | IU | Active | 1105-85160 | SAH-Sterile Processing | 626002977-CAP | SAH | SAH
SAH3642 | Pump Control Unit | 378348 | BD | 8015 BD | Alaris PC 8015 BD | 11/12/2019 | IU | Active | 1105-85160 | SAH-Sterile Processing | 626002977-CAP | SAH | SAH
SAH3643 | Pump Control Unit | 378348 | BD | 8015 BD | Alaris PC 8015 BD | 11/12/2019 | IU | Active | 1105-86245 | SAH-Clinical Education | 626002977-CAP | SAH | SAH
SAH3644 | Pump Control Unit | 378348 | BD | 8015 BD | Alaris PC 8015 BD | 11/12/2019 | IU | Active | 1105-85160 | SAH-Sterile Processing | 626002977-CAP | SAH | SAH
SAH3645 | Pump Control Unit | 378348 | BD | 8015 BD | Alaris PC 8015 BD | 11/12/2019 | IU | Active | 1105-85160 | SAH-Sterile Processing | 626002977-CAP | SAH | SAH
SAH3646 | Pump Control Unit | 378348 | BD | 8015 BD | Alaris PC 8015 BD | 11/12/2019 | IU | Active | 1105-85160 | SAH-Sterile Processing | 626002977-CAP | SAH | SAH
SAH3647 | Pump Control Unit | 378348 | BD | 8015 BD | Alaris PC 8015 BD | 11/12/2019 | IU | Active | 1105-85160 | SAH-Sterile Processing | 626002977-CAP | SAH | SAH
SAH3648 | Pump Control Unit | 378348 | BD | 8015 BD | Alaris PC 8015 BD | 11/12/2019 | IU | Active | 1105-85160 | SAH-Sterile Processing | 626002977-CAP | SAH | SAH
SAH3649 | Pump Control Unit | 378348 | BD | 8015 BD | Alaris PC 8015 BD | 11/12/2019 | IU | Active | 1105-85160 | SAH-Sterile Processing | 626002977-CAP | SAH | SAH
SAH3650 | Pump Control Unit | 378348 | BD | 8015 BD | Alaris PC 8015 BD | 11/12/2019 | IU | Active | 1105-85160 | SAH-Sterile Processing | 626002977-CAP | SAH | SAH
SAH3651 | Pump Control Unit | 378348 | BD | 8015 BD | Alaris PC 8015 BD | 11/12/2019 | IU | Active | 1105-85160 | SAH-Sterile Processing | 626002977-CAP | SAH | SAH
SAH3652 | Pump Control Unit | 378348 | BD | 8015 BD | Alaris PC 8015 BD | 11/12/2019 | IU | Active | 1105-85160 | SAH-Sterile Processing | 626002977-CAP | SAH | SAH
SAH3653 | Pump Control Unit | 378348 | BD | 8015 BD | Alaris PC 8015 BD | 11/12/2019 | IU | Active | 1105-85160 | SAH-Sterile Processing | 626002977-CAP | SAH | SAH
SAH3654 | Pump Control Unit | 378348 | BD | 8015 BD | Alaris PC 8015 BD | 11/12/2019 | IU | Active | 1105-85160 | SAH-Sterile Processing | 626002977-CAP | SAH | SAH
SAH3655 | Pump Control Unit | 378348 | BD | 8015 BD | Alaris PC 8015 BD | 11/12/2019 | IU | Active | 1105-85160 | SAH-Sterile Processing | 626002977-CAP | SAH | SAH
SAH3656 | Pump Control Unit | 378348 | BD | 8015 BD | Alaris PC 8015 BD | 11/12/2019 | IU | Active | 1105-85160 | SAH-Sterile Processing | 626002977-CAP | SAH | SAH
SAH3657 | Pump Control Unit | 378348 | BD | 8015 BD | Alaris PC 8015 BD | 11/12/2019 | IU | Active | 1105-85160 | SAH-Sterile Processing | 626002977-CAP | SAH | SAH
SAH3658 | Pump Control Unit | 378348 | BD | 8015 BD | Alaris PC 8015 BD | 11/12/2019 | IU | Active | 1105-85160 | SAH-Sterile Processing | 626002977-CAP | SAH | SAH
SAH3659 | Pump Control Unit | 378348 | BD | 8015 BD | Alaris PC 8015 BD | 11/12/2019 | IU | Active | 1105-85160 | SAH-Sterile Processing | 626002977-CAP | SAH | SAH
SAH3660 | Pump Control Unit | 378348 | BD | 8015 BD | Alaris PC 8015 BD | 11/12/2019 | IU | Active | 1105-85160 | SAH-Sterile Processing | 626002977-CAP | SAH | SAH
SAH3661 | Pump Control Unit | 378348 | BD | 8015 BD | Alaris PC 8015 BD | 11/12/2019 | IU | Active | 1105-85160 | SAH-Sterile Processing | 626002977-CAP | SAH | SAH
SAH3662 | Pump Control Unit | 378348 | BD | 8015 BD | Alaris PC 8015 BD | 11/12/2019 | IU | Active | 1105-85160 | SAH-Sterile Processing | 626002977-CAP | SAH | SAH
SAH3663 | Pump Control Unit | 378348 | BD | 8015 BD | Alaris PC 8015 BD | 11/12/2019 | IU | Active | 1105-85160 | SAH-Sterile Processing | 626002977-CAP | SAH | SAH
SAH3664 | Pump Control Unit | 378348 | BD | 8015 BD | Alaris PC 8015 BD | 11/12/2019 | IU | Active | 1105-85160 | SAH-Sterile Processing | 626002977-CAP | SAH | SAH
SAH3665 | Pump Control Unit | 378348 | BD | 8015 BD | Alaris PC 8015 BD | 11/12/2019 | IU | Active | 1105-85160 | SAH-Sterile Processing | 626002977-CAP | SAH | SAH
SAH3666 | Pump Control Unit | 378348 | BD | 8015 BD | Alaris PC 8015 BD | 11/12/2019 | IU | Active | 1105-85160 | SAH-Sterile Processing | 626002977-CAP | SAH | SAH
SAH3667 | Pump Control Unit | 378348 | BD | 8015 BD | Alaris PC 8015 BD | 11/12/2019 | IU | Active | 1105-85160 | SAH-Sterile Processing | 626002977-CAP | SAH | SAH
SAH3668 | Pump Control Unit | 378348 | BD | 8015 BD | Alaris PC 8015 BD | 11/12/2019 | IU | Active | 1105-85160 | SAH-Sterile Processing | 626002977-CAP | SAH | SAH
SAH3669 | Pump Control Unit | 378348 | BD | 8015 BD | Alaris PC 8015 BD | 11/12/2019 | IU | Active | 1105-85160 | SAH-Sterile Processing | 626002977-CAP | SAH | SAH
SAH3670 | Pump Control Unit | 378348 | BD | 8015 BD | Alaris PC 8015 BD | 11/12/2019 | IU | Active | 1105-85160 | SAH-Sterile Processing | 626002977-CAP | SAH | SAH
SAH3671 | Pump Control Unit | 378348 | BD | 8015 BD | Alaris PC 8015 BD | 11/12/2019 | IU | Active | 1105-85160 | SAH-Sterile Processing | 626002977-CAP | SAH | SAH
SAH3672 | Pump Control Unit | 378348 | BD | 8015 BD | Alaris PC 8015 BD | 11/12/2019 | IU | Active | 1105-85160 | SAH-Sterile Processing | 626002977-CAP | SAH | SAH
SAH3673 | Pump Control Unit | 378348 | BD | 8015 BD | Alaris PC 8015 BD | 11/12/2019 | IU | Active | 1105-85160 | SAH-Sterile Processing | 626002977-CAP | SAH | SAH
SAH3674 | Pump Control Unit | 378348 | BD | 8015 BD | Alaris PC 8015 BD | 11/12/2019 | IU | Active | 1105-85160 | SAH-Sterile Processing | 626002977-CAP | SAH | SAH
SAH3675 | Pump Control Unit | 378348 | BD | 8015 BD | Alaris PC 8015 BD | 11/12/2019 | IU | Active | 1105-85160 | SAH-Sterile Processing | 626002977-CAP | SAH | SAH
SAH3676 | Pump Control Unit | 378348 | BD | 8015 BD | Alaris PC 8015 BD | 11/12/2019 | IU | Active | 1105-85160 | SAH-Sterile Processing | 626002977-CAP | SAH | SAH
SAH3677 | Pump Control Unit | 378348 | BD | 8015 BD | Alaris PC 8015 BD | 11/12/2019 | IU | Active | 1105-85160 | SAH-Sterile Processing | 626002977-CAP | SAH | SAH
SAH3678 | Pump Control Unit | 378348 | BD | 8015 BD | Alaris PC 8015 BD | 11/12/2019 | IU | Active | 1105-85160 | SAH-Sterile Processing | 626002977-CAP | SAH | SAH
SAH3679 | Pump Control Unit | 378348 | BD | 8015 BD | Alaris PC 8015 BD | 11/12/2019 | IU | Active | 1105-85160 | SAH-Sterile Processing | 626002977-CAP | SAH | SAH
SAH3680 | Pump Control Unit | 378348 | BD | 8015 BD | Alaris PC 8015 BD | 11/12/2019 | IU | Active | 1105-85160 | SAH-Sterile Processing | 626002977-CAP | SAH | SAH
SAH3681 | Pump Control Unit | 378348 | BD | 8015 BD | Alaris PC 8015 BD | 11/12/2019 | IU | Active | 1105-85160 | SAH-Sterile Processing | 626002977-CAP | SAH | SAH
SAH3682 | Pump Control Unit | 378348 | BD | 8015 BD | Alaris PC 8015 BD | 11/12/2019 | IU | Active | 1105-85160 | SAH-Sterile Processing | 626002977-CAP | SAH | SAH
SAH3684 | Pump Control Unit | 378348 | BD | 8015 BD | Alaris PC 8015 BD | 11/12/2019 | IU | Active | 1105-85160 | SAH-Sterile Processing | 626002977-CAP | SAH | SAH
SAH3685 | Pump Control Unit | 378348 | BD | 8015 BD | Alaris PC 8015 BD | 11/12/2019 | IU | Active | 1105-85160 | SAH-Sterile Processing | 626002977-CAP | SAH | SAH
SAH3686 | Pump Control Unit | 378348 | BD | 8015 BD | Alaris PC 8015 BD | 11/12/2019 | IU | Active | 1105-85160 | SAH-Sterile Processing | 626002977-CAP | SAH | SAH
SAH3687 | Pump Control Unit | 378348 | BD | 8015 BD | Alaris PC 8015 BD | 11/12/2019 | IU | Active | 1105-37250 | SAH-Infusion Center | 626002977-CAP | SAH | SAH
SAH3688 | Pump Control Unit | 378348 | BD | 8015 BD | Alaris PC 8015 BD | 11/12/2019 | IU | Active | 1105-85160 | SAH-Sterile Processing | 626002977-CAP | SAH | SAH
SAH3689 | Pump Control Unit | 378348 | BD | 8015 BD | Alaris PC 8015 BD | 11/12/2019 | IU | Active | 1105-85160 | SAH-Sterile Processing | 626002977-CAP | SAH | SAH
SAH3690 | Pump Control Unit | 378348 | BD | 8015 BD | Alaris PC 8015 BD | 11/12/2019 | IU | Active | 1105-85160 | SAH-Sterile Processing | 626002977-CAP | SAH | SAH
SAH3691 | Pump Control Unit | 378348 | BD | 8015 BD | Alaris PC 8015 BD | 11/12/2019 | IU | Active | 1105-85160 | SAH-Sterile Processing | 626002977-CAP | SAH | SAH
SAH3692 | Pump Control Unit | 378348 | BD | 8015 BD | Alaris PC 8015 BD | 11/12/2019 | IU | Active | 1105-86245 | SAH-Clinical Education | 626002977-CAP | SAH | SAH
SAH3693 | Pump Control Unit | 378348 | BD | 8015 BD | Alaris PC 8015 BD | 11/12/2019 | IU | Active | 1105-85160 | SAH-Sterile Processing | 626002977-CAP | SAH | SAH
SAH3694 | Pump Control Unit | 378348 | BD | 8015 BD | Alaris PC 8015 BD | 11/12/2019 | IU | Active | 1105-85160 | SAH-Sterile Processing | 626002977-CAP | SAH | SAH
SAH3695 | Pump Control Unit | 378348 | BD | 8015 BD | Alaris PC 8015 BD | 11/12/2019 | IU | Active | 1105-85160 | SAH-Sterile Processing | 626002977-CAP | SAH | SAH
SAH3696 | Pump Control Unit | 378348 | BD | 8015 BD | Alaris PC 8015 BD | 11/12/2019 | IU | Active | 1105-85160 | SAH-Sterile Processing | 626002977-CAP | SAH | SAH
SAH3697 | Pump Control Unit | 378348 | BD | 8015 BD | Alaris PC 8015 BD | 11/12/2019 | IU | Active | 1105-85160 | SAH-Sterile Processing | 626002977-CAP | SAH | SAH
SAH3698 | Pump Control Unit | 378348 | BD | 8015 BD | Alaris PC 8015 BD | 11/12/2019 | IU | Active | 1105-85160 | SAH-Sterile Processing | 626002977-CAP | SAH | SAH
SAH3699 | Pump Control Unit | 378348 | BD | 8015 BD | Alaris PC 8015 BD | 11/12/2019 | IU | Active | 1105-85160 | SAH-Sterile Processing | 626002977-CAP | SAH | SAH
SAH3700 | Pump Control Unit | 378348 | BD | 8015 BD | Alaris PC 8015 BD | 11/12/2019 | IU | Active | 1105-85160 | SAH-Sterile Processing | 626002977-CAP | SAH | SAH
SAH3701 | Pump Control Unit | 378348 | BD | 8015 BD | Alaris PC 8015 BD | 11/12/2019 | IU | Active | 1105-85160 | SAH-Sterile Processing | 626002977-CAP | SAH | SAH
SAH3702 | Pump Control Unit | 378348 | BD | 8015 BD | Alaris PC 8015 BD | 11/12/2019 | IU | Active | 1105-85160 | SAH-Sterile Processing | 626002977-CAP | SAH | SAH
SAH3703 | Pump Control Unit | 378348 | BD | 8015 BD | Alaris PC 8015 BD | 11/12/2019 | IU | Active | 1105-86245 | SAH-Clinical Education | 626002977-CAP | SAH | SAH
SAH3704 | Pump Control Unit | 378348 | BD | 8015 BD | Alaris PC 8015 BD | 11/12/2019 | IU | Active | 1105-85160 | SAH-Sterile Processing | 626002977-CAP | SAH | SAH
SAH3705 | Pump Control Unit | 378348 | BD | 8015 BD | Alaris PC 8015 BD | 11/12/2019 | IU | Active | 1105-85160 | SAH-Sterile Processing | 626002977-CAP | SAH | SAH
SAH3706 | Pump Control Unit | 378348 | BD | 8015 BD | Alaris PC 8015 BD | 11/12/2019 | IU | Active | 1105-85160 | SAH-Sterile Processing | 626002977-CAP | SAH | SAH
SAH3707 | Pump Control Unit | 378348 | BD | 8015 BD | Alaris PC 8015 BD | 11/12/2019 | IU | Active | 1105-85160 | SAH-Sterile Processing | 626002977-CAP | SAH | SAH
SAH3708 | Pump Control Unit | 378348 | BD | 8015 BD | Alaris PC 8015 BD | 11/12/2019 | IU | Active | 1105-85160 | SAH-Sterile Processing | 626002977-CAP | SAH | SAH
SAH3709 | Pump Control Unit | 378348 | BD | 8015 BD | Alaris PC 8015 BD | 11/12/2019 | IU | Active | 1105-85160 | SAH-Sterile Processing | 626002977-CAP | SAH | SAH
SAH3710 | Pump Control Unit | 378348 | BD | 8015 BD | Alaris PC 8015 BD | 11/12/2019 | IU | Active | 1105-85160 | SAH-Sterile Processing | 626002977-CAP | SAH | SAH
SAH3711 | Pump Control Unit | 378348 | BD | 8015 BD | Alaris PC 8015 BD | 11/12/2019 | IU | Active | 1105-85160 | SAH-Sterile Processing | 626002977-CAP | SAH | SAH
SAH3712 | Pump Control Unit | 378348 | BD | 8015 BD | Alaris PC 8015 BD | 11/12/2019 | IU | Active | 1105-85160 | SAH-Sterile Processing | 626002977-CAP | SAH | SAH
SAH3713 | Pump Control Unit | 378348 | BD | 8015 BD | Alaris PC 8015 BD | 11/12/2019 | IU | Active | 1105-85160 | SAH-Sterile Processing | 626002977-CAP | SAH | SAH
SAH3714 | Pump Control Unit | 378348 | BD | 8015 BD | Alaris PC 8015 BD | 11/12/2019 | IU | Active | 1105-85160 | SAH-Sterile Processing | 626002977-CAP | SAH | SAH
SAH3715 | Pump Control Unit | 378348 | BD | 8015 BD | Alaris PC 8015 BD | 11/12/2019 | IU | Active | 1105-85160 | SAH-Sterile Processing | 626002977-CAP | SAH | SAH
SAH3716 | Pump Control Unit | 378348 | BD | 8015 BD | Alaris PC 8015 BD | 11/12/2019 | IU | Active | 1105-85160 | SAH-Sterile Processing | 626002977-CAP | SAH | SAH
SAH3717 | Pump Control Unit | 378348 | BD | 8015 BD | Alaris PC 8015 BD | 11/12/2019 | IU | Active | 1105-85160 | SAH-Sterile Processing | 626002977-CAP | SAH | SAH
SAH3718 | Pump Control Unit | 378348 | BD | 8015 BD | Alaris PC 8015 BD | 11/12/2019 | IU | Active | 1105-85160 | SAH-Sterile Processing | 626002977-CAP | SAH | SAH
SAH3719 | Pump Control Unit | 378348 | BD | 8015 BD | Alaris PC 8015 BD | 11/12/2019 | IU | Active | 1105-85160 | SAH-Sterile Processing | 626002977-CAP | SAH | SAH
SAH3720 | Pump Control Unit | 378348 | BD | 8015 BD | Alaris PC 8015 BD | 11/12/2019 | IU | Active | 1105-85160 | SAH-Sterile Processing | 626002977-CAP | SAH | SAH
SAH3721 | Pump Control Unit | 378348 | BD | 8015 BD | Alaris PC 8015 BD | 11/12/2019 | IU | Active | 1105-85160 | SAH-Sterile Processing | 626002977-CAP | SAH | SAH
SAH3722 | Pump Control Unit | 378348 | BD | 8015 BD | Alaris PC 8015 BD | 11/12/2019 | IU | Active | 1105-85160 | SAH-Sterile Processing | 626002977-CAP | SAH | SAH
SAH3723 | Pump Control Unit | 378348 | BD | 8015 BD | Alaris PC 8015 BD | 11/12/2019 | IU | Active | 1105-85160 | SAH-Sterile Processing | 626002977-CAP | SAH | SAH
SAH3724 | Pump Control Unit | 378348 | BD | 8015 BD | Alaris PC 8015 BD | 11/12/2019 | IU | Active | 1105-85160 | SAH-Sterile Processing | 626002977-CAP | SAH | SAH
SAH3725 | Pump Control Unit | 378348 | BD | 8015 BD | Alaris PC 8015 BD | 11/12/2019 | IU | Active | 1105-85160 | SAH-Sterile Processing | 626002977-CAP | SAH | SAH
SAH3726 | Pump Control Unit | 378348 | BD | 8015 BD | Alaris PC 8015 BD | 11/12/2019 | IU | Active | 1105-85160 | SAH-Sterile Processing | 626002977-CAP | SAH | SAH
SAH3727 | Pump Control Unit | 378348 | BD | 8015 BD | Alaris PC 8015 BD | 11/12/2019 | IU | Active | 1105-85160 | SAH-Sterile Processing | 626002977-CAP | SAH | SAH
SAH3728 | Pump Control Unit | 378348 | BD | 8015 BD | Alaris PC 8015 BD | 11/12/2019 | IU | Active | 1105-85160 | SAH-Sterile Processing | 626002977-CAP | SAH | SAH
SAH3729 | Pump Control Unit | 378348 | BD | 8015 BD | Alaris PC 8015 BD | 11/12/2019 | IU | Active | 1105-85160 | SAH-Sterile Processing | 626002977-CAP | SAH | SAH
SAH3730 | Pump Control Unit | 378348 | BD | 8015 BD | Alaris PC 8015 BD | 11/12/2019 | IU | Active | 1105-85160 | SAH-Sterile Processing | 626002977-CAP | SAH | SAH
SAH3731 | Pump Control Unit | 378348 | BD | 8015 BD | Alaris PC 8015 BD | 11/12/2019 | IU | Active | 1105-85160 | SAH-Sterile Processing | 626002977-CAP | SAH | SAH
SAH3732 | Pump Control Unit | 378348 | BD | 8015 BD | Alaris PC 8015 BD | 11/12/2019 | IU | Active | 1105-85160 | SAH-Sterile Processing | 626002977-CAP | SAH | SAH
SAH3733 | Pump Control Unit | 378348 | BD | 8015 BD | Alaris PC 8015 BD | 11/12/2019 | IU | Active | 1105-85160 | SAH-Sterile Processing | 626002977-CAP | SAH | SAH
SAH3734 | Pump Control Unit | 378348 | BD | 8015 BD | Alaris PC 8015 BD | 11/12/2019 | IU | Active | 1105-85160 | SAH-Sterile Processing | 626002977-CAP | SAH | SAH
SAH3735 | Pump Control Unit | 378348 | BD | 8015 BD | Alaris PC 8015 BD | 11/12/2019 | IU | Active | 1105-85160 | SAH-Sterile Processing | 626002977-CAP | SAH | SAH
SAH3736 | Pump Control Unit | 378348 | BD | 8015 BD | Alaris PC 8015 BD | 11/12/2019 | IU | Active | 1105-85160 | SAH-Sterile Processing | 626002977-CAP | SAH | SAH
SAH3737 | Pump Control Unit | 378348 | BD | 8015 BD | Alaris PC 8015 BD | 11/12/2019 | IU | Active | 1105-85160 | SAH-Sterile Processing | 626002977-CAP | SAH | SAH
SAH3738 | Pump Control Unit | 378348 | BD | 8015 BD | Alaris PC 8015 BD | 11/12/2019 | IU | Active | 1105-85160 | SAH-Sterile Processing | 626002977-CAP | SAH | SAH
SAH3739 | Pump Control Unit | 378348 | BD | 8015 BD | Alaris PC 8015 BD | 11/12/2019 | IU | Active | 1105-85160 | SAH-Sterile Processing | 626002977-CAP | SAH | SAH
SAH3740 | Pump Control Unit | 378348 | BD | 8015 BD | Alaris PC 8015 BD | 11/12/2019 | IU | Active | 1105-85160 | SAH-Sterile Processing | 626002977-CAP | SAH | SAH
SAH3741 | Pump Control Unit | 378348 | BD | 8015 BD | Alaris PC 8015 BD | 11/12/2019 | IU | Active | 1105-85160 | SAH-Sterile Processing | 626002977-CAP | SAH | SAH
SAH3742 | Pump Control Unit | 378348 | BD | 8015 BD | Alaris PC 8015 BD | 11/12/2019 | IU | Active | 1105-85160 | SAH-Sterile Processing | 626002977-CAP | SAH | SAH
SAH3743 | Pump Control Unit | 378348 | BD | 8015 BD | Alaris PC 8015 BD | 11/12/2019 | IU | Active | 1105-85160 | SAH-Sterile Processing | 626002977-CAP | SAH | SAH
SAH3744 | Pump Control Unit | 378348 | BD | 8015 BD | Alaris PC 8015 BD | 11/12/2019 | IU | Active | 1105-85160 | SAH-Sterile Processing | 626002977-CAP | SAH | SAH
SAH3745 | Pump Control Unit | 378348 | BD | 8015 BD | Alaris PC 8015 BD | 11/12/2019 | IU | Active | 1105-85160 | SAH-Sterile Processing | 626002977-CAP | SAH | SAH
SAH3746 | Pump Control Unit | 378348 | BD | 8015 BD | Alaris PC 8015 BD | 11/12/2019 | IU | Active | 1105-85160 | SAH-Sterile Processing | 626002977-CAP | SAH | SAH
SAH3747 | Pump Control Unit | 378348 | BD | 8015 BD | Alaris PC 8015 BD | 11/12/2019 | IU | Active | 1105-85160 | SAH-Sterile Processing | 626002977-CAP | SAH | SAH
SAH3748 | Pump Control Unit | 378348 | BD | 8015 BD | Alaris PC 8015 BD | 11/12/2019 | IU | Active | 1105-85160 | SAH-Sterile Processing | 626002977-CAP | SAH | SAH
SAH3749 | Pump Control Unit | 378348 | BD | 8015 BD | Alaris PC 8015 BD | 11/12/2019 | IU | Active | 1105-85160 | SAH-Sterile Processing | 626002977-CAP | SAH | SAH
SAH3750 | Pump Control Unit | 378348 | BD | 8015 BD | Alaris PC 8015 BD | 11/12/2019 | IU | Active | 1105-85160 | SAH-Sterile Processing | 626002977-CAP | SAH | SAH
SAH3751 | Pump Control Unit | 378348 | BD | 8015 BD | Alaris PC 8015 BD | 11/12/2019 | IU | Active | 1105-85160 | SAH-Sterile Processing | 626002977-CAP | SAH | SAH
SAH3752 | Pump Control Unit | 378348 | BD | 8015 BD | Alaris PC 8015 BD | 11/12/2019 | IU | Active | 1105-85160 | SAH-Sterile Processing | 626002977-CAP | SAH | SAH
SAH3753 | Pump Control Unit | 378348 | BD | 8015 BD | Alaris PC 8015 BD | 11/12/2019 | IU | Active | 1105-85160 | SAH-Sterile Processing | 626002977-CAP | SAH | SAH
SAH3754 | Pump Control Unit | 378348 | BD | 8015 BD | Alaris PC 8015 BD | 11/12/2019 | IU | Active | 1105-85160 | SAH-Sterile Processing | 626002977-CAP | SAH | SAH
SAH3755 | Pump Control Unit | 378348 | BD | 8015 BD | Alaris PC 8015 BD | 11/12/2019 | IU | Active | 1105-85160 | SAH-Sterile Processing | 626002977-CAP | SAH | SAH
SAH3756 | Pump Control Unit | 378348 | BD | 8015 BD | Alaris PC 8015 BD | 11/12/2019 | IU | Active | 1105-85160 | SAH-Sterile Processing | 626002977-CAP | SAH | SAH
SAH3757 | Pump Control Unit | 378348 | BD | 8015 BD | Alaris PC 8015 BD | 11/12/2019 | IU | Active | 1105-85160 | SAH-Sterile Processing | 626002977-CAP | SAH | SAH
SAH3758 | Pump Control Unit | 378348 | BD | 8015 BD | Alaris PC 8015 BD | 11/12/2019 | IU | Active | 1105-85160 | SAH-Sterile Processing | 626002977-CAP | SAH | SAH
SAH3759 | Pump Control Unit | 378348 | BD | 8015 BD | Alaris PC 8015 BD | 11/12/2019 | IU | Active | 1105-85160 | SAH-Sterile Processing | 626002977-CAP | SAH | SAH
SAH3760 | Pump Control Unit | 378348 | BD | 8015 BD | Alaris PC 8015 BD | 11/12/2019 | IU | Active | 1105-85160 | SAH-Sterile Processing | 626002977-CAP | SAH | SAH
SAH3761 | Pump Control Unit | 378348 | BD | 8015 BD | Alaris PC 8015 BD | 11/12/2019 | IU | Active | 1105-85160 | SAH-Sterile Processing | 626002977-CAP | SAH | SAH
SAH3762 | Pump Control Unit | 378348 | BD | 8015 BD | Alaris PC 8015 BD | 11/12/2019 | IU | Active | 1105-85160 | SAH-Sterile Processing | 626002977-CAP | SAH | SAH
SAH3763 | Pump Control Unit | 378348 | BD | 8015 BD | Alaris PC 8015 BD | 11/12/2019 | IU | Active | 1105-85160 | SAH-Sterile Processing | 626002977-CAP | SAH | SAH
SAH3764 | Pump Control Unit | 378348 | BD | 8015 BD | Alaris PC 8015 BD | 11/12/2019 | IU | Active | 1105-85160 | SAH-Sterile Processing | 626002977-CAP | SAH | SAH
SAH3765 | Pump Control Unit | 378348 | BD | 8015 BD | Alaris PC 8015 BD | 11/12/2019 | IU | Active | 1105-85160 | SAH-Sterile Processing | 626002977-CAP | SAH | SAH
SAH3766 | Pump Control Unit | 378348 | BD | 8015 BD | Alaris PC 8015 BD | 11/12/2019 | IU | Active | 1105-85160 | SAH-Sterile Processing | 626002977-CAP | SAH | SAH
SAH3767 | Pump Control Unit | 378348 | BD | 8015 BD | Alaris PC 8015 BD | 11/12/2019 | IU | Active | 1105-85160 | SAH-Sterile Processing | 626002977-CAP | SAH | SAH
SAH3768 | Pump Control Unit | 378348 | BD | 8015 BD | Alaris PC 8015 BD | 11/12/2019 | IU | Active | 1105-85160 | SAH-Sterile Processing | 626002977-CAP | SAH | SAH
SAH3769 | Pump Control Unit | 378348 | BD | 8015 BD | Alaris PC 8015 BD | 11/12/2019 | IU | Active | 1105-85160 | SAH-Sterile Processing | 626002977-CAP | SAH | SAH
SAH3770 | Pump Control Unit | 378348 | BD | 8015 BD | Alaris PC 8015 BD | 11/12/2019 | IU | Active | 1105-85160 | SAH-Sterile Processing | 626002977-CAP | SAH | SAH
SAH3771 | Pump Control Unit | 378348 | BD | 8015 BD | Alaris PC 8015 BD | 11/12/2019 | IU | Active | 1105-85160 | SAH-Sterile Processing | 626002977-CAP | SAH | SAH
SAH3772 | Pump Control Unit | 378348 | BD | 8015 BD | Alaris PC 8015 BD | 11/12/2019 | IU | Active | 1105-85160 | SAH-Sterile Processing | 626002977-CAP | SAH | SAH
SAH3773 | Pump Control Unit | 378348 | BD | 8015 BD | Alaris PC 8015 BD | 11/12/2019 | IU | Active | 1105-85160 | SAH-Sterile Processing | 626002977-CAP | SAH | SAH
SAH3774 | Pump Control Unit | 378348 | BD | 8015 BD | Alaris PC 8015 BD | 11/12/2019 | IU | Active | 1105-85160 | SAH-Sterile Processing | 626002977-CAP | SAH | SAH
SAH3775 | Pump Control Unit | 378348 | BD | 8015 BD | Alaris PC 8015 BD | 11/12/2019 | IU | Active | 1105-85160 | SAH-Sterile Processing | 626002977-CAP | SAH | SAH
SAH3776 | Pump Control Unit | 378348 | BD | 8015 BD | Alaris PC 8015 BD | 11/12/2019 | IU | Active | 1105-85160 | SAH-Sterile Processing | 626002977-CAP | SAH | SAH
SAH3777 | Pump Control Unit | 378348 | BD | 8015 BD | Alaris PC 8015 BD | 11/12/2019 | IU | Active | 1105-85160 | SAH-Sterile Processing | 626002977-CAP | SAH | SAH
SAH3778 | Pump Control Unit | 378348 | BD | 8015 BD | Alaris PC 8015 BD | 11/12/2019 | IU | Active | 1105-85160 | SAH-Sterile Processing | 626002977-CAP | SAH | SAH
SAH3779 | Pump Control Unit | 378348 | BD | 8015 BD | Alaris PC 8015 BD | 11/12/2019 | IU | Active | 1105-85160 | SAH-Sterile Processing | 626002977-CAP | SAH | SAH
SAH3780 | Pump Control Unit | 378348 | BD | 8015 BD | Alaris PC 8015 BD | 11/12/2019 | IU | Active | 1105-85160 | SAH-Sterile Processing | 626002977-CAP | SAH | SAH
SAH3781 | Pump Control Unit | 378348 | BD | 8015 BD | Alaris PC 8015 BD | 11/12/2019 | IU | Active | 1105-85160 | SAH-Sterile Processing | 626002977-CAP | SAH | SAH
SAH3782 | Pump Control Unit | 378348 | BD | 8015 BD | Alaris PC 8015 BD | 11/12/2019 | IU | Active | 1105-85160 | SAH-Sterile Processing | 626002977-CAP | SAH | SAH
SAH3783 | Pump Control Unit | 378348 | BD | 8015 BD | Alaris PC 8015 BD | 11/12/2019 | IU | Active | 1105-85160 | SAH-Sterile Processing | 626002977-CAP | SAH | SAH
SAH3784 | Pump Control Unit | 378348 | BD | 8015 BD | Alaris PC 8015 BD | 11/12/2019 | IU | Active | 1105-85160 | SAH-Sterile Processing | 626002977-CAP | SAH | SAH
SAH3785 | Pump Control Unit | 378348 | BD | 8015 BD | Alaris PC 8015 BD | 11/12/2019 | IU | Active | 1105-85160 | SAH-Sterile Processing | 626002977-CAP | SAH | SAH
SAH3786 | Pump Control Unit | 378348 | BD | 8015 BD | Alaris PC 8015 BD | 11/12/2019 | IU | Active | 1105-85160 | SAH-Sterile Processing | 626002977-CAP | SAH | SAH
SAH3787 | Pump Control Unit | 378348 | BD | 8015 BD | Alaris PC 8015 BD | 11/12/2019 | IU | Active | 1105-85160 | SAH-Sterile Processing | 626002977-CAP | SAH | SAH
SAH3788 | Pump Control Unit | 378348 | BD | 8015 BD | Alaris PC 8015 BD | 11/12/2019 | IU | Active | 1105-85160 | SAH-Sterile Processing | 626002977-CAP | SAH | SAH
SAH3789 | Pump Control Unit | 378348 | BD | 8015 BD | Alaris PC 8015 BD | 11/12/2019 | IU | Active | 1105-85160 | SAH-Sterile Processing | 626002977-CAP | SAH | SAH
SAH3790 | Pump Control Unit | 378348 | BD | 8015 BD | Alaris PC 8015 BD | 11/12/2019 | IU | Active | 1105-85160 | SAH-Sterile Processing | 626002977-CAP | SAH | SAH
SAH3791 | Pump Control Unit | 378348 | BD | 8015 BD | Alaris PC 8015 BD | 11/12/2019 | IU | Active | 1105-34000 | SAH-Diagnostic Imaging | 626002977-CAP | SAH | SAH
SAH3792 | Pump Control Unit | 378348 | BD | 8015 BD | Alaris PC 8015 BD | 11/12/2019 | IU | Active | 1105-85160 | SAH-Sterile Processing | 626002977-CAP | SAH | SAH
SAH3793 | Pump Control Unit | 378348 | BD | 8015 BD | Alaris PC 8015 BD | 11/12/2019 | IU | Active | 1105-85160 | SAH-Sterile Processing | 626002977-CAP | SAH | SAH
SAH3794 | Pump Control Unit | 378348 | BD | 8015 BD | Alaris PC 8015 BD | 11/12/2019 | IU | Active | 1105-85160 | SAH-Sterile Processing | 626002977-CAP | SAH | SAH
SAH3795 | Pump Control Unit | 378348 | BD | 8015 BD | Alaris PC 8015 BD | 11/12/2019 | IU | Active | 1105-85160 | SAH-Sterile Processing | 626002977-CAP | SAH | SAH
SAH3796 | Pump Control Unit | 378348 | BD | 8015 BD | Alaris PC 8015 BD | 11/12/2019 | IU | Active | 1105-85160 | SAH-Sterile Processing | 626002977-CAP | SAH | SAH
SAH3797 | Pump Control Unit | 378348 | BD | 8015 BD | Alaris PC 8015 BD | 11/12/2019 | IU | Active | 1105-85160 | SAH-Sterile Processing | 626002977-CAP | SAH | SAH
SAH3798 | Pump Control Unit | 378348 | BD | 8015 BD | Alaris PC 8015 BD | 11/12/2019 | IU | Active | 1105-85160 | SAH-Sterile Processing | 626002977-CAP | SAH | SAH
SAH3799 | Pump Control Unit | 378348 | BD | 8015 BD | Alaris PC 8015 BD | 11/12/2019 | IU | Active | 1105-85160 | SAH-Sterile Processing | 626002977-CAP | SAH | SAH
SAH3800 | Pump Control Unit | 378348 | BD | 8015 BD | Alaris PC 8015 BD | 11/12/2019 | IU | Active | 1105-85160 | SAH-Sterile Processing | 626002977-CAP | SAH | SAH
SAH3801 | Pump Control Unit | 378348 | BD | 8015 BD | Alaris PC 8015 BD | 11/12/2019 | IU | Active | 1105-85160 | SAH-Sterile Processing | 626002977-CAP | SAH | SAH
SAH3802 | Pump Control Unit | 378348 | BD | 8015 BD | Alaris PC 8015 BD | 11/12/2019 | IU | Active | 1105-85160 | SAH-Sterile Processing | 626002977-CAP | SAH | SAH
SAH3803 | Pump Control Unit | 378348 | BD | 8015 BD | Alaris PC 8015 BD | 11/12/2019 | IU | Active | 1105-85160 | SAH-Sterile Processing | 626002977-CAP | SAH | SAH
SAH3804 | Pump Control Unit | 378348 | BD | 8015 BD | Alaris PC 8015 BD | 11/12/2019 | IU | Active | 1105-85160 | SAH-Sterile Processing | 626002977-CAP | SAH | SAH
SAH3805 | Pump Control Unit | 378348 | BD | 8015 BD | Alaris PC 8015 BD | 11/12/2019 | IU | Active | 1105-85160 | SAH-Sterile Processing | 626002977-CAP | SAH | SAH
SAH3806 | Pump Control Unit | 378348 | BD | 8015 BD | Alaris PC 8015 BD | 11/12/2019 | IU | Active | 1105-85160 | SAH-Sterile Processing | 626002977-CAP | SAH | SAH
SAH3807 | Pump Control Unit | 378348 | BD | 8015 BD | Alaris PC 8015 BD | 11/12/2019 | IU | Active | 1105-85160 | SAH-Sterile Processing | 626002977-CAP | SAH | SAH
SAH3808 | Pump Control Unit | 378348 | BD | 8015 BD | Alaris PC 8015 BD | 11/12/2019 | IU | Active | 1105-85160 | SAH-Sterile Processing | 626002977-CAP | SAH | SAH
SAH3809 | Pump Control Unit | 378348 | BD | 8015 BD | Alaris PC 8015 BD | 11/12/2019 | IU | Active | 1105-85160 | SAH-Sterile Processing | 626002977-CAP | SAH | SAH
SAH3810 | Pump Control Unit | 378348 | BD | 8015 BD | Alaris PC 8015 BD | 11/12/2019 | IU | Active | 1105-85160 | SAH-Sterile Processing | 626002977-CAP | SAH | SAH
SAH3811 | Pump Control Unit | 378348 | BD | 8015 BD | Alaris PC 8015 BD | 11/12/2019 | IU | Active | 1105-85160 | SAH-Sterile Processing | 626002977-CAP | SAH | SAH
SAH3812 | Pump Control Unit | 378348 | BD | 8015 BD | Alaris PC 8015 BD | 11/12/2019 | IU | Active | 1105-85160 | SAH-Sterile Processing | 626002977-CAP | SAH | SAH
SAH3813 | Pump Control Unit | 378348 | BD | 8015 BD | Alaris PC 8015 BD | 11/12/2019 | IU | Active | 1105-85160 | SAH-Sterile Processing | 626002977-CAP | SAH | SAH
SAH3814 | Pump Control Unit | 378348 | BD | 8015 BD | Alaris PC 8015 BD | 11/12/2019 | IU | Active | 1105-85160 | SAH-Sterile Processing | 626002977-CAP | SAH | SAH
SAH3815 | Pump Control Unit | 378348 | BD | 8015 BD | Alaris PC 8015 BD | 11/12/2019 | IU | Active | 1105-85160 | SAH-Sterile Processing | 626002977-CAP | SAH | SAH
SAH3816 | Pump Control Unit | 378348 | BD | 8015 BD | Alaris PC 8015 BD | 11/12/2019 | IU | Active | 1105-85160 | SAH-Sterile Processing | 626002977-CAP | SAH | SAH
SAH3817 | Pump Control Unit | 378348 | BD | 8015 BD | Alaris PC 8015 BD | 11/12/2019 | MI | Missing | 1105-37250 | SAH-Infusion Center | 626002977-CAP | SAH | SAH
SAH3818 | Pump Control Unit | 378348 | BD | 8015 BD | Alaris PC 8015 BD | 11/12/2019 | IU | Active | 1105-85160 | SAH-Sterile Processing | 626002977-CAP | SAH | SAH
SAH3819 | Pump Control Unit | 378348 | BD | 8015 BD | Alaris PC 8015 BD | 11/12/2019 | IU | Active | 1105-85160 | SAH-Sterile Processing | 626002977-CAP | SAH | SAH
SAH3820 | Pump Control Unit | 378348 | BD | 8015 BD | Alaris PC 8015 BD | 11/12/2019 | IU | Active | 1105-85160 | SAH-Sterile Processing | 626002977-CAP | SAH | SAH
SAH3821 | Pump Control Unit | 378348 | BD | 8015 BD | Alaris PC 8015 BD | 11/12/2019 | IU | Active | 1105-85160 | SAH-Sterile Processing | 626002977-CAP | SAH | SAH
SAH3822 | Pump Control Unit | 378348 | BD | 8015 BD | Alaris PC 8015 BD | 11/12/2019 | IU | Active | 1105-85160 | SAH-Sterile Processing | 626002977-CAP | SAH | SAH
SAH3823 | Pump Control Unit | 378348 | BD | 8015 BD | Alaris PC 8015 BD | 11/12/2019 | IU | Active | 1105-85160 | SAH-Sterile Processing | 626002977-CAP | SAH | SAH
SAH3824 | Pump Control Unit | 378348 | BD | 8015 BD | Alaris PC 8015 BD | 11/12/2019 | IU | Active | 1105-86245 | SAH-Clinical Education | 626002977-CAP | SAH | SAH
SAH3825 | Pump Control Unit | 378348 | BD | 8015 BD | Alaris PC 8015 BD | 11/12/2019 | IU | Active | 1105-85160 | SAH-Sterile Processing | 626002977-CAP | SAH | SAH
SAH3826 | Pump Control Unit | 378348 | BD | 8015 BD | Alaris PC 8015 BD | 11/12/2019 | IU | Active | 1105-85160 | SAH-Sterile Processing | 626002977-CAP | SAH | SAH
SAH3827 | Pump Control Unit | 378348 | BD | 8015 BD | Alaris PC 8015 BD | 11/12/2019 | IU | Active | 1105-85160 | SAH-Sterile Processing | 626002977-CAP | SAH | SAH
SAH3828 | Pump Control Unit | 378348 | BD | 8015 BD | Alaris PC 8015 BD | 11/12/2019 | IU | Active | 1105-85160 | SAH-Sterile Processing | 626002977-CAP | SAH | SAH
SAH3829 | Pump Control Unit | 378348 | BD | 8015 BD | Alaris PC 8015 BD | 11/12/2019 | IU | Active | 1105-85160 | SAH-Sterile Processing | 626002977-CAP | SAH | SAH
SAH3830 | Pump Control Unit | 378348 | BD | 8015 BD | Alaris PC 8015 BD | 11/12/2019 | IU | Active | 1105-85160 | SAH-Sterile Processing | 626002977-CAP | SAH | SAH
SAH3831 | Pump Control Unit | 378348 | BD | 8015 BD | Alaris PC 8015 BD | 11/12/2019 | IU | Active | 1105-85160 | SAH-Sterile Processing | 626002977-CAP | SAH | SAH
SAH3832 | Pump Control Unit | 378348 | BD | 8015 BD | Alaris PC 8015 BD | 11/12/2019 | IU | Active | 1105-85160 | SAH-Sterile Processing | 626002977-CAP | SAH | SAH
SAH3833 | Pump Control Unit | 378348 | BD | 8015 BD | Alaris PC 8015 BD | 11/12/2019 | IU | Active | 1105-85160 | SAH-Sterile Processing | 626002977-CAP | SAH | SAH
SAH3834 | Pump Control Unit | 378348 | BD | 8015 BD | Alaris PC 8015 BD | 11/12/2019 | IU | Active | 1105-85160 | SAH-Sterile Processing | 626002977-CAP | SAH | SAH
SAH3835 | Pump Control Unit | 378348 | BD | 8015 BD | Alaris PC 8015 BD | 11/12/2019 | IU | Active | 1105-85160 | SAH-Sterile Processing | 626002977-CAP | SAH | SAH
SAH3836 | Pump Control Unit | 378348 | BD | 8015 BD | Alaris PC 8015 BD | 11/12/2019 | IU | Active | 1105-85160 | SAH-Sterile Processing | 626002977-CAP | SAH | SAH
SAH3837 | Pump Control Unit | 378348 | BD | 8015 BD | Alaris PC 8015 BD | 11/12/2019 | IU | Active | 1105-85160 | SAH-Sterile Processing | 626002977-CAP | SAH | SAH
SAH3838 | Pump Control Unit | 378348 | BD | 8015 BD | Alaris PC 8015 BD | 11/12/2019 | IU | Active | 1105-85160 | SAH-Sterile Processing | 626002977-CAP | SAH | SAH
SAH3839 | Pump Control Unit | 378348 | BD | 8015 BD | Alaris PC 8015 BD | 11/12/2019 | IU | Active | 1105-85160 | SAH-Sterile Processing | 626002977-CAP | SAH | SAH
SAH3840 | Pump Control Unit | 378348 | BD | 8015 BD | Alaris PC 8015 BD | 11/12/2019 | IU | Active | 1105-85160 | SAH-Sterile Processing | 626002977-CAP | SAH | SAH
SAH3841 | Pump Control Unit | 378348 | BD | 8015 BD | Alaris PC 8015 BD | 11/12/2019 | IU | Active | 1105-85160 | SAH-Sterile Processing | 626002977-CAP | SAH | SAH
SAH3842 | Pump Control Unit | 378348 | BD | 8015 BD | Alaris PC 8015 BD | 11/12/2019 | IU | Active | 1105-85160 | SAH-Sterile Processing | 626002977-CAP | SAH | SAH
SAH3843 | Pump Control Unit | 378348 | BD | 8015 BD | Alaris PC 8015 BD | 11/12/2019 | IU | Active | 1105-85160 | SAH-Sterile Processing | 626002977-CAP | SAH | SAH
SAH3844 | Pump Control Unit | 378348 | BD | 8015 BD | Alaris PC 8015 BD | 11/12/2019 | IU | Active | 1105-85160 | SAH-Sterile Processing | 626002977-CAP | SAH | SAH
SAH3846 | Pump Control Unit | 378348 | BD | 8015 BD | Alaris PC 8015 BD | 11/12/2019 | IU | Active | 1105-85160 | SAH-Sterile Processing | 626002977-CAP | SAH | SAH
SAH3847 | Pump Control Unit | 378348 | BD | 8015 BD | Alaris PC 8015 BD | 11/12/2019 | IU | Active | 1105-85160 | SAH-Sterile Processing | 626002977-CAP | SAH | SAH
SAH3848 | Pump Control Unit | 378348 | BD | 8015 BD | Alaris PC 8015 BD | 11/12/2019 | IU | Active | 1105-85160 | SAH-Sterile Processing | 626002977-CAP | SAH | SAH
SAH3849 | Pump Control Unit | 378348 | BD | 8015 BD | Alaris PC 8015 BD | 11/12/2019 | IU | Active | 1105-85160 | SAH-Sterile Processing | 626002977-CAP | SAH | SAH
SAH3850 | Pump Control Unit | 378348 | BD | 8015 BD | Alaris PC 8015 BD | 11/12/2019 | IU | Active | 1105-85160 | SAH-Sterile Processing | 626002977-CAP | SAH | SAH
SAH3851 | Pump Control Unit | 378348 | BD | 8015 BD | Alaris PC 8015 BD | 11/12/2019 | IU | Active | 1105-85160 | SAH-Sterile Processing | 626002977-CAP | SAH | SAH
SAH3852 | Pump Control Unit | 378348 | BD | 8015 BD | Alaris PC 8015 BD | 11/12/2019 | IU | Active | 1105-85160 | SAH-Sterile Processing | 626002977-CAP | SAH | SAH
SAH3853 | Pump Control Unit | 378348 | BD | 8015 BD | Alaris PC 8015 BD | 11/12/2019 | IU | Active | 1105-85160 | SAH-Sterile Processing | 626002977-CAP | SAH | SAH
SAH3854 | Pump Control Unit | 378348 | BD | 8015 BD | Alaris PC 8015 BD | 11/12/2019 | IU | Active | 1105-85160 | SAH-Sterile Processing | 626002977-CAP | SAH | SAH
SAH3855 | Pump Control Unit | 378348 | BD | 8015 BD | Alaris PC 8015 BD | 11/12/2019 | IU | Active | 1105-85160 | SAH-Sterile Processing | 626002977-CAP | SAH | SAH
SAH3856 | Pump Control Unit | 378348 | BD | 8015 BD | Alaris PC 8015 BD | 11/12/2019 | IU | Active | 1105-85160 | SAH-Sterile Processing | 626002977-CAP | SAH | SAH
SAH3857 | Pump Control Unit | 378348 | BD | 8015 BD | Alaris PC 8015 BD | 11/12/2019 | IU | Active | 1105-85160 | SAH-Sterile Processing | 626002977-CAP | SAH | SAH
SAH3858 | Pump Control Unit | 378348 | BD | 8015 BD | Alaris PC 8015 BD | 11/12/2019 | IU | Active | 1105-85160 | SAH-Sterile Processing | 626002977-CAP | SAH | SAH
SAH3859 | Pump Control Unit | 378348 | BD | 8015 BD | Alaris PC 8015 BD | 11/12/2019 | IU | Active | 1105-85160 | SAH-Sterile Processing | 626002977-CAP | SAH | SAH
SAH3860 | Pump Control Unit | 378348 | BD | 8015 BD | Alaris PC 8015 BD | 11/12/2019 | IU | Active | 1105-85160 | SAH-Sterile Processing | 626002977-CAP | SAH | SAH
SAH3861 | Pump Control Unit | 378348 | BD | 8015 BD | Alaris PC 8015 BD | 11/12/2019 | IU | Active | 1105-85160 | SAH-Sterile Processing | 626002977-CAP | SAH | SAH
SAH3862 | Pump Control Unit | 378348 | BD | 8015 BD | Alaris PC 8015 BD | 11/12/2019 | IU | Active | 1105-85160 | SAH-Sterile Processing | 626002977-CAP | SAH | SAH
SAH3863 | Pump Control Unit | 378348 | BD | 8015 BD | Alaris PC 8015 BD | 11/12/2019 | IU | Active | 1105-85160 | SAH-Sterile Processing | 626002977-CAP | SAH | SAH
SAH3864 | Pump Control Unit | 378348 | BD | 8015 BD | Alaris PC 8015 BD | 11/12/2019 | IU | Active | 1105-85160 | SAH-Sterile Processing | 626002977-CAP | SAH | SAH
SAH3865 | Pump Control Unit | 378348 | BD | 8015 BD | Alaris PC 8015 BD | 11/12/2019 | IU | Active | 1105-85160 | SAH-Sterile Processing | 626002977-CAP | SAH | SAH
SAH3866 | Pump Control Unit | 378348 | BD | 8015 BD | Alaris PC 8015 BD | 11/12/2019 | IU | Active | 1105-85160 | SAH-Sterile Processing | 626002977-CAP | SAH | SAH
SAH3867 | Pump Control Unit | 378348 | BD | 8015 BD | Alaris PC 8015 BD | 11/12/2019 | IU | Active | 1105-85160 | SAH-Sterile Processing | 626002977-CAP | SAH | SAH
SAH3868 | Pump Control Unit | 378348 | BD | 8015 BD | Alaris PC 8015 BD | 11/12/2019 | IU | Active | 1105-85160 | SAH-Sterile Processing | 626002977-CAP | SAH | SAH
SAH3869 | Pump Control Unit | 378348 | BD | 8015 BD | Alaris PC 8015 BD | 11/12/2019 | IU | Active | 1105-85160 | SAH-Sterile Processing | 626002977-CAP | SAH | SAH
SAH3870 | Pump Control Unit | 378348 | BD | 8015 BD | Alaris PC 8015 BD | 11/12/2019 | IU | Active | 1105-85160 | SAH-Sterile Processing | 626002977-CAP | SAH | SAH
SAH3871 | Pump Control Unit | 378348 | BD | 8015 BD | Alaris PC 8015 BD | 11/12/2019 | IU | Active | 1105-85160 | SAH-Sterile Processing | 626002977-CAP | SAH | SAH
SAH3872 | Pump Control Unit | 378348 | BD | 8015 BD | Alaris PC 8015 BD | 11/12/2019 | IU | Active | 1105-85160 | SAH-Sterile Processing | 626002977-CAP | SAH | SAH
SAH3873 | Pump Control Unit | 378348 | BD | 8015 BD | Alaris PC 8015 BD | 11/12/2019 | IU | Active | 1105-85160 | SAH-Sterile Processing | 626002977-CAP | SAH | SAH
SAH3874 | Pump Control Unit | 378348 | BD | 8015 BD | Alaris PC 8015 BD | 11/12/2019 | IU | Active | 1105-85160 | SAH-Sterile Processing | 626002977-CAP | SAH | SAH
SAH3875 | Pump Control Unit | 378348 | BD | 8015 BD | Alaris PC 8015 BD | 11/12/2019 | IU | Active | 1105-85160 | SAH-Sterile Processing | 626002977-CAP | SAH | SAH
SAH3876 | Pump Control Unit | 378348 | BD | 8015 BD | Alaris PC 8015 BD | 11/12/2019 | IU | Active | 1105-85160 | SAH-Sterile Processing | 626002977-CAP | SAH | SAH
SAH3877 | Pump Control Unit | 378348 | BD | 8015 BD | Alaris PC 8015 BD | 11/12/2019 | IU | Active | 1105-85160 | SAH-Sterile Processing | 626002977-CAP | SAH | SAH
SAH3878 | Pump Control Unit | 378348 | BD | 8015 BD | Alaris PC 8015 BD | 11/12/2019 | IU | Active | 1105-85160 | SAH-Sterile Processing | 626002977-CAP | SAH | SAH
SAH3879 | Pump Control Unit | 378348 | BD | 8015 BD | Alaris PC 8015 BD | 11/12/2019 | IU | Active | 1105-85160 | SAH-Sterile Processing | 626002977-CAP | SAH | SAH
SAH3881 | Clamp Multimeter, | 178848 | Fluke Biomedical | 324 | True RMS Clamp Meter | 12/16/2017 | IU | Active | 1105-88570 | SAH-Clinical Engineering | FIU | SAH | SAH
SAH3885 | Cast Cutter | 409954 | Zimmer Orthopaedic Surgical Pr | 8909-01 | 8909-01 | 04/03/2007 | IU | Active | 1105-23100 | SAH-Emergency Service | unknown | SAH | SAH
SAH3886 | High-level Scope Disinfector | 276750 | Olympus America Inc | OER-PRO | OER-PRO | 12/07/2017 | IU | Active | 1105-21221 | SAH-Endoscopy (2SE) | 411000311-0-CAP | SAH | SAH
SAH3887 | High-level Scope Disinfector | 276750 | Olympus America Inc | OER-PRO | OER-PRO | 12/07/2017 | IU | Active | 1105-21221 | SAH-Endoscopy (2SE) | 411000311-0-CAP | SAH | SAH
SAH3889 | Computer Printer | 101883 | Hewlett-Packard | M553 | LASERJET M553 | 09/03/2020 | OS | In - Active | 1105-13210 | XSAH-Cardiac Critical Care Unit | BISC | SAH | SAH
SAH3890 | Anesthesia Machine | 351254 | Datex-Ohmeda Inc Div GE Health | 1009-9050-000 | Avance CS2 | 07/17/2018 | LS | High Risk | 1105-20100 | SAH-Anesthesiology | 411000316-0-CRE | SAH | SAH
SAH3891 | Anesthesia Machine | 351254 | Datex-Ohmeda Inc Div GE Health | 1009-9050-000 | Avance CS2 | 07/17/2018 | LS | High Risk | 1105-20100 | SAH-Anesthesiology | 411000316 | SAH | SAH
SAH3892 | Anesthesia Machine | 351254 | Datex-Ohmeda Inc Div GE Health | 1009-9050-000 | Avance CS2 | 07/17/2018 | LS | High Risk | 1105-20100 | SAH-Anesthesiology | 411000316 | SAH | SAH
SAH3894 | 5MP Grayscale Mammo 1000cd/m2 | 392478 | Barco Inc | MDMG-5221 | MDMG-5221 | 12/19/2019 | IU | Active | 1105-33510 | SAH-Mammography | 626003109-CAP | SAH | SAH
SAH3895 | 5MP Grayscale Mammo 1000cd/m2 | 392478 | Barco Inc | MDMG-5221 | MDMG-5221 | 12/19/2019 | IU | Active | 1105-33510 | SAH-Mammography | 626003109-CAP | SAH | SAH
SAH3904 | Temporal Infrared Thermometer | 107875 | Exergen Corp | TAT-5000 | TAT-5000 | 09/28/2018 | 04 | Inventory | 1105-13102 | SAH-Intensive Care Unit II 3NW | Pending NEP | SAH | SAH
SAH3906 | Anesthesia Machine | 351254 | Datex-Ohmeda Inc Div GE Health | AESPIRE 7900 | Aespire | 11/14/2012 | LS | High Risk | 1105-20100 | SAH-Anesthesiology | 611004980-0-CAP | SAH | SAH
SAH3907 | Hybrid Graphic Printer | 182624 | Sony Electronics Inc Medical S | UP-X898MD | UP-X898MD Digital A5 | 02/19/2020 | OS | In - Active | 1105-21100 | SAH-Surgery | 811027616-0-SVC | SAH | SAH
SAH3908 | Hybrid Graphic Printer | 182624 | Sony Electronics Inc Medical S | UP-X898MD | UP-X898MD Digital A5 | 02/19/2020 | IU | Active | 1105-21100 | SAH-Surgery | 811027616-0-SVC | SAH | SAH
SAH3909 | Fetal and Vascular Doppler | 458815 | Natus Neurology Inc | 200 | Nicolet Elite 200 | 02/26/2020 | 04 | Inventory | 1105-30630 | SAH-Outpatient Cath Lab | 260745182 | SAH | SAH
SAH3925 | Centrifuge, Tabletop | 452492 | Hettich Lab Technology North A | 1206-01 | Rotofix 32A | 02/24/2014 | IU | Active | 0015-31333 | SAH-Outreach Lab Suncoast MOB | NA | SAH | SAH
SAH3927 | Portable Suction | 452041 | Ohio Medical Corp | 758000 | Care E Vac 3 | 11/05/2008 | IU | Active | 1105-15000 | SAH-Psychiatric Acute | 000 | SAH | SAH
SAH3929 | UPS | 106890 | Tripp Lite | SMART 1200XLHG | SMART 1200XLHG | 02/17/2020 | IU | Active | 1105-30610 | SAH-Cardiac Cath Lab | FIU | SAH | SAH
SAH3931 | Tabletop Centrifuge | 108882 | Eppendorf North America Inc | 5702 | 5702 | 02/05/2020 | IU | Active | 0015-31333 | SAH-Outreach Lab Suncoast MOB | 260744032 | SAH | SAH
SAH3935 | Pump Control Unit | 378348 | BD | 8015 BD | Alaris PC 8015 BD | 03/06/2020 | IU | Active | 1105-10000 | SAH-Nursing Administration | 626002977-0-CAP | SAH | SAH
SAH3936 | Temporal Infrared Thermometer | 107875 | Exergen Corp | TAT-5000 | TAT-5000 | 02/26/2020 | 04 | Inventory | 1105-30610 | SAH-Cardiac Cath Lab | NON-CAPITAL | SAH | SAH
SAH3937 | Large Volume Pump Module | 378348 | BD | 8100 | Alaris Pump | 05/31/2012 | IU | Active | 1105-85160 | SAH-Sterile Processing | 920000849-0-CIP | SAH | SAH
SAH3938 | Large Volume Pump Module | 378348 | BD | 8100 | Alaris Pump | 05/31/2012 | IU | Active | 1105-85160 | SAH-Sterile Processing | 920000849-0-CIP | SAH | SAH
SAH3939 | Large Volume Pump Module | 378348 | BD | 8100 | Alaris Pump | 05/31/2012 | IU | Active | 1105-85160 | SAH-Sterile Processing | 920000849-0-CIP | SAH | SAH
SAH3940 | Large Volume Pump Module | 378348 | BD | 8100 | Alaris Pump | 05/31/2012 | IU | Active | 1105-85160 | SAH-Sterile Processing | 920000849-0-CIP | SAH | SAH
SAH3941 | Large Volume Pump Module | 378348 | BD | 8100 | Alaris Pump | 05/31/2012 | IU | Active | 1105-85160 | SAH-Sterile Processing | 920000849-0-CIP | SAH | SAH
SAH3942 | Large Volume Pump Module | 378348 | BD | 8100 | Alaris Pump | 05/31/2012 | IU | Active | 1105-85160 | SAH-Sterile Processing | 920000849-0-CIP | SAH | SAH
SAH3944 | Large Volume Pump Module | 378348 | BD | 8100 | Alaris Pump | 05/31/2012 | IU | Active | 1105-85160 | SAH-Sterile Processing | 920000849-0-CIP | SAH | SAH
SAH3946 | Ultrasound, Vascular | 340440 | SonoSite div of FUJIFILM | P21981-10 | C35x/8/3 | 03/31/2020 | 04 | Inventory | 1105-23100 | SAH-Emergency Service | 626002819-0-CAP | SAH | SAH
SAH3949 | Transport Ventilator 3T MRI | 455334 | Smiths Medical ASD Inc | 310 | ParaPAC plus 310 | 03/27/2020 | LS | High Risk | 1105-35000 | SAH-Respiratory Care Services 2nd | 260752741 | SAH | SAH
SAH3952 | Hand Held Glucometer | 440769 | Abbott Diabetes Care | 71412-70 | FreeStyle Precision | 04/09/2020 | 04 | Inventory | 1105-31350 | SAH-Point of Care Testing (POCT) 3rd | 626001422-CAP | SAH | SAH
SAH3953 | PT Hi-Lo table, Bariatric | 439564 | Armedica Mfg Corp | AMBA234 | AMBA234 | 04/09/2020 | IU | Active | 1105-39150 | SAH-Rehab Services OP SARC | 260750744 | SAH | SAH
SAH3954 | Exam Light | 101956 | The Brewer Company | 18100 | Halogen 35 | 03/13/2015 | 04 | Inventory | 1105-35200 | SAH-Wound Care Center | N/A-FIU | SAH | SAH
SAH3956 | Transcutaneous O2 Monitor | 108831 | Perimed Inc | PF 6001 | Periflux 6000 | 05/02/2016 | IU | Active | 1105-35200 | SAH-Wound Care Center | 2015-09-14-5542 | SAH | SAH
SAH3957 | Nebulizer Controller | 453493 | Aerogen (Ireland) Ltd | AG-PX1000 | PRO-X | 12/11/2018 | 04 | Inventory | 1105-35000 | SAH-Respiratory Care Services 2nd | 260670128 | SAH | SAH
SAH3958 | VIDEO PROCESSOR/ILLUMINATOR | 107536 | Stryker Endoscopy | PC9001 | SPY-PHI VPI | 06/25/2020 | IU | Active | 1105-21100 | SAH-Surgery | 626003375-0-CAP | SAH | SAH
SAH3959 | Video Digital Capture ENDO | 107536 | Stryker Endoscopy | 0240-060-100 | SDC3 | 03/25/2020 | IU | Active | 1105-21100 | SAH-Surgery | 626003375-0-CAP | SAH | SAH
SAH3960 | Vital Signs Monitor | 101850 | Welch Allyn Inc A Subsidiary | VSM 6000 SERIES | VSM 6000 SERIES | 05/15/2013 | IU | Active | 1105-23160 | SAH-Emergency Service Beh Hlth | N/A | SAH | SAH
SAH3961 | Large Volume Pump Module | 378348 | BD | 8100 | Alaris Pump | 05/31/2012 | IU | Active | 1105-85160 | SAH-Sterile Processing | 920000849-0-CIP | SAH | SAH
SAH3962 | Large Volume Pump Module | 378348 | BD | 8100 | Alaris Pump | 05/31/2012 | IU | Active | 1105-85160 | SAH-Sterile Processing | 920000849-0-CIP | SAH | SAH
SAH3963 | Large Volume Pump Module | 378348 | BD | 8100 | Alaris Pump | 05/31/2012 | IU | Active | 1105-85160 | SAH-Sterile Processing | 920000849-0-CIP | SAH | SAH
SAH3964 | Large Volume Pump Module | 378348 | BD | 8100 | Alaris Pump | 05/31/2012 | IU | Active | 1105-85160 | SAH-Sterile Processing | 920000849-0-CIP | SAH | SAH
SAH3965 | Large Volume Pump Module | 378348 | BD | 8100 | Alaris Pump | 05/31/2012 | IU | Active | 1105-85160 | SAH-Sterile Processing | 920000849-0-CIP | SAH | SAH
SAH3966 | Large Volume Pump Module | 378348 | BD | 8100 | Alaris Pump | 05/31/2012 | IU | Active | 1105-85160 | SAH-Sterile Processing | 920000849-0-CIP | SAH | SAH
SAH3967 | Large Volume Pump Module | 378348 | BD | 8100 | Alaris Pump | 05/31/2012 | IU | Active | 1105-85160 | SAH-Sterile Processing | 920000849-0-CIP | SAH | SAH
SAH3968 | Large Volume Pump Module | 378348 | BD | 8100 | Alaris Pump | 05/31/2012 | IU | Active | 1105-85160 | SAH-Sterile Processing | 920000849-0-CIP | SAH | SAH
SAH3969 | Large Volume Pump Module | 378348 | BD | 8100 | Alaris Pump | 05/31/2012 | IU | Active | 1105-85160 | SAH-Sterile Processing | 920000849-0-CIP | SAH | SAH
SAH3970 | Large Volume Pump Module | 378348 | BD | 8100 | Alaris Pump | 05/31/2012 | IU | Active | 1105-85160 | SAH-Sterile Processing | 920000849-0-CIP | SAH | SAH
SAH3971 | Large Volume Pump Module | 378348 | BD | 8100 | Alaris Pump | 05/31/2012 | IU | Active | 1105-85160 | SAH-Sterile Processing | 920000849-0-CIP | SAH | SAH
SAH3972 | Large Volume Pump Module | 378348 | BD | 8100 | Alaris Pump | 05/31/2012 | IU | Active | 1105-85160 | SAH-Sterile Processing | 920000849-0-CIP | SAH | SAH
SAH3973 | Large Volume Pump Module | 378348 | BD | 8100 | Alaris Pump | 05/31/2012 | IU | Active | 1105-85160 | SAH-Sterile Processing | 920000849-0-CIP | SAH | SAH
SAH3975 | Large Volume Pump Module | 378348 | BD | 8100 | Alaris Pump | 05/31/2012 | IU | Active | 1105-85160 | SAH-Sterile Processing | 920000849-0-CIP | SAH | SAH
SAH3976 | Large Volume Pump Module | 378348 | BD | 8100 | Alaris Pump | 05/31/2012 | IU | Active | 1105-85160 | SAH-Sterile Processing | 920000849-0-CIP | SAH | SAH
SAH3977 | Large Volume Pump Module | 378348 | BD | 8100 | Alaris Pump | 05/31/2012 | IU | Active | 1105-85160 | SAH-Sterile Processing | 920000849-0-CIP | SAH | SAH
SAH3978 | Large Volume Pump Module | 378348 | BD | 8100 | Alaris Pump | 05/31/2012 | IU | Active | 1105-85160 | SAH-Sterile Processing | 920000849-0-CIP | SAH | SAH
SAH3979 | Large Volume Pump Module | 378348 | BD | 8100 | Alaris Pump | 05/31/2012 | IU | Active | 1105-85160 | SAH-Sterile Processing | 920000849-0-CIP | SAH | SAH
SAH3981 | Large Volume Pump Module | 378348 | BD | 8100 | Alaris Pump | 05/31/2012 | IU | Active | 1105-85160 | SAH-Sterile Processing | 920000849-0-CIP | SAH | SAH
SAH3982 | Feeding Pump | 452294 | Covidien (US) | 382400 | KANGAROO ePump | 03/08/2018 | IU | Active | 1105-85160 | SAH-Sterile Processing | 260618099 | SAH | SAH
SAH3983 | Large Volume Pump Module | 378348 | BD | 8100 | Alaris Pump | 05/31/2012 | IU | Active | 1105-85160 | SAH-Sterile Processing | 920000849-0-CIP | SAH | SAH
SAH3984 | Large Volume Pump Module | 378348 | BD | 8100 | Alaris Pump | 05/31/2012 | IU | Active | 1105-85160 | SAH-Sterile Processing | 920000849-0-CIP | SAH | SAH
SAH3985 | Large Volume Pump Module | 378348 | BD | 8100 | Alaris Pump | 05/31/2012 | IU | Active | 1105-85160 | SAH-Sterile Processing | 920000849-0-CIP | SAH | SAH
SAH3987 | Client Review Station | 340083 | Beckman Coulter Inc | 9020 US Hw, RADV | OptiPlex 9020Remisol | 07/08/2019 | 04 | Inventory | 1105-31000 | SAH-Laboratory Services | 626001468-0-CAP | SAH | SAH
SAH3988 | Client Review Station | 340083 | Beckman Coulter Inc | 9020 US Hw, RADV | OptiPlex 9020Remisol | 07/08/2019 | 04 | Inventory | 1105-31000 | SAH-Laboratory Services | 626001468-0-CAP | SAH | SAH
SAH3989 | Client Review Station | 340083 | Beckman Coulter Inc | 9020 US Hw, RADV | OptiPlex 9020Remisol | 07/08/2019 | 04 | Inventory | 1105-31000 | SAH-Laboratory Services | xx | SAH | SAH
SAH3990 | Client Review Station | 340083 | Beckman Coulter Inc | 9020 US Hw, RADV | OptiPlex 9020Remisol | 07/08/2019 | 04 | Inventory | 1105-31000 | SAH-Laboratory Services | xx | SAH | SAH
SAH3991 | Client Review Station | 340083 | Beckman Coulter Inc | 9020 US Hw, RADV | OptiPlex 9020Remisol | 08/30/2018 | 04 | Inventory | 1105-31000 | SAH-Laboratory Services | 626001468-0-CAP | SAH | SAH
SAH3994 | Manipulation Treatment Table | 520194 | Performance Health | TSB88EA3SWIB | ELITE ASTER | 08/30/2017 | IU | Active | 1105-39150 | SAH-Rehab Services OP SARC | 260593699 | SAH | SAH
SAH3995 | Hand Held Glucometer | 440769 | Abbott Diabetes Care | 71411-70 | FreeStyle Precision | 05/18/2020 | 04 | Inventory | 1105-31350 | SAH-Point of Care Testing (POCT) 3rd | 260759264 | SAH | SAH
SAH3996 | ICU Ventilator | 458114 | Covidien RMS Respiratory & Mon | PB980 | Puritan Bennett 980 | 06/16/2020 | LS | High Risk | 1105-35000 | SAH-Respiratory Care Services 2nd | 626003462-0-CAP | SAH | SAH
SAH3997 | CareAware Connectivity Engine | 104788 | Cerner Corp | AFL3-W07A-N2930-CR | CareAware V4 | 05/20/2020 | 04 | Inventory | SAH-0020-84765 | SAH-Diagnostic Clin Applications iBus | 826208452 | SAH | SAH
SAH3998 | Hand Held Glucometer | 440769 | Abbott Diabetes Care | 71412-70 | FreeStyle Precision | 05/21/2020 | 04 | Inventory | 1105-31350 | SAH-Point of Care Testing (POCT) 3rd | 626001422-CAP | SAH | SAH
SAH3999 | POC Blood Analyzer Wireles | 450992 | Abbott Point of Care Div | 300W | i-STAT 1 | 05/21/2020 | 04 | Inventory | 1105-31350 | SAH-Point of Care Testing (POCT) 3rd | 411000290-0-CRE | SAH | SAH
SAH4000 | 160 Channels Microelectrode Am | 107135 | Boston Scientific Corp | 0608938 | Clearsign II Amp | 11/04/2019 | IU | Active | 1105-30610 | SAH-Cardiac Cath Lab | 626003060-0-CAP | SAH | SAH
SAH4001 | Monitors, Video | 427969 | Bard Peripheral Vascular Div C | MP3114 | ELO MicroPace Touchs | 11/04/2019 | 04 | Inventory | 1105-30610 | SAH-Cardiac Cath Lab | 626003060-0-CAP | SAH | SAH
SAH4002 | Stimulus Generator Unit | 427969 | Bard Peripheral Vascular Div C | MP3008 | SGU MicroPace | 11/04/2019 | IU | Active | 1105-30610 | SAH-Cardiac Cath Lab | 626003060-0-CAP | SAH | SAH
SAH4003 | Computer Interface | 107135 | Boston Scientific Corp | MP3346 |  | 11/04/2019 | 04 | Inventory | 1105-30610 | SAH-Cardiac Cath Lab | 626003060-0-CAP | SAH | SAH
SAH4004 | Laserjet Printer | 101883 | Hewlett-Packard | C5F93A | LASER JET PRO M402n | 11/04/2019 | 04 | Inventory | 1105-30610 | SAH-Cardiac Cath Lab | 626003060-0-CAP | SAH | SAH
SAH4006 | Portable Suction | 453450 | DeVilbiss Healthcare Inc | 7305P-D | 7305P-D | 11/01/2019 | IU | Active | 1105-12250 | SAH-Med/Surg/Tele Unit AT5 | REQ#3901841 | SAH | SAH
SAH4010 | Temporal Infrared Thermometer | 107875 | Exergen Corp | TAT-5000 | TAT-5000 | 11/04/2019 | 04 | Inventory | 1105-13100 | SAH-Intensive Care Unit | 260727611 | SAH | SAH
SAH4012 | Portable Suction | 106490 | Precision Medical Inc | PM65 | EASY GO VAC | 07/17/2012 | IU | Active | 1105-12530 | SAH-Surgical Unit I AT4 | 260265988 | SAH | SAH
SAH4015 | UPS | 108649 | APC-American Power Conversion | BE750G | Back-UPS ES 750 | 05/13/2015 | IU | Active | 1105-12156 | SAH-Observation Close 4Flex | N/A-FIU | SAH | SAH
SAH4016 | Doppler, Mini | 102764 | Huntleigh Healthcare Inc A Get | D900 | Dopplex D900 | 01/01/2018 | 04 | Inventory | 1105-12156 | SAH-Observation Close 4Flex | FIU | SAH | SAH
SAH4017 | Mechanical Physician Scale | 171595 | Rice Lake Weighing Systems | RL-MPS | RL-MPS | 02/02/2016 | IU | Active | 1105-12225 | SAH-Med/Surg Unit I 4SE | not available | SAH | SAH
SAH4018 | UPS | 108649 | APC-American Power Conversion | BX1300G | XS1300 | 01/23/2014 | IU | Active | 1105-12225 | SAH-Med/Surg Unit I 4SE | NA | SAH | SAH
SAH4023 | Vital Signs Monitor | 101850 | Welch Allyn Inc A Subsidiary | VSM 6000 SERIES | VSM 6000 SERIES | 11/08/2019 | IU | Active | 1105-21300 | SAH-Ambulatory Care Unit | NON-CAPITAL | SAH | SAH
SAH4024 | Vital Signs Monitor | 101850 | Welch Allyn Inc A Subsidiary | VSM 6000 SERIES | VSM 6000 SERIES | 11/08/2019 | IU | Active | 1105-21300 | SAH-Ambulatory Care Unit | NON-CAPITAL | SAH | SAH
SAH4028 | Temporal Infrared Thermometer | 107875 | Exergen Corp | TAT-5000 | TAT-5000 | 12/04/2019 | 04 | Inventory | 1105-21500 | SAH-PACU | 811026687-0-SVC | SAH | SAH
SAH4034 | Upper GI Coag R/F Generator | 453400 | BARRX Medical | 1190A-115A | Halo Flex Energy Gen | 12/03/2019 | IU | Active | 1105-21221 | SAH-Endoscopy (2SE) | 626003150-CAP | SAH | SAH
SAH4035 | Temporal Infrared Thermometer | 107875 | Exergen Corp | TAT-5000 | TAT-5000 | 12/04/2019 | 04 | Inventory | 1105-21500 | SAH-PACU | 811026687-0-SVC | SAH | SAH
SAH4037 | Temporal Infrared Thermometer | 107875 | Exergen Corp | TAT-5000 | TAT-5000 | 12/04/2019 | 04 | Inventory | 1105-21500 | SAH-PACU | 811026687-0-SVC | SAH | SAH
SAH4038 | Temporal Infrared Thermometer | 107875 | Exergen Corp | TAT-5000 | TAT-5000 | 12/04/2019 | 04 | Inventory | 1105-21500 | SAH-PACU | 811026687-0-SVC | SAH | SAH
SAH4039 | Temporal Infrared Thermometer | 107875 | Exergen Corp | TAT-5000 | TAT-5000 | 12/04/2019 | 04 | Inventory | 1105-21500 | SAH-PACU | 811026687-0-SVC | SAH | SAH
SAH4047 | Gel Warmer Multi-bottle LCD | 101590 | Parker Laboratories Inc | THERMASONIC | Thermosonic | 03/12/2015 | 04 | Inventory | 1105-30620 | SAH-Non Invasive Cardiology | 260426039 | SAH | SAH
SAH4048 | Digital Recorder/Printer | 440964 | GE Healthcare Technologies | PRN-50 | PRN-50 | 09/20/2002 | 04 | Inventory | 1105-21100 | SAH-Surgery | 00 | SAH | SAH
SAH4049 | Central Station Computer | 440964 | GE Healthcare Technologies | MAI700 V2 | Carescape Central | 08/17/2019 | IU | Active | 1105-13102 | SAH-Intensive Care Unit II 3NW | 626002652-0-CAP | SAH | SAH
SAH4053 | Temporal Infrared Thermometer | 107875 | Exergen Corp | TAT-5000 | TAT-5000 | 02/23/2017 | 04 | Inventory | 1105-21300 | SAH-Ambulatory Care Unit | exchange | SAH | SAH
SAH4054 | Electrical Safety Analyzer | 178848 | Fluke Biomedical | ESA614 | Electrical Safety An | 12/24/2019 | IU | Active | 1105-88570 | SAH-Clinical Engineering | 711009435-0-CES | SAH | SAH
SAH4055 | Pulse Ox Docking Station | 371567 | Masimo Corp | RDS-1 | Radical Cradle | 01/11/2017 | 04 | Inventory | 1105-18300 | SAH-Urology 6SW | 260550718 | SAH | SAH
SAH4056 | Temporal Infrared Thermometer | 107875 | Exergen Corp | TAT-5000 | TAT-5000 | 12/27/2019 | 04 | Inventory | 1105-21221 | SAH-Endoscopy (2SE) | 711006610-0-CES | SAH | SAH
SAH4057 | Temporal Infrared Thermometer | 107875 | Exergen Corp | TAT-5000 | TAT-5000 | 12/27/2019 | 04 | Inventory | 1105-21221 | SAH-Endoscopy (2SE) | 711006610-0-CES | SAH | SAH
SAH4058 | Temporal Infrared Thermometer | 107875 | Exergen Corp | TAT-5000 | TAT-5000 | 12/27/2019 | 04 | Inventory | 1105-32100 | SAH-Hemodialysis | NON-CAPITAL | SAH | SAH
SAH4059 | Temporal Infrared Thermometer | 107875 | Exergen Corp | TAT-5000 | TAT-5000 | 12/27/2019 | 04 | Inventory | 1105-32100 | SAH-Hemodialysis | NON-CAPITAL | SAH | SAH
SAH4060 | Temporal Infrared Thermometer | 107875 | Exergen Corp | TAT-5000 | TAT-5000 | 12/27/2019 | 04 | Inventory | 1105-13100 | SAH-Intensive Care Unit | NON-CAPITAL | SAH | SAH
SAH4062 | Large Volume Pump Module | 378348 | BD | 8100 | Alaris Pump | 12/05/2017 | IU | Active | 1105-21221 | SAH-Endoscopy (2SE) | 411000326-0-CRE | SAH | SAH
SAH4063 | Patient Controlled Pump | 378348 | BD | 8120 | Alaris PCA 8120 | 05/17/2014 | IU | Active | 1105-85160 | SAH-Sterile Processing | na | SAH | SAH
SAH4064 | Temporal Infrared Thermometer | 107875 | Exergen Corp | TAT-5000 | TAT-5000 | 05/05/2016 | 04 | Inventory | 1105-21500 | SAH-PACU | 260503616 | SAH | SAH
SAH4065 | Temporal Infrared Thermometer | 107875 | Exergen Corp | TAT-5000 | TAT-5000 | 10/19/2016 | 04 | Inventory | 1105-21500 | SAH-PACU | FIU | SAH | SAH
SAH4067 | Temporal Infrared Thermometer | 107875 | Exergen Corp | TAT-5000 | TAT-5000 | 11/09/2016 | 04 | Inventory | 1105-21300 | SAH-Ambulatory Care Unit | exchange | SAH | SAH
SAH4068 | ApexPro Telemetry Server | 355175 | GE Marquette Medical Systems | ACP 2000 | ACP 2000 | 04/08/2009 | OS | In - Active | 1105-88570 | SAH-Clinical Engineering | . | SAH | SAH
SAH4069 | Pulse Ox Docking Station | 371567 | Masimo Corp | RDS-3 | RDS-3 | 01/07/2020 | 04 | Inventory | 1105-35000 | SAH-Respiratory Care Services 2nd | 260738534 | SAH | SAH
SAH4070 | Pulse Ox Docking Station | 371567 | Masimo Corp | RDS-3 | RDS-3 | 01/07/2020 | 04 | Inventory | 1105-35000 | SAH-Respiratory Care Services 2nd | 260738534 | SAH | SAH
SAH4072 | Pulse Ox Docking Station | 371567 | Masimo Corp | RDS-3 | RDS-3 | 01/07/2020 | 04 | Inventory | 1105-35000 | SAH-Respiratory Care Services 2nd | 260738534 | SAH | SAH
SAH4076 | Temporal Infrared Thermometer | 107875 | Exergen Corp | TAT-5000 | TAT-5000 | 01/16/2020 | 04 | Inventory | 1105-13100 | SAH-Intensive Care Unit | vendor exchange | SAH | SAH
SAH4078 | 4x 15A 15ft Cord HGPower Strip | 106890 | Tripp Lite | PS-415-HG-OEM | PS-415-HG-OEM | 01/25/2017 | IU | Active | 1105-39150 | SAH-Rehab Services OP SARC | STAPLES | SAH | SAH
SAH4081 | Large Volume Pump Module | 378348 | BD | 8100 | Alaris Pump | 05/31/2012 | IU | Active | 1105-85160 | SAH-Sterile Processing | 920000849-0-CIP | SAH | SAH
SAH4086 | Data Reflux recorder | 391192 | Medtronic Given Imaging Inc | FGS-0634 | Bravo CF Recorder | 02/12/2020 | 04 | Inventory | 1105-21221 | SAH-Endoscopy (2SE) | 260695095-0-CAP | SAH | SAH
SAH4087 | Agglutination Viewer | 101748 | Clay Adams Div Becton Dickinso | 420630 | 420630 | 10/24/2002 | 04 | Inventory | 1105-31100 | SAH-Blood Services | 000 | SAH | SAH
SAH4088 | Nurse Call Console | 177156 | West-Com Nurse Call Systems In | IPC-3 | NOVUS | 09/14/2003 | IU | Active | 1105-18100 | SAH-Orthopedics Unit | FIU | SAH | SAH
SAH4089 | Nurse Call Console | 177156 | West-Com Nurse Call Systems In | IPC-3 | NOVUS | 09/22/2003 | IU | Active | 1105-18300 | SAH-Urology 6SW | FIU | SAH | SAH
SAH4091 | Humidifier, Heated | 255300 | Fisher & Paykel Healthcare Inc | MR850JHU | MR850 | 08/14/2017 | IU | Active | 1105-35000 | SAH-Respiratory Care Services 2nd | 260591522 | SAH | SAH
SAH4092 | Portable Suction | 452041 | Ohio Medical Corp | 758000 | Care E Vac 3 | 03/03/2020 | IU | Active | 1105-34000 | SAH-Diagnostic Imaging | 260747895 | SAH | SAH
SAH4093 | Gel Warmer, Single Bottle | 101590 | Parker Laboratories Inc | THERMASONIC | Thermosonic | 03/19/2015 | 04 | Inventory | 1105-33900 | SAH-Ultrasound | N/A - FIU | SAH | SAH
SAH4094 | Warmer, Gel | 101590 | Parker Laboratories Inc | 8204 | 8204 | 01/08/2009 | 04 | Inventory | 1105-33900 | SAH-Ultrasound | 000 | SAH | SAH
SAH4095 | Warmer, Gel | 101590 | Parker Laboratories Inc | 8204 | 8204 | 01/08/2009 | 04 | Inventory | 1105-33900 | SAH-Ultrasound | 000 | SAH | SAH
SAH4096 | Nerve Block Stimulators | 106650 | Sun Med | 8-1053-60 | Sun Stim | 05/30/2017 | 04 | Inventory | 1105-20100 | SAH-Anesthesiology | 260581101 | SAH | SAH
SAH4097 | Warmer, Gel | 101590 | Parker Laboratories Inc | 8204 | 8204 | 11/17/2009 | 04 | Inventory | 1105-33510 | SAH-Mammography | 000 | SAH | SAH
SAH4098 | Ventilator, Bipap, CPAP | 454161 | Philips Respironics | BiPAP V30 | BiPAP V30 Auto | 02/25/2020 | IU | Active | 1105-35000 | SAH-Respiratory Care Services 2nd | 260719070-0-CAP | SAH | SAH
SAH4099 | Warmer, gel | 103416 | Cone Instruments Inc | GW108 | GW108 | 01/21/2016 | 04 | Inventory | 1105-33900 | SAH-Ultrasound | FIU | SAH | SAH
SAH4102 | Nebulizer controller | 453493 | Aerogen (Ireland) Ltd | Aeroneb Pro-X | Aeroneb Pro-X | 12/11/2017 | 04 | Inventory | 1105-35000 | SAH-Respiratory Care Services 2nd | 260608539 | SAH | SAH
SAH4104 | Electronic Thermometer | 101850 | Welch Allyn Inc A Subsidiary | 690 | Sure Temp Plus | 03/25/2013 | 04 | Inventory | 1105-23100 | SAH-Emergency Service | NA | SAH | SAH
SAH4106 | Transducer 13-6 MHz | 340440 | SonoSite div of FUJIFILM | P07691-80 | L25x | 03/09/2020 | 04 | Inventory | 1105-23100 | SAH-Emergency Service | 626003325-0-CAP | SAH | SAH
SAH4107 | Vital Signs Monitor | 101850 | Welch Allyn Inc A Subsidiary | VSM 6000 SERIES | VSM 6000 SERIES | 11/11/2014 | MI | Missing | 1105-12510 | SAH-Cardiac Medical I (3SW) | 611000640-0-CAP | SAH | SAH
SAH4108 | Semi Recumbent Cross Trainer | 321008 | NuStep Inc | T5 | T5 | 03/11/2020 | IU | Active | 1105-39600 | SAH-Cardiac Rehab | 626003337-0-CAP | SAH | SAH
SAH4111 | Large Volume Pump Module | 378348 | BD | 8100 | Alaris Pump | 05/31/2012 | IU | Active | 1105-85160 | SAH-Sterile Processing | 920000849-0-CIP | SAH | SAH
SAH4112 | Large Volume Pump Module | 378348 | BD | 8100 | Alaris Pump | 05/31/2012 | IU | Active | 1105-85160 | SAH-Sterile Processing | 920000849-0-CIP | SAH | SAH
SAH4113 | Large Volume Pump Module | 378348 | BD | 8100 | Alaris Pump | 05/31/2012 | IU | Active | 1105-85160 | SAH-Sterile Processing | 920000849-0-CIP | SAH | SAH
SAH4114 | Large Volume Pump Module | 378348 | BD | 8100 | Alaris Pump | 05/31/2012 | IU | Active | 1105-85160 | SAH-Sterile Processing | 920000849-0-CIP | SAH | SAH
SAH4115 | Vital Signs Monitor | 101850 | Welch Allyn Inc A Subsidiary | VSM 6000 SERIES | VSM 6000 SERIES | 03/04/2020 | IU | Active | 1105-23160 | SAH-Emergency Service Beh Hlth | 260746986 | SAH | SAH
SAH4117 | Large Volume Pump Module | 378348 | BD | 8100 | Alaris Pump | 05/31/2012 | IU | Active | 1105-85160 | SAH-Sterile Processing | 920000849-0-CIP | SAH | SAH
SAH4118 | Large Volume Pump Module | 378348 | BD | 8100 | Alaris Pump | 05/31/2012 | IU | Active | 1105-85160 | SAH-Sterile Processing | 920000849-0-CIP | SAH | SAH
SAH4125 | Temporal Infrared Thermometer | 107875 | Exergen Corp | TAT-5000 | TAT-5000 | 08/01/2018 | 04 | Inventory | 1105-21221 | SAH-Endoscopy (2SE) | 260647818 | SAH | SAH
SAH4126 | Oximeters- Pulse | 371567 | Masimo Corp | RAD-5V | RAD-5V | 10/21/2016 | IU | Active | 1105-23100 | SAH-Emergency Service | 260535626 | SAH | SAH
SAH4127 | Nerve Stimulators | 106650 | Sun Med | 8-1053-60 | Sun Stim | 04/27/2020 | 04 | Inventory | 1105-21100 | SAH-Surgery | 260756571 | SAH | SAH
SAH4128 | Central Station Computer | 440964 | GE Healthcare Technologies | MAI700 V2 | Carescape Central | 07/31/2018 | IU | Active | 1105-21300 | SAH-Ambulatory Care Unit | 411000312-0-CRE | SAH | SAH
SAH4131 | 4x 15A 15ft Cord HGPower Strip | 106890 | Tripp Lite | PS-415-HG-OEM | PS-415-HG-OEM | 05/25/2020 | IU | Active | 1105-21100 | SAH-Surgery | NON-CAPITAL | SAH | SAH
SAH4132 | Anesthesia Machine | 351254 | Datex-Ohmeda Inc Div GE Health | 1009-9050-000 | Avance CS2 | 11/01/2017 | LS | High Risk | 1105-20100 | SAH-Anesthesiology | 411000304 | SAH | SAH
SAH4133 | Anesthesia Machine | 351254 | Datex-Ohmeda Inc Div GE Health | 1009-9050-000 | Avance CS2 | 11/07/2017 | LS | High Risk | 1105-20100 | SAH-Anesthesiology | 41100304-0-CRE | SAH | SAH
SAH4134 | eICU Monitors | 556213 | TRU-Vu Monitors Inc | MM-19B-BL | MM-19B-BL | 12/01/2014 | 04 | Inventory | 1105-13100 | SAH-Intensive Care Unit | 426000338-0-CRE | SAH | SAH
SAH4135 | eICU A/V Server | 453551 | Philips Healthcare | MediaLink | Medialink-Philips-US | 12/01/2014 | 04 | Inventory | 1105-13100 | SAH-Intensive Care Unit | 426000338-0-CRE | SAH | SAH
SAH4136 | eICU A/V Server | 453551 | Philips Healthcare | MediaLink | Medialink-Philips-US | 12/01/2014 | 04 | Inventory | 1105-13100 | SAH-Intensive Care Unit | 426000338-0-CRE | SAH | SAH
SAH4137 | eICU Monitors | 556213 | TRU-Vu Monitors Inc | MM-19B-BL | MM-19B-BL | 12/01/2014 | 04 | Inventory | 1105-13100 | SAH-Intensive Care Unit | 426000338-0-CRE | SAH | SAH
SAH4139 | Large Volume Pump Module | 378348 | BD | 8100 | Alaris Pump | 05/31/2012 | IU | Active | 1105-85160 | SAH-Sterile Processing | 920000849-0-CIP | SAH | SAH
SAH4140 | Large Volume Pump Module | 378348 | BD | 8100 | Alaris Pump | 05/31/2012 | IU | Active | 1105-85160 | SAH-Sterile Processing | 920000849-0-CIP | SAH | SAH
SAH4141 | Large Volume Pump Module | 378348 | BD | 8100 | Alaris Pump | 05/31/2012 | IU | Active | 1105-85160 | SAH-Sterile Processing | 920000849-0-CIP | SAH | SAH
SAH4142 | Large Volume Pump Module | 378348 | BD | 8100 | Alaris Pump | 05/31/2012 | IU | Active | 1105-85160 | SAH-Sterile Processing | 920000849-0-CIP | SAH | SAH
SAH4143 | Large Volume Pump Module | 378348 | BD | 8100 | Alaris Pump | 05/31/2012 | IU | Active | 1105-85160 | SAH-Sterile Processing | 920000849-0-CIP | SAH | SAH
SAH4144 | Large Volume Pump Module | 378348 | BD | 8100 | Alaris Pump | 05/31/2012 | IU | Active | 1105-85160 | SAH-Sterile Processing | 920000849-0-CIP | SAH | SAH
SAH4148 | Large Volume Pump Module | 378348 | BD | 8100 | Alaris Pump | 05/31/2012 | IU | Active | 1105-85160 | SAH-Sterile Processing | 920000849-0-CIP | SAH | SAH
SAH4150 | Large Volume Pump Module | 378348 | BD | 8100 | Alaris Pump | 05/31/2012 | IU | Active | 1105-85160 | SAH-Sterile Processing | 920000849-0-CIP | SAH | SAH
SAH4151 | Large Volume Pump Module | 378348 | BD | 8100 | Alaris Pump | 05/31/2012 | IU | Active | 1105-85160 | SAH-Sterile Processing | 920000849-0-CIP | SAH | SAH
SAH4154 | Large Volume Pump Module | 378348 | BD | 8100 | Alaris Pump | 05/31/2012 | IU | Active | 1105-85160 | SAH-Sterile Processing | 920000849-0-CIP | SAH | SAH
SAH4155 | Large Volume Pump Module | 378348 | BD | 8100 | Alaris Pump | 05/31/2012 | IU | Active | 1105-85160 | SAH-Sterile Processing | 920000849-0-CIP | SAH | SAH
SAH4156 | Large Volume Pump Module | 378348 | BD | 8100 | Alaris Pump | 05/31/2012 | IU | Active | 1105-85160 | SAH-Sterile Processing | 920000849-0-CIP | SAH | SAH
SAH4160 | 4x 15A 15ft Cord HGPower Strip | 106890 | Tripp Lite | PS-415-HG-OEM | PS-415-HG-OEM | 05/25/2020 | IU | Active | 1105-21100 | SAH-Surgery | NON-CAPITAL | SAH | SAH
SAH4161 | Nerve Stimulators | 106650 | Sun Med | 8-1053-60 | Sun Stim | 04/27/2020 | 04 | Inventory | 1105-21100 | SAH-Surgery | 260756571 | SAH | SAH
SAH4162 | Nerve Stimulators | 106650 | Sun Med | 8-1053-60 | Sun Stim | 04/27/2020 | 04 | Inventory | 1105-21100 | SAH-Surgery | 260756571 | SAH | SAH
SAH4163 | Nerve Stimulators | 106650 | Sun Med | 8-1053-60 | Sun Stim | 04/27/2020 | 04 | Inventory | 1105-21100 | SAH-Surgery | 260756571 | SAH | SAH
SAH4164 | Nerve Stimulators | 106650 | Sun Med | 8-1053-60 | Sun Stim | 04/27/2020 | 04 | Inventory | 1105-21100 | SAH-Surgery | 260756571 | SAH | SAH
SAH4165 | Nerve Stimulators | 106650 | Sun Med | 8-1053-60 | Sun Stim | 04/27/2020 | 04 | Inventory | 1105-21100 | SAH-Surgery | 260756571 | SAH | SAH
SAH4166 | Nerve Stimulators | 106650 | Sun Med | 8-1053-60 | Sun Stim | 04/27/2020 | 04 | Inventory | 1105-21100 | SAH-Surgery | 260756571 | SAH | SAH
SAH4167 | Nerve Stimulators | 106650 | Sun Med | 8-1053-60 | Sun Stim | 04/27/2020 | 04 | Inventory | 1105-21100 | SAH-Surgery | 260756571 | SAH | SAH
SAH4168 | Nerve Stimulators | 106650 | Sun Med | 8-1053-60 | Sun Stim | 04/27/2020 | 04 | Inventory | 1105-21100 | SAH-Surgery | 260756571 | SAH | SAH
SAH4169 | Image Guidance System | 399052 | Medtronic Navigation Inc | S8 | StealthStation S8 | 06/01/2020 | IU | Active | 1105-21100 | SAH-Surgery | 626003412-0-CAP | SAH | SAH
SAH4172 | Vision System Cart | 377602 | Intuitive Surgical Inc | VS4000 | Da Vinci Xi | 04/28/2020 | LS | High Risk | 1105-21100 | SAH-Surgery | 626003422-0-CAP | SAH | SAH
SAH4173 | DaVinci Surgical Table | 441254 | TRUMPF Medical Systems Inc | TS7000dV | TruSystem 7000 U dV | 04/27/2020 | IU | Active | 1105-21100 | SAH-Surgery | 626003423-0-CAP | SAH | SAH
SAH4174 | Nerve Stimulators | 106650 | Sun Med | 8-1053-60 | Sun Stim | 04/27/2020 | 04 | Inventory | 1105-21100 | SAH-Surgery | 260756571 | SAH | SAH
SAH4175 | Nerve Stimulators | 106650 | Sun Med | 8-1053-60 | Sun Stim | 04/27/2020 | 04 | Inventory | 1105-21100 | SAH-Surgery | 260756571 | SAH | SAH
SAH4176 | Nerve Stimulators | 106650 | Sun Med | 8-1053-60 | Sun Stim | 04/27/2020 | 04 | Inventory | 1105-21100 | SAH-Surgery | 260756571 | SAH | SAH
SAH4177 | Feeding Pump | 452294 | Covidien (US) | 382400 | KANGAROO ePump | 03/08/2018 | IU | Active | 1105-85160 | SAH-Sterile Processing | 260618099 | SAH | SAH
SAH4179 | Telemetry Transmitter | 440964 | GE Healthcare Technologies | ApexPro CH | ApexPro CH | 03/12/2019 | 04 | Inventory | 1105-10600 | SAH-Monitor Techs CMU | 626002102 | SAH | SAH
SAH4180 | Vital Signs Monitor | 101850 | Welch Allyn Inc A Subsidiary | VSM 6000 SERIES | VSM 6000 SERIES | 02/15/2018 | IU | Active | 1105-23100 | SAH-Emergency Service | 626001181-0-CAP | SAH | SAH
SAH4181 | Temporal Infrared Thermometer | 107875 | Exergen Corp | TAT-5000 | TAT-5000 | 12/04/2019 | 04 | Inventory | 1105-21500 | SAH-PACU | 811026687-0-SVC | SAH | SAH
SAH4183 | Bladder Vol and Mass Ultrasnd | 451928 | Verathon Inc | Bladderscan Prime PL | Bladderscan Prime Pl | 04/21/2020 | IU | Active | 1105-12530 | SAH-Surgical Unit I AT4 | 626003443-0-CAP | SAH | SAH
SAH4184 | Bladder Vol and Mass Ultrasnd | 451928 | Verathon Inc | Bladderscan Prime PL | Bladderscan Prime Pl | 04/21/2020 | IU | Active | 1105-12510 | SAH-Cardiac Medical I (3SW) | 626003443-0-CAP | SAH | SAH
SAH4185 | Bladder Vol and Mass Ultrasnd | 451928 | Verathon Inc | Bladderscan Prime PL | Bladderscan Prime Pl | 04/21/2020 | IU | Active | 1105-12159 | SAH-Flex | 626003443-0-CAP | SAH | SAH
SAH4186 | Nerve Block Stimulators | 105216 | Neuro Technology Inc | MICROSTIM | MicroStim Plus | 08/03/2011 | 04 | Inventory | 1105-13102 | SAH-Intensive Care Unit II 3NW | 000 | SAH | SAH
SAH4187 | Hemodialysis Unit | 312187 | Fresenius Medical Care North A | 2008 T | 2008 T | 04/21/2020 | IU | Active | 1105-32100 | SAH-Hemodialysis | 411000352-0-CRE | SAH | SAH
SAH4188 | Hemodialysis Unit | 312187 | Fresenius Medical Care North A | 2008 T | 2008 T | 04/21/2020 | IU | Active | 1105-32100 | SAH-Hemodialysis | 411000352-0-CRE | SAH | SAH
SAH4189 | Hemodialysis Unit | 312187 | Fresenius Medical Care North A | 2008 T | 2008 T | 04/21/2020 | IU | Active | 1105-32100 | SAH-Hemodialysis | 411000352-0-CRE | SAH | SAH
SAH4190 | Hemodialysis Unit | 312187 | Fresenius Medical Care North A | 2008 T | 2008 T | 04/21/2020 | IU | Active | 1105-32100 | SAH-Hemodialysis | 411000352-0-CRE | SAH | SAH
SAH4191 | Hemodialysis Unit | 312187 | Fresenius Medical Care North A | 2008 T | 2008 T | 04/21/2020 | IU | Active | 1105-32100 | SAH-Hemodialysis | 411000352-0-CRE | SAH | SAH
SAH4192 | Hemodialysis Unit | 312187 | Fresenius Medical Care North A | 2008 T | 2008 T | 04/21/2020 | IU | Active | 1105-32100 | SAH-Hemodialysis | 411000352-0-CRE | SAH | SAH
SAH4193 | Hemodialysis Unit | 312187 | Fresenius Medical Care North A | 2008 T | 2008 T | 04/21/2020 | IU | Active | 1105-32100 | SAH-Hemodialysis | 411000352-0-CRE | SAH | SAH
SAH4194 | Hemodialysis Unit | 312187 | Fresenius Medical Care North A | 2008 T | 2008 T | 04/21/2020 | IU | Active | 1105-32100 | SAH-Hemodialysis | 411000352-0-CRE | SAH | SAH
SAH4195 | Hemodialysis Unit | 312187 | Fresenius Medical Care North A | 2008 T | 2008 T | 04/21/2020 | IU | Active | 1105-32100 | SAH-Hemodialysis | 411000352-0-CRE | SAH | SAH
SAH4197 | EKG Mulitchannel Interp | 440964 | GE Healthcare Technologies | MAC 2000 | MAC 2000 | 04/21/2020 | IU | Active | 1105-89230 | SAH-Mission Effectiveness | 260754437 | SAH | SAH
SAH4200 | 4x 15A 15ft Cord HGPower Strip | 106890 | Tripp Lite | PS-415-HG-OEM | PS-415-HG-OEM | 05/25/2020 | MI | Missing | 1105-21100 | SAH-Surgery | NON-CAPITAL | SAH | SAH
SAH4201 | Hemodynamic Fluid Monitor | 454355 | Cheetah Medical | Starling SV | Starling SV | 04/11/2016 | 04 | Inventory | 1105-13100 | SAH-Intensive Care Unit | 611000784-0-CAP | SAH | SAH
SAH4203 | 4x 15A 15ft Cord HGPower Strip | 106890 | Tripp Lite | PS-415-HG-OEM | PS-415-HG-OEM | 05/25/2020 | IU | Active | 1105-21100 | SAH-Surgery | NON-CAPITAL | SAH | SAH
SAH4206 | 4x 15A 15ft Cord HGPower Strip | 106890 | Tripp Lite | PS-415-HG-OEM | PS-415-HG-OEM | 05/25/2020 | IU | Active | 1105-21100 | SAH-Surgery | NON-CAPITAL | SAH | SAH
SAH4207 | 4x 15A 15ft Cord HGPower Strip | 106890 | Tripp Lite | PS-415-HG-OEM | PS-415-HG-OEM | 05/25/2020 | MI | Missing | 1105-21100 | SAH-Surgery | NON-CAPITAL | SAH | SAH
SAH4208 | LCD HD Video Monitor | 276750 | Olympus America Inc | OEV-262H | OEV-262H | 05/01/2020 | IU | Active | 1105-21100 | SAH-Surgery | 626003430-0-CAP | SAH | SAH
SAH4209 | LCD HD Video Monitor | 276750 | Olympus America Inc | OEV-262H | OEV-262H | 05/01/2020 | IU | Active | 1105-21100 | SAH-Surgery | 626003430-0-CAP | SAH | SAH
SAH4210 | Video Processor | 276750 | Olympus America Inc | OTV-S190 | VISERA ELITE | 05/01/2020 | IU | Active | 1105-21100 | SAH-Surgery | 626003430-0-CAP | SAH | SAH
SAH4211 | Video Processor | 276750 | Olympus America Inc | OTV-S190 | VISERA ELITE | 05/01/2020 | IU | Active | 1105-21100 | SAH-Surgery | 626003430-0-CAP | SAH | SAH
SAH4212 | Xenon Light Source, 300W | 276750 | Olympus America Inc | CLV-S190 | VISERA ELITE | 05/01/2020 | IU | Active | 1105-21100 | SAH-Surgery | 626003430-0-CAP | SAH | SAH
SAH4213 | Xenon Light Source, 300W | 276750 | Olympus America Inc | CLV-S190 | VISERA ELITE | 05/01/2020 | IU | Active | 1105-21100 | SAH-Surgery | 626003430-0-CAP | SAH | SAH
SAH4214 | Printers, Video, Color | 276750 | Olympus America Inc | OEP-5 | OEP-5 | 05/07/2020 | IU | Active | 1105-21100 | SAH-Surgery | 626003430-0-CAP | SAH | SAH
SAH4215 | Printers, Video, Color | 276750 | Olympus America Inc | OEP-5 | OEP-5 | 05/07/2020 | IU | Active | 1105-21100 | SAH-Surgery | 626003430-0-CAP | SAH | SAH
SAH4216 | Endo Video Cart | 276750 | Olympus America Inc | WM-NP2 | WM-NP2 | 05/01/2020 | IU | Active | 1105-21100 | SAH-Surgery | 626003430-0-CAP | SAH | SAH
SAH4217 | Endo Video Cart | 276750 | Olympus America Inc | WM-NP2 | WM-NP2 | 05/01/2020 | IU | Active | 1105-21100 | SAH-Surgery | 626003430-0-CAP | SAH | SAH
SAH4218 | Ultrasonic Aspirator Console | 107536 | Stryker Endoscopy | 5500-050-000 | Sonopet iQ | 05/15/2020 | IU | Active | 1105-21100 | SAH-Surgery | 626003551-0-CAP | SAH | SAH
SAH4219 | Hand Dynamometer | 428598 | Sammons Preston USA A Patterso | 563213 | Jamar Plus+ | 05/13/2020 | IU | Active | 1105-39400 | SAH-Physical Therapy | 260758582 | SAH | SAH
SAH4224 | Rover Waste Management | 101991 | Stryker Instruments | 0703-001-000 | Neptune 3 Rover | 05/15/2020 | IU | Active | 1105-21100 | SAH-Surgery | 626003329-0-CAP | SAH | SAH
SAH4225 | Rover Waste Management | 101991 | Stryker Instruments | 0703-001-000 | Neptune 3 Rover | 05/15/2020 | IU | Active | 1105-21100 | SAH-Surgery | 626003329-0-CAP | SAH | SAH
SAH4226 | Rover Waste Management | 101991 | Stryker Instruments | 0703-001-000 | Neptune 3 Rover | 05/15/2020 | IU | Active | 1105-21100 | SAH-Surgery | 626003329-0-CAP | SAH | SAH
SAH4227 | Rover Waste Management | 101991 | Stryker Instruments | 0703-001-000 | Neptune 3 Rover | 05/15/2020 | IU | Active | 1105-21100 | SAH-Surgery | 626003329-0-CAP | SAH | SAH
SAH4228 | Video Digital Capture ENDO | 107536 | Stryker Endoscopy | 0240-200-100 | Connected OR HUB | 05/01/2020 | IU | Active | 1105-21100 | SAH-Surgery | 626003539 | SAH | SAH
SAH4229 | Temporal Infrared Thermometer | 107875 | Exergen Corp | TAT-5000 | TAT-5000 | 05/21/2020 | 04 | Inventory | 1105-13102 | SAH-Intensive Care Unit II 3NW | NON-CAPITAL | SAH | SAH
SAH4232 | Electronic Thermometer | 101850 | Welch Allyn Inc A Subsidiary | 679 | SURE TEMP | 04/01/2012 | 04 | Inventory | 1105-23100 | SAH-Emergency Service | NA | SAH | SAH
SAH4234 | Warmer, Gel | 101590 | Parker Laboratories Inc | 8204 | 8204 | 01/08/2009 | 04 | Inventory | 1105-33900 | SAH-Ultrasound | 000 | SAH | SAH
SAH4237 | Blanket Warmer | 102186 | Skytron Div The KMW Group | W1-362427 | W1-362427 | 02/22/2021 | MI | Missing | 1105-21100 | SAH-Surgery | 826232640-0-SVC | SAH | SAH
SAH4246 | 4x 15A 15ft Cord HGPower Strip | 106890 | Tripp Lite | PS-415-HG-OEM | PS-415-HG-OEM | 05/25/2020 | IU | Active | 1105-21100 | SAH-Surgery | NON-CAPITAL | SAH | SAH
SAH4247 | Blood Flow Detector | 102998 | Parks Medical Electronics Inc | 811BL |  | 07/24/2020 | 04 | Inventory | 1105-21100 | SAH-Surgery | 260766185-0-SVC | SAH | SAH
SAH4248 | US Doppler Flow Detector | 102998 | Parks Medical Electronics Inc | 811BL |  | 07/24/2020 | 04 | Inventory | 1105-21100 | SAH-Surgery | 260766185-0-SVC | SAH | SAH
SAH4249 | US Doppler Flow Detector | 102998 | Parks Medical Electronics Inc | 811BL |  | 07/24/2020 | 04 | Inventory | 1105-21100 | SAH-Surgery | 260766185-0-SVC | SAH | SAH
SAH4251 | US Doppler Flow Detector | 102998 | Parks Medical Electronics Inc | 811B | Doopler Flow Detecto | 03/03/2010 | 04 | Inventory | 1105-13102 | SAH-Intensive Care Unit II 3NW | 260124288 | SAH | SAH
SAH4252 | Digital Color Printer | 182624 | Sony Electronics Inc Medical S | DR80MD | UP-DR80MD | 01/01/2015 | IU | Active | 1105-21100 | SAH-Surgery | 611000636-0-CAP | SAH | SAH
SAH4253 | Electromyograph computer | 103629 | Cadwell Laboratories Inc | SIERRA | SIERRA | 06/01/2020 | OS | In - Active | 1105-39500 | SAH-Neurodiagnostics | IS CATALOG | SAH | SAH
SAH4254 | Multi-Parameter Patient Simula | 451211 | Pronk Technologies Inc | SL-8 SimSlim | SL-8 SimSlim | 06/01/2020 | IU | Active | 1105-88570 | SAH-Clinical Engineering | 711009710-0-CES | SAH | SAH
SAH4256 | Intergration System | 107114 | STERIS Corp | IQ2800 | Intergration System | 06/01/2017 | IU | Active | 1105-21100 | SAH-Surgery | 411000302-0-CRE | SAH | SAH
SAH4259 | Electrosurgical Unit | 101345 | CONMED Corp | 60-8005-001 | SYSTEM 5000 | 10/30/2007 | IU | Active | 1105-21100 | SAH-Surgery | 000 | SAH | SAH
SAH4260 | 4x 15A 15ft Cord HGPower Strip | 106890 | Tripp Lite | PS-415-HG-OEM | PS-415-HG-OEM | 05/25/2020 | IU | Active | 1105-21100 | SAH-Surgery | NON-CAPITAL | SAH | SAH
SAH4261 | Electrosurgical Unit | 101345 | CONMED Corp | 60-8005-001 | SYSTEM 5000 | 02/19/2018 | IU | Active | 1105-21100 | SAH-Surgery | 411000385-0-CRE | SAH | SAH
SAH4263 | Vital Signs Monitor | 101850 | Welch Allyn Inc A Subsidiary | VSM 6000 SERIES | VSM 6000 SERIES | 09/28/2020 | IU | Active | 1105-15000 | SAH-Psychiatric Acute | 260771071 | SAH | SAH
SAH4264 | Feeding Pump | 452294 | Covidien (US) | 382400 | KANGAROO ePump | 08/08/2012 | IU | Active | 1105-85160 | SAH-Sterile Processing | 611000509 | SAH | SAH
SAH4266 | Washer/Decontamination System | 107114 | STERIS Corp | 7052HP | 7052HP | 06/17/2020 | IU | Active | 1105-85160 | SAH-Sterile Processing | 411000534 | SAH | SAH
SAH4267 | Washer/Decontamination System | 107114 | STERIS Corp | 7052HP | 7052HP | 06/17/2020 | IU | Active | 1105-21100 | SAH-Surgery | 411000534 | SAH | SAH
SAH4268 | Gas Plasma Sterilizer | 186653 | Advanced Sterilization Product | 10104 | STERRAD 100NX | 06/17/2020 | IU | Active | 1105-21100 | SAH-Surgery | 411000533 | SAH | SAH
SAH4269 | Bedside Physiologic Monitor | 440964 | GE Healthcare Technologies | B450 | Carescape B450 | 07/07/2020 | IU | Active | 1105-30620 | SAH-Non Invasive Cardiology | 260765965 | SAH | SAH
SAH4270 | Ultrasound Transducer Leakage | 332256 | Sonora Medical Systems Inc | iTest Pro | iTest Pro | 07/06/2011 | IU | Active | 1105-88570 | SAH-Clinical Engineering | 727001025-0-CES | SAH | SAH
SAH4272 | Lab Test Tube Shaker, 15 Tubes | 399032 | UNICO United Products and Inst | L-TTR200 | Rock-IT | 07/16/2020 | 04 | Inventory | 1105-31000 | SAH-Laboratory Services | 260766726 | SAH | SAH
SAH4273 | Patient Data Module | 440964 | GE Healthcare Technologies | 2016793-003 | PDM | 07/20/2020 | IU | Active | 1105-30620 | SAH-Non Invasive Cardiology | 411000535-0-CRE | SAH | SAH
SAH4274 | Pump Control Unit | 378348 | BD | 8015 BD | Alaris PC 8015 BD | 11/12/2019 | IU | Active | 1105-85160 | SAH-Sterile Processing | 626002977-CAP | SAH | SAH
SAH4275 | Temporal Infrared Thermometer | 107875 | Exergen Corp | TAT-5000 | TAT-5000 | 08/05/2016 | 04 | Inventory | 1105-21500 | SAH-PACU | RMA#230132 | SAH | SAH
SAH4279 | Handheld Video Laryngoscope | 451928 | Verathon Inc | 0570-0376 | GlideScope Core | 08/07/2020 | IU | Active | 1105-23100 | SAH-Emergency Service | 626003698-0-CAP | SAH | SAH
SAH4280 | Nurse Call Console | 177156 | West-Com Nurse Call Systems In | IPC-3 | NOVUS | 09/14/2003 | IU | Active | NURS-1105-88570 | SAH-Nurse Call | FIU | SAH | SAH
SAH4281 | Nurse Call Console | 177156 | West-Com Nurse Call Systems In | IPC-3 | NOVUS | 07/20/2003 | IU | Active | 1105-12154 | SAH-Cardiovascular Tele PT3 | FIU | SAH | SAH
SAH4282 | Nurse Call Console | 177156 | West-Com Nurse Call Systems In | IPC-3 | NOVUS | 09/14/2011 | IU | Active | NURS-1105-88570 | SAH-Nurse Call | FIU | SAH | SAH
SAH4283 | Nurse Call Console | 177156 | West-Com Nurse Call Systems In | IPC-3 | NOVUS | 09/14/2011 | IU | Active | 1105-18100 | SAH-Orthopedics Unit | FIU | SAH | SAH
SAH4284 | Nurse Call Console | 177156 | West-Com Nurse Call Systems In | IPC-3 | NOVUS | 09/14/2011 | IU | Active | 1105-12530 | SAH-Surgical Unit I AT4 | FIU | SAH | SAH
SAH4285 | Nurse Call Console | 103070 | Rauland-Borg Corp | 351200 | Responder 5 | 11/28/2017 | IU | Active | 1105-21221 | SAH-Endoscopy (2SE) | constructionAPG | SAH | SAH
SAH4286 | Nurse Call Console | 103070 | Rauland-Borg Corp | 351205 | Responder 5 | 08/13/2018 | IU | Active | 1105-21500 | SAH-PACU | construction | SAH | SAH
SAH4287 | Nurse Call Console | 103070 | Rauland-Borg Corp | 351205 | Responder 5 | 09/28/2018 | IU | Active | 1105-21500 | SAH-PACU | Pending NEP | SAH | SAH
SAH4289 | Nurse Call Console | 103070 | Rauland-Borg Corp | 352500 | Responder 5 | 04/16/2018 | IU | Active | 1105-36000 | SAH-Nuclear Medicine | APG construc | SAH | SAH
SAH4291 | Nurse Call Console | 103070 | Rauland-Borg Corp | 351205 | Responder 5 | 05/19/2020 | IU | Active | 1105-33100 | SAH-CT Scan | 911001468 | SAH | SAH
SAH4295 | Nurse Call Console | 177156 | West-Com Nurse Call Systems In | EV-AV PHONE | EV-AV PHONE | 04/04/2003 | IU | Active | 1105-10000 | SAH-Nursing Administration | FIU | SAH | SAH
SAH4296 | Nurse Call Console | 173439 | Dukane | NMM | NMM | 01/17/1985 | IU | Active | 1105-34620 | SAH-Radiation Therapy | FIU | SAH | SAH
SAH4297 | Nurse Call Console | 177156 | West-Com Nurse Call Systems In | IPC-3 | NOVUS | 08/08/2016 | IU | Active | 1105-12245 | SAH-Oncology Unit AT6 | FIU | SAH | SAH
SAH4298 | Nurse Call Console | 177156 | West-Com Nurse Call Systems In | IPC-3 | NOVUS | 08/08/2003 | IU | Active | 1105-12512 | SAH-Cardiac Medical II 3E | FIU | SAH | SAH
SAH4299 | Nurse Call Console | 177156 | West-Com Nurse Call Systems In | IPC-3 | NOVUS | 09/14/2003 | IU | Active | 1105-13102 | SAH-Intensive Care Unit II 3NW | FIU | SAH | SAH
SAH4300 | Nurse Call Console | 177156 | West-Com Nurse Call Systems In | NC-2 | NC-2 | 10/05/2003 | IU | Active | 1105-12510 | SAH-Cardiac Medical I (3SW) | FIU | SAH | SAH
SAH4301 | Power Supply w/Battery Backup | 103070 | Rauland-Borg Corp | 351003 | Responder 5 | 07/21/2022 | IU | Active | 1105-12225 | SAH-Med/Surg Unit I 4SE | NON-CAPITAL | SAH | SAH
SAH4302 | Nurse Call Console | 103070 | Rauland-Borg Corp | 351200 | Responder 5 | 09/14/2016 | IU | Active | 1105-12225 | SAH-Med/Surg Unit I 4SE | FIU | SAH | SAH
SAH4303 | Nurse Call Console | 103070 | Rauland-Borg Corp | 351200 | Responder 5 | 09/14/2016 | IU | Active | 1105-12156 | SAH-Observation Close 4Flex | FIU | SAH | SAH
SAH4304 | Nurse Call Console | 177156 | West-Com Nurse Call Systems In | IPC-3B | NOVUS | 09/06/2008 | IU | Active | 1105-12295 | SAH-Med/Surg Overflow 5E | FIU | SAH | SAH
SAH4305 | Nurse Call Console | 177156 | West-Com Nurse Call Systems In | IPC-3B | NOVUS | 07/18/2013 | IU | Active | 1105-12295 | SAH-Med/Surg Overflow 5E | FIU | SAH | SAH
SAH4307 | Nurse Call Console | 177156 | West-Com Nurse Call Systems In | NC-2 | NC-2 | 09/06/2008 | IU | Active | 1105-12210 | SAH-Med Surg Unit II 5NW | FIU | SAH | SAH
SAH4308 | Nurse Call Console | 177156 | West-Com Nurse Call Systems In | IPC-3 | NOVUS | 09/14/2008 | IU | Active | NURS-1105-88570 | SAH-Nurse Call | FIU | SAH | SAH
SAH4309 | Nurse Call Console | 177156 | West-Com Nurse Call Systems In | IPC-3 | NOVUS | 09/22/2003 | IU | Active | 1105-18300 | SAH-Urology 6SW | FIU | SAH | SAH
SAH4312 | Feeding Pump | 452294 | Covidien (US) | 382400 | KANGAROO ePump | 08/07/2020 | IU | Active | 1105-85160 | SAH-Sterile Processing | 260754921 | SAH | SAH
SAH4313 | Feeding Pump | 452294 | Covidien (US) | 382400 | KANGAROO ePump | 08/07/2020 | IU | Active | 1105-85160 | SAH-Sterile Processing | 260754921 | SAH | SAH
SAH4314 | Feeding Pump | 452294 | Covidien (US) | 382400 | KANGAROO ePump | 08/07/2020 | IU | Active | 1105-85160 | SAH-Sterile Processing | 260754921 | SAH | SAH
SAH4315 | Feeding Pump | 452294 | Covidien (US) | 382400 | KANGAROO ePump | 08/07/2020 | IU | Active | 1105-85160 | SAH-Sterile Processing | 260754921 | SAH | SAH
SAH4316 | Feeding Pump | 452294 | Covidien (US) | 382400 | KANGAROO ePump | 08/07/2020 | IU | Active | 1105-85160 | SAH-Sterile Processing | 260754921 | SAH | SAH
SAH4317 | Feeding Pump | 452294 | Covidien (US) | 382400 | KANGAROO ePump | 08/07/2020 | IU | Active | 1105-85160 | SAH-Sterile Processing | 260754921 | SAH | SAH
SAH4318 | Feeding Pump | 452294 | Covidien (US) | 382400 | KANGAROO ePump | 08/07/2020 | IU | Active | 1105-85160 | SAH-Sterile Processing | 260754921 | SAH | SAH
SAH4319 | Feeding Pump | 452294 | Covidien (US) | 382400 | KANGAROO ePump | 08/07/2020 | IU | Active | 1105-85160 | SAH-Sterile Processing | 260754921 | SAH | SAH
SAH4320 | Feeding Pump | 452294 | Covidien (US) | 382400 | KANGAROO ePump | 08/14/2020 | IU | Active | 1105-85160 | SAH-Sterile Processing | 611000509 | SAH | SAH
SAH4321 | Feeding Pump | 452294 | Covidien (US) | 382400 | KANGAROO ePump | 08/14/2020 | IU | Active | 1105-85160 | SAH-Sterile Processing | 611000509 | SAH | SAH
SAH4323 | Syringe Pump | 455334 | Smiths Medical ASD Inc | 3500 | Medfusion 3500 | 01/21/2005 | IU | Active | 1105-35000 | SAH-Respiratory Care Services 2nd | 000 | SAH | SAH
SAH4325 | Syringe Pump | 455334 | Smiths Medical ASD Inc | 3500 | Medfusion 3500 | 01/21/2005 | IU | Active | 1105-35000 | SAH-Respiratory Care Services 2nd | 000 | SAH | SAH
SAH4326 | Nurse Call Console | 103270 | Executone Systems | 36760-1 | Carecom 2 | 09/06/1997 | IU | Active | 1105-12159 | SAH-Flex | FIU | SAH | SAH
SAH4331 | Nurse Call Console | 103070 | Rauland-Borg Corp | 351205 | Responder 5 | 10/16/2020 | IU | Active | 1105-21500 | SAH-PACU | 920002175-0-CIP | SAH | SAH
SAH4333 | Nurse Call Console | 177156 | West-Com Nurse Call Systems In | IPC-3 | NOVUS | 09/14/2010 | IU | Active | 1105-23100 | SAH-Emergency Service | FIU | SAH | SAH
SAH4334 | Nurse Call Console | 177156 | West-Com Nurse Call Systems In | IPC-3 | NOVUS | 09/06/2010 | IU | Active | 1105-23100 | SAH-Emergency Service | FIU | SAH | SAH
SAH4336 | Temporal Infrared Thermometer | 107875 | Exergen Corp | TAT-5000 | TAT-5000 | 10/25/2016 | 04 | Inventory | 1105-21300 | SAH-Ambulatory Care Unit | 711006148-0-CES | SAH | SAH
SAH4337 | Airway Gas Module w/Agent Id | 440964 | GE Healthcare Technologies | E-sCAiO-00 | E-sCAiO | 08/25/2020 | IU | Active | 1105-20100 | SAH-Anesthesiology | 626003509-0-CAP | SAH | SAH
SAH4338 | Airway Gas Module w/Agent Id | 440964 | GE Healthcare Technologies | E-sCAiO-00 | E-sCAiO | 08/25/2020 | IU | Active | 1105-20100 | SAH-Anesthesiology | 626003509-0-CAP | SAH | SAH
SAH4339 | Anesthesia Machine | 351254 | Datex-Ohmeda Inc Div GE Health | 1009-9050-000 | Avance CS2 | 08/28/2020 | LS | High Risk | 1105-20100 | SAH-Anesthesiology | 626003509-0-CAP | SAH | SAH
SAH4340 | Anesthesia Machine | 351254 | Datex-Ohmeda Inc Div GE Health | 1009-9050-000 | Avance CS2 | 08/28/2020 | LS | High Risk | 1105-20100 | SAH-Anesthesiology | 626003509-0-CAP | SAH | SAH
SAH4341 | Bedside Physiologic Monitor | 440964 | GE Healthcare Technologies | B650 | Carescape B650 | 08/25/2020 | IU | Active | 1105-20100 | SAH-Anesthesiology | 626003509-0-CAP | SAH | SAH
SAH4342 | Bedside Physiologic Monitor | 440964 | GE Healthcare Technologies | B650 | Carescape B650 | 08/25/2020 | IU | Active | 1105-20100 | SAH-Anesthesiology | 626003509-0-CAP | SAH | SAH
SAH4343 | Patient Data Module | 440964 | GE Healthcare Technologies | 2016793-003 | PDM | 08/25/2020 | IU | Active | 1105-21100 | SAH-Surgery | 626003509-0-CAP | SAH | SAH
SAH4344 | Patient Data Module | 440964 | GE Healthcare Technologies | 2016793-003 | PDM | 08/25/2020 | IU | Active | 1105-21100 | SAH-Surgery | 626003509-0-CAP | SAH | SAH
SAH4345 | Centrifuge,Tabletop, Microsamp | 340083 | Beckman Coulter Inc | M502-22 | Statspin Express 3 | 01/03/2017 | IU | Active | 1105-31000 | SAH-Laboratory Services | 620002988-0-CAP | SAH | SAH
SAH4346 | BayCare CES Laptop | 101883 | Hewlett-Packard | ELITEBOOK 745 G5 | ELITEBOOK 745 G5 | 09/08/2020 | 04 | Inventory | 1105-88570 | SAH-Clinical Engineering | IT refresh | SAH | SAH
SAH4350 | Vital Signs Monitor | 101850 | Welch Allyn Inc A Subsidiary | VSM 6000 SERIES | VSM 6000 SERIES | 09/28/2020 | IU | Active | 1105-15000 | SAH-Psychiatric Acute | 260771071 | SAH | SAH
SAH4351 | Large Volume Pump Module | 378348 | BD | 8100 | Alaris Pump | 05/31/2012 | IU | Active | 1105-85160 | SAH-Sterile Processing | 920000849-0-CIP | SAH | SAH
SAH4352 | Large Volume Pump Module | 378348 | BD | 8100 | Alaris Pump | 05/31/2012 | IU | Active | 1105-85160 | SAH-Sterile Processing | 920000849-0-CIP | SAH | SAH
SAH4353 | Large Volume Pump Module | 378348 | BD | 8100 | Alaris Pump | 05/31/2012 | IU | Active | 1105-85160 | SAH-Sterile Processing | 920000849-0-CIP | SAH | SAH
SAH4354 | Large Volume Pump Module | 378348 | BD | 8100 | Alaris Pump | 05/31/2012 | IU | Active | 1105-85160 | SAH-Sterile Processing | 920000849-0-CIP | SAH | SAH
SAH4355 | BayCare CES Laptop | 101883 | Hewlett-Packard | ELITEBOOK 745 G5 | ELITEBOOK 745 G5 | 09/17/2020 | 04 | Inventory | 1105-88570 | SAH-Clinical Engineering | REPLACED | SAH | SAH
SAH4357 | Vital Signs Monitor | 101850 | Welch Allyn Inc A Subsidiary | VSM 6000 SERIES | VSM 6000 SERIES | 08/17/2020 | IU | Active | 1105-40110 | SAH-Outpatient Testing | 411000546-0-CRE | SAH | SAH
SAH4358 | Vital Signs Monitor | 101850 | Welch Allyn Inc A Subsidiary | VSM 6000 SERIES | VSM 6000 SERIES | 08/17/2020 | IU | Active | 1105-40110 | SAH-Outpatient Testing | 411000546-0-CRE | SAH | SAH
SAH4359 | Vital Signs Monitor | 101850 | Welch Allyn Inc A Subsidiary | VSM 6000 SERIES | VSM 6000 SERIES | 08/17/2020 | IU | Active | 1105-40110 | SAH-Outpatient Testing | 411000546-0-CRE | SAH | SAH
SAH4360 | Vital Signs Monitor | 101850 | Welch Allyn Inc A Subsidiary | VSM 6000 SERIES | VSM 6000 SERIES | 08/17/2020 | IU | Active | 1105-40110 | SAH-Outpatient Testing | 411000546-0-CRE | SAH | SAH
SAH4361 | Vital Signs Monitor | 101850 | Welch Allyn Inc A Subsidiary | VSM 6000 SERIES | VSM 6000 SERIES | 08/17/2020 | IU | Active | 1105-40110 | SAH-Outpatient Testing | 411000546-0-CRE | SAH | SAH
SAH4362 | Telemetry Transmitter | 440964 | GE Healthcare Technologies | ApexPro CH | ApexPro CH | 10/14/2020 | 04 | Inventory | 1105-10600 | SAH-Monitor Techs CMU | 626002102 | SAH | SAH
SAH4363 | Telemetry Transmitter | 440964 | GE Healthcare Technologies | ApexPro CH | ApexPro CH | 10/14/2020 | 04 | Inventory | 1105-10600 | SAH-Monitor Techs CMU | 626002102 | SAH | SAH
SAH4364 | Telemetry Transmitter | 440964 | GE Healthcare Technologies | ApexPro CH | ApexPro CH | 10/14/2020 | 04 | Inventory | 1105-10600 | SAH-Monitor Techs CMU | 626002102 | SAH | SAH
SAH4365 | Telemetry Transmitter | 440964 | GE Healthcare Technologies | ApexPro CH | ApexPro CH | 10/14/2020 | 04 | Inventory | 1105-10600 | SAH-Monitor Techs CMU | 626002102 | SAH | SAH
SAH4366 | Telemetry Transmitter | 440964 | GE Healthcare Technologies | ApexPro CH | ApexPro CH | 10/14/2020 | 04 | Inventory | 1105-10600 | SAH-Monitor Techs CMU | 626002102 | SAH | SAH
SAH4369 | Telemetry Transmitter | 440964 | GE Healthcare Technologies | ApexPro CH | ApexPro CH | 10/08/2020 | 04 | Inventory | 1105-10600 | SAH-Monitor Techs CMU | 626002102 | SAH | SAH
SAH4370 | Telemetry Transmitter | 440964 | GE Healthcare Technologies | ApexPro CH | ApexPro CH | 10/08/2020 | 04 | Inventory | 1105-10600 | SAH-Monitor Techs CMU | 626002102 | SAH | SAH
SAH4371 | Telemetry Transmitter | 440964 | GE Healthcare Technologies | ApexPro CH | ApexPro CH | 10/08/2020 | 04 | Inventory | 1105-10600 | SAH-Monitor Techs CMU | 626002102 | SAH | SAH
SAH4372 | Telemetry Transmitter | 440964 | GE Healthcare Technologies | ApexPro CH | ApexPro CH | 10/08/2020 | 04 | Inventory | 1105-10600 | SAH-Monitor Techs CMU | 626002102 | SAH | SAH
SAH4374 | Telemetry Transmitter | 440964 | GE Healthcare Technologies | ApexPro CH | ApexPro CH | 10/08/2020 | 04 | Inventory | 1105-10600 | SAH-Monitor Techs CMU | 626002102 | SAH | SAH
SAH4375 | Telemetry Transmitter | 440964 | GE Healthcare Technologies | ApexPro CH | ApexPro CH | 10/08/2020 | 04 | Inventory | 1105-10600 | SAH-Monitor Techs CMU | 626002102 | SAH | SAH
SAH4376 | Telemetry Transmitter | 440964 | GE Healthcare Technologies | ApexPro CH | ApexPro CH | 10/08/2020 | 04 | Inventory | 1105-10600 | SAH-Monitor Techs CMU | 626002102 | SAH | SAH
SAH4377 | Telemetry Transmitter | 440964 | GE Healthcare Technologies | ApexPro CH | ApexPro CH | 10/14/2020 | 04 | Inventory | 1105-10600 | SAH-Monitor Techs CMU | 626002102 | SAH | SAH
SAH4379 | Telemetry Transmitter | 440964 | GE Healthcare Technologies | ApexPro CH | ApexPro CH | 10/08/2020 | 04 | Inventory | 1105-10600 | SAH-Monitor Techs CMU | 626002102 | SAH | SAH
SAH4380 | H Bariatric Digital FLR Scale | 101735 | SR Instruments Inc | SR585i-H | SR585i-H | 08/17/2020 | IU | Active | 1105-40110 | SAH-Outpatient Testing | 411000547-0-CRE | SAH | SAH
SAH4382 | US Doppler Flow Detector | 102998 | Parks Medical Electronics Inc | 811B | Doopler Flow Detecto | 01/15/2018 | 04 | Inventory | 1105-12210 | SAH-Med Surg Unit II 5NW | 260611996 | SAH | SAH
SAH4385 | Stretcher with Scale | 271227 | Stryker Medical | 1115E | Prime Big Wheel E | 04/01/2017 | IU | Active | BEDS-1105-88570 | SAH-Beds | 626000867-0-CAP | SAH | SAH
SAH4386 | Stretcher | 271227 | Stryker Medical | 1115 | Big Wheel | 05/01/2012 | IU | Active | BEDS-1105-88570 | SAH-Beds | FIU | SAH | SAH
SAH4387 | Stretcher | 271227 | Stryker Medical | 1115 | Big Wheel | 07/06/2012 | IU | Active | BEDS-1105-88570 | SAH-Beds | FIU | SAH | SAH
SAH4388 | Stretcher with Scale | 271227 | Stryker Medical | 1115E | Prime Big Wheel E | 01/01/2017 | IU | Active | BEDS-1105-88570 | SAH-Beds | 626000867-0-CAP | SAH | SAH
SAH4389 | Stretcher | 271227 | Stryker Medical | 1115 | Big Wheel | 05/04/2012 | IU | Active | BEDS-1105-88570 | SAH-Beds | FIU | SAH | SAH
SAH4390 | Stretcher | 271227 | Stryker Medical | 1115 | Big Wheel | 07/06/2012 | IU | Active | BEDS-1105-88570 | SAH-Beds | FIU | SAH | SAH
SAH4392 | Stretcher | 271227 | Stryker Medical | 1115 | Big Wheel | 11/01/2011 | IU | Active | BEDS-1105-88570 | SAH-Beds | FIU | SAH | SAH
SAH4393 | Nurse Call Console | 103070 | Rauland-Borg Corp | 351205 | Responder 5 | 10/16/2020 | IU | Active | 1105-21500 | SAH-PACU | 920002175-0-CIP | SAH | SAH
SAH4394 | Nurse Call Console | 103070 | Rauland-Borg Corp | 351205 | Responder 5 | 10/21/2020 | IU | Active | 1105-40110 | SAH-Outpatient Testing | 920002175-0-CIP | SAH | SAH
SAH4395 | Holmium Laser | 392912 | Lumenis Inc | Pulse 120H | Moses Pulse 120H | 10/16/2020 | IU | Active | 1105-21100 | SAH-Surgery | 626003793-CAP | SAH | SAH
SAH4396 | Bedside Physiologic Monitor | 440964 | GE Healthcare Technologies | B450 | Carescape B450 | 08/17/2019 | IU | Active | 1105-13102 | SAH-Intensive Care Unit II 3NW | 626002652-0-CAP | SAH | SAH
SAH4397 | Temporal Infrared Thermometer | 107875 | Exergen Corp | TAT-5000 | TAT-5000 | 12/27/2019 | 04 | Inventory | 1105-13100 | SAH-Intensive Care Unit | NON-CAPITAL | SAH | SAH
SAH4398 | Temporal Infrared Thermometer | 107875 | Exergen Corp | TAT-5000 | TAT-5000 | 03/09/2016 | 04 | Inventory | 1105-21500 | SAH-PACU | rma#150077 | SAH | SAH
SAH4407 | 4x 15A 15ft Cord HGPower Strip | 106890 | Tripp Lite | PS-415-HG-OEM | PS-415-HG-OEM | 05/25/2020 | IU | Active | 1105-21221 | SAH-Endoscopy (2SE) | NON-CAPITAL | SAH | SAH
SAH4408 | Transport Ventilator 3T MRI | 455334 | Smiths Medical ASD Inc | 310 | ParaPAC plus 310 | 05/31/2017 | LS | High Risk | 1105-35000 | SAH-Respiratory Care Services 2nd | 2959718 | SAH | SAH
SAH4409 | Portable Suction | 105171 | Allied Healthcare Products Inc | G180 | OptiVac | 11/16/2020 | IU | Active | 1105-40110 | SAH-Outpatient Testing | 411000542-0-CRE | SAH | SAH
SAH4410 | Cart Washer | 107114 | STERIS Corp | V1327 | VISION 1327 | 08/14/2017 | IU | Active | 1105-85160 | SAH-Sterile Processing | 62600518-0-CAP | SAH | SAH
SAH4412 | Liquid chemical sterilizer | 107114 | STERIS Corp | P6500 | System 1E | 04/24/2015 | IU | Active | 1105-85160 | SAH-Sterile Processing | 411000225 | SAH | SAH
SAH4415 | Steam Sterilizer | 107114 | STERIS Corp | V120 | V120 | 02/03/2006 | IU | Active | 1105-85160 | SAH-Sterile Processing | UNKNOWN | SAH | SAH
SAH4416 | Steam Sterilizer | 107114 | STERIS Corp | 48H | Amsco 400 Series | 11/08/2017 | IU | Active | 1105-85160 | SAH-Sterile Processing | 626000518-0-CAP | SAH | SAH
SAH4417 | Steam Sterilizer | 107114 | STERIS Corp | V120 | V120 | 07/01/1999 | IU | Active | 1105-85160 | SAH-Sterile Processing | UNKNOWN | SAH | SAH
SAH4418 | Gas Plasma Sterilizer | 186653 | Advanced Sterilization Product | 0101 | STERRAD 100S | 12/07/2012 | IU | Active | 1105-85160 | SAH-Sterile Processing | NA | SAH | SAH
SAH4420 | POC Whole Blood Analyzer | 450992 | Abbott Point of Care Div | 300G | i-STAT 1 | 09/14/2018 | 04 | Inventory | 1105-31350 | SAH-Point of Care Testing (POCT) 3rd | 411000290-0-CRE | SAH | SAH
SAH4421 | POC Whole Blood Analyzer | 450992 | Abbott Point of Care Div | 300G | i-STAT 1 | 09/14/2018 | 04 | Inventory | 1105-31350 | SAH-Point of Care Testing (POCT) 3rd | 411000290-0-CRE | SAH | SAH
SAH4422 | POC Immunoassay Analyzer | 451971 | Siemens Healthcare Diagnostics | DCA Vantage | DCA Vantage | 11/18/2020 | OS | In - Active | 1105-39813 | SAH-Life Help Clinic | 450143742 | SAH | SAH
SAH4423 | Desk Charger Oto/Ophth | 101850 | Welch Allyn Inc A Subsidiary | 7114X | 71140 | 01/03/2017 | 04 | Inventory | 1105-39813 | SAH-Life Help Clinic | 411000290-0-CRE | SAH | SAH
SAH4424 | Hand Held Glucometer | 440769 | Abbott Diabetes Care | 71411-70 | FreeStyle Precision | 06/20/2018 | 04 | Inventory | 1105-31350 | SAH-Point of Care Testing (POCT) 3rd | 626001422-CAP | SAH | SAH
SAH4425 | Central Alarm Monitor CO2 SPO2 | 371567 | Masimo Corp | RDS7A | Root | 11/24/2020 | IU | Active | 1105-35000 | SAH-Respiratory Care Services 2nd | 260785725 | SAH | SAH
SAH4426 | Central Alarm Monitor CO2 SPO2 | 371567 | Masimo Corp | RDS7A | Root | 11/24/2020 | IU | Active | 1105-35000 | SAH-Respiratory Care Services 2nd | 260785725 | SAH | SAH
SAH4427 | Touch Screen Pulse Oximeter | 371567 | Masimo Corp | Radical 7 | Radical 7 | 11/24/2020 | IU | Active | 1105-35000 | SAH-Respiratory Care Services 2nd | 260785725 | SAH | SAH
SAH4428 | Touch Screen Pulse Oximeter | 371567 | Masimo Corp | Radical 7 | Radical 7 | 11/24/2020 | IU | Active | 1105-35000 | SAH-Respiratory Care Services 2nd | 260785725 | SAH | SAH
SAH4430 | Centrifuge, Tabletop | 451895 | Thermo Fisher Scientific Inc | ST16 R | Sorvall ST 16R | 10/19/2020 | IU | Active | 1105-31000 | SAH-Laboratory Services | 626003802 | SAH | SAH
SAH4431 | Surgical Imaging Table | 170423 | Image Diagnostics Inc | IDI 100UC PLUS | Aspect 100UCPlus | 11/25/2020 | IU | Active | 1105-21100 | SAH-Surgery | 626003879-0-CAP | SAH | SAH
SAH4434 | Infusion PCA Pump | 455334 | Smiths Medical ASD Inc | 2110 | CADD-Solis | 12/07/2020 | IU | Active | 1105-85160 | SAH-Sterile Processing | 626003803-0-CAP | SAH | SAH
SAH4435 | Infusion PCA Pump | 455334 | Smiths Medical ASD Inc | 2110 | CADD-Solis | 12/07/2020 | IU | Active | 1105-85160 | SAH-Sterile Processing | 626003803-0-CAP | SAH | SAH
SAH4436 | Infusion PCA Pump | 455334 | Smiths Medical ASD Inc | 2110 | CADD-Solis | 12/07/2020 | IU | Active | 1105-85160 | SAH-Sterile Processing | 626003803-0-CAP | SAH | SAH
SAH4437 | Infusion PCA Pump | 455334 | Smiths Medical ASD Inc | 2110 | CADD-Solis | 12/07/2020 | IU | Active | 1105-85160 | SAH-Sterile Processing | 626003803-0-CAP | SAH | SAH
SAH4438 | Vital Signs Monitor | 101850 | Welch Allyn Inc A Subsidiary | VSM 6000 SERIES | VSM 6000 SERIES | 11/13/2020 | IU | Active | 1105-18100 | SAH-Orthopedics Unit | 5555649044 | SAH | SAH
SAH4439 | Vital Signs Monitor | 101850 | Welch Allyn Inc A Subsidiary | VSM 6000 SERIES | VSM 6000 SERIES | 12/15/2020 | IU | Active | 1105-18100 | SAH-Orthopedics Unit | 260785040 | SAH | SAH
SAH4440 | Gamma Probe System | 106487 | Hologic Inc | T-10-01 | TruNode | 12/07/2020 | IU | Active | 1105-21100 | SAH-Surgery | 826225773-0-SVC | SAH | SAH
SAH4442 | Centrifuge,Tabletop, Microsamp | 340083 | Beckman Coulter Inc | M502-22 | Statspin Express 3 | 12/04/2020 | IU | Active | 1105-31100 | SAH-Blood Services | 4513355379 | SAH | SAH
SAH4447 | Gamma Probe System | 106487 | Hologic Inc | T-10-01 | TruNode | 12/07/2020 | IU | Active | 1105-21100 | SAH-Surgery | 826225773-0-SVC | SAH | SAH
SAH4449 | Handheld Video Laryngoscope | 104479 | Ambu Inc | KingVISION | KingVISION | 01/09/2018 | 04 | Inventory | 1105-35000 | SAH-Respiratory Care Services 2nd | 260614624 | SAH | SAH
SAH4450 | Large Volume Pump Module | 378348 | BD | 8100 | Alaris Pump | 05/31/2012 | IU | Active | 1105-85160 | SAH-Sterile Processing | 920000849-0-CIP | SAH | SAH
SAH4451 | Large Volume Pump Module | 378348 | BD | 8100 | Alaris Pump | 05/31/2012 | IU | Active | 1105-85160 | SAH-Sterile Processing | 920000849-0-CIP | SAH | SAH
SAH4452 | Large Volume Pump Module | 378348 | BD | 8100 | Alaris Pump | 05/31/2012 | IU | Active | 1105-85160 | SAH-Sterile Processing | 920000849-0-CIP | SAH | SAH
SAH4453 | Temporal Infrared Thermometer | 107875 | Exergen Corp | TAT-5000 | TAT-5000 | 02/08/2021 | 04 | Inventory | 1105-21221 | SAH-Endoscopy (2SE) | 260647818 | SAH | SAH
SAH4454 | Vital Signs Monitor | 101850 | Welch Allyn Inc A Subsidiary | VSM 6000 SERIES | VSM 6000 SERIES | 02/10/2021 | IU | Active | 1105-35200 | SAH-Wound Care Center | 260798830 | SAH | SAH
SAH4455 | Scope Cabinet w/ Hepa Filter | 459097 | Solaire Medical | SEASGD Evolve | InnerSpace Evolve | 02/16/2021 | IU | Active | 1105-85160 | SAH-Sterile Processing | 626003867-0-cap | SAH | SAH
SAH4456 | EKG Mulitchannel Interp | 440964 | GE Healthcare Technologies | MAC VU360 | MAC VU360 | 01/27/2021 | IU | Active | 1105-23100 | SAH-Emergency Service | PENDING | SAH | SAH
SAH4457 | EKG Mulitchannel Interp | 440964 | GE Healthcare Technologies | MAC VU360 | MAC VU360 | 01/27/2021 | IU | Active | 1105-23100 | SAH-Emergency Service | PENDING | SAH | SAH
SAH4458 | EKG Mulitchannel Interp | 440964 | GE Healthcare Technologies | MAC VU360 | MAC VU360 | 01/27/2021 | IU | Active | 1105-23100 | SAH-Emergency Service | PENDING | SAH | SAH
SAH4459 | EKG Mulitchannel Interp | 440964 | GE Healthcare Technologies | MAC VU360 | MAC VU360 | 01/27/2021 | IU | Active | 1105-23100 | SAH-Emergency Service | PENDING | SAH | SAH
SAH4460 | EKG Mulitchannel Interp | 440964 | GE Healthcare Technologies | MAC VU360 | MAC VU360 | 01/27/2021 | IU | Active | 1105-23100 | SAH-Emergency Service | PENDING | SAH | SAH
SAH4461 | Telemetry Central Station | 146734 | ScottCare Corp A Scott Fetzer | VersaCare | VersaCare File Manag | 02/03/2021 | IU | Active | 1105-39600 | SAH-Cardiac Rehab | 260796697 | SAH | SAH
SAH4462 | Telemetry Transmitter | 146734 | ScottCare Corp A Scott Fetzer | Innovo | Tele Rehab | 03/17/2021 | IU | Active | 1105-39600 | SAH-Cardiac Rehab | 611000715-0-CAP | SAH | SAH
SAH4464 | Gel Warmer Multi-bottle LCD | 101590 | Parker Laboratories Inc | 83-20 | Thermosonic | 02/08/2021 | 04 | Inventory | 1105-39150 | SAH-Rehab Services OP SARC | . | SAH | SAH
SAH4465 | Gas Module | 440964 | GE Healthcare Technologies | E-MiniC-00 | E-MiniC-00 | 02/11/2021 | IU | Active | 1105-13100 | SAH-Intensive Care Unit | 260800698 | SAH | SAH
SAH4467 | Gas Module | 440964 | GE Healthcare Technologies | E-MiniC-00 | E-MiniC-00 | 02/11/2021 | IU | Active | 1105-13100 | SAH-Intensive Care Unit | 260800698 | SAH | SAH
SAH4468 | Gas Module | 440964 | GE Healthcare Technologies | E-MiniC-00 | E-MiniC-00 | 02/11/2021 | IU | Active | 1105-13100 | SAH-Intensive Care Unit | 260800698 | SAH | SAH
SAH4469 | Gas Module | 440964 | GE Healthcare Technologies | E-MiniC-00 | E-MiniC-00 | 02/11/2021 | IU | Active | 1105-13100 | SAH-Intensive Care Unit | 260800698 | SAH | SAH
SAH4470 | Gas Module | 440964 | GE Healthcare Technologies | E-MiniC-00 | E-MiniC-00 | 02/11/2021 | IU | Active | 1105-13100 | SAH-Intensive Care Unit | 260800698 | SAH | SAH
SAH4471 | Gas Module | 440964 | GE Healthcare Technologies | E-MiniC-00 | E-MiniC-00 | 02/11/2021 | IU | Active | 1105-13100 | SAH-Intensive Care Unit | 260800698 | SAH | SAH
SAH4472 | Gas Module | 440964 | GE Healthcare Technologies | E-MiniC-00 | E-MiniC-00 | 02/11/2021 | IU | Active | 1105-13100 | SAH-Intensive Care Unit | 260800698 | SAH | SAH
SAH4473 | Gas Module | 440964 | GE Healthcare Technologies | E-MiniC-00 | E-MiniC-00 | 02/11/2021 | IU | Active | 1105-13100 | SAH-Intensive Care Unit | 260800698 | SAH | SAH
SAH4474 | Gas Module | 440964 | GE Healthcare Technologies | E-MiniC-00 | E-MiniC-00 | 02/11/2021 | IU | Active | 1105-13100 | SAH-Intensive Care Unit | 260800698 | SAH | SAH
SAH4475 | Gas Module | 440964 | GE Healthcare Technologies | E-MiniC-00 | E-MiniC-00 | 02/11/2021 | IU | Active | 1105-13100 | SAH-Intensive Care Unit | 260800698 | SAH | SAH
SAH4476 | Gas Module | 440964 | GE Healthcare Technologies | E-MiniC-00 | E-MiniC-00 | 02/11/2021 | MI | Missing | 1105-13100 | SAH-Intensive Care Unit | 260800698 | SAH | SAH
SAH4479 | AED Defibrillator | 435457 | Defibtech LLC | DDU-100A | Life Line AED | 12/15/2014 | LS | High Risk | 1329-80260 | SAH-Suncoast Medical Clinic | Non Capital | SAH | SAH
SAH4483 | ICU Ventilator | 458114 | Covidien RMS Respiratory & Mon | PB980 | Puritan Bennett 980 | 03/17/2021 | LS | High Risk | 1105-35000 | SAH-Respiratory Care Services 2nd | 626003482-0-CAP | SAH | SAH
SAH4484 | ICU Ventilator | 458114 | Covidien RMS Respiratory & Mon | PB980 | Puritan Bennett 980 | 04/28/2021 | LS | High Risk | 1105-35000 | SAH-Respiratory Care Services 2nd | 626004256-0-CAP | SAH | SAH
SAH4485 | ICU Ventilator | 458114 | Covidien RMS Respiratory & Mon | PB980 | Puritan Bennett 980 | 04/28/2021 | LS | High Risk | 1105-35000 | SAH-Respiratory Care Services 2nd | 626004256-0-CAP | SAH | SAH
SAH4487 | Doppler, Mini | 102764 | Huntleigh Healthcare Inc A Get | D900 | Dopplex D900 | 01/01/2018 | 04 | Inventory | 1105-12225 | SAH-Med/Surg Unit I 4SE | FIU | SAH | SAH
SAH4488 | Vascular Transducer 6-13MHz | 340440 | SonoSite div of FUJIFILM | P07691-71 | L25X | 03/22/2021 | 04 | Inventory | 1105-37200 | SAH-IV Therapy | 260621928 | SAH | SAH
SAH4489 | Water Purification RO | 199732 | Mar Cor Purification A Cantel | WRO300H | WRO300H | 03/24/2021 | IU | Active | 1105-32100 | SAH-Hemodialysis | PENDING | SAH | SAH
SAH4490 | Water Purification RO | 199732 | Mar Cor Purification A Cantel | WRO300H | WRO300H | 03/24/2021 | IU | Active | 1105-32100 | SAH-Hemodialysis | PENDING | SAH | SAH
SAH4491 | Water Purification RO | 199732 | Mar Cor Purification A Cantel | WRO300H | WRO300H | 03/24/2021 | IU | Active | 1105-32100 | SAH-Hemodialysis | PENDING | SAH | SAH
SAH4492 | Hemodialysis Unit | 312187 | Fresenius Medical Care North A | 2008 T | 2008 T | 03/23/2021 | IU | Active | 1105-32100 | SAH-Hemodialysis | PENDING | SAH | SAH
SAH4493 | Hemodialysis Unit | 312187 | Fresenius Medical Care North A | 2008 T | 2008 T | 03/23/2021 | IU | Active | 1105-32100 | SAH-Hemodialysis | PENDING | SAH | SAH
SAH4494 | Hemodialysis Unit | 312187 | Fresenius Medical Care North A | 2008 T | 2008 T | 03/23/2021 | IU | Active | 1105-32100 | SAH-Hemodialysis | PENDING | SAH | SAH
SAH4495 | Handheld Video Laryngoscope | 451928 | Verathon Inc | 0570-0376 | GlideScope Core | 10/14/2019 | IU | Active | 1105-23100 | SAH-Emergency Service | 626003031-0-CAP | SAH | SAH
SAH4496 | Treadmill | 355171 | Precor Inc | TRM631 | TRM 631 | 03/25/2021 | IU | Active | 1105-39600 | SAH-Cardiac Rehab | 626004222 | SAH | SAH
SAH4501 | Large Volume Pump Module | 378348 | BD | 8100 | Alaris Pump | 03/19/2015 | IU | Active | 1105-85160 | SAH-Sterile Processing | 611000670-0-CAP | SAH | SAH
SAH4502 | Large Volume Pump Module | 378348 | BD | 8100 | Alaris Pump | 05/31/2012 | IU | Active | 1105-85160 | SAH-Sterile Processing | 920000849-0-CIP | SAH | SAH
SAH4504 | Large Volume Pump Module | 378348 | BD | 8100 | Alaris Pump | 05/31/2012 | IU | Active | 1105-85160 | SAH-Sterile Processing | 920000849-0-CIP | SAH | SAH
SAH4508 | Large Volume Pump Module | 378348 | BD | 8100 | Alaris Pump | 05/31/2012 | IU | Active | 1105-85160 | SAH-Sterile Processing | 920000849-0-CIP | SAH | SAH
SAH4509 | Large Volume Pump Module | 378348 | BD | 8100 | Alaris Pump | 05/31/2012 | IU | Active | 1105-85160 | SAH-Sterile Processing | 920000849-0-CIP | SAH | SAH
SAH4510 | Large Volume Pump Module | 378348 | BD | 8100 | Alaris Pump | 05/31/2012 | IU | Active | 1105-85160 | SAH-Sterile Processing | 920000849-0-CIP | SAH | SAH
SAH4511 | Large Volume Pump Module | 378348 | BD | 8100 | Alaris Pump | 05/31/2012 | IU | Active | 1105-85160 | SAH-Sterile Processing | 920000849-0-CIP | SAH | SAH
SAH4512 | Large Volume Pump Module | 378348 | BD | 8100 | Alaris Pump | 05/31/2012 | IU | Active | 1105-85160 | SAH-Sterile Processing | 920000849-0-CIP | SAH | SAH
SAH4513 | Large Volume Pump Module | 378348 | BD | 8100 | Alaris Pump | 05/31/2012 | IU | Active | 1105-85160 | SAH-Sterile Processing | 920000849-0-CIP | SAH | SAH
SAH4515 | Large Volume Pump Module | 378348 | BD | 8100 | Alaris Pump | 05/31/2012 | IU | Active | 1105-85160 | SAH-Sterile Processing | 920000849-0-CIP | SAH | SAH
SAH4521 | Large Volume Pump Module | 378348 | BD | 8100 | Alaris Pump | 05/31/2012 | IU | Active | 1105-85160 | SAH-Sterile Processing | 920000849-0-CIP | SAH | SAH
SAH4522 | Large Volume Pump Module | 378348 | BD | 8100 | Alaris Pump | 05/31/2012 | IU | Active | 1105-85160 | SAH-Sterile Processing | 920000849-0-CIP | SAH | SAH
SAH4530 | Pump Control Unit 5.7 Screen | 378348 | BD | 8015LS | Alaris PC 5.7 SCREEN | 05/17/2014 | IU | Active | 1105-85160 | SAH-Sterile Processing | na | SAH | SAH
SAH4534 | Large Volume Pump Module | 378348 | BD | 8100 | Alaris Pump | 05/31/2012 | IU | Active | 1105-85160 | SAH-Sterile Processing | 920000849-0-CIP | SAH | SAH
SAH4536 | Large Volume Pump Module | 378348 | BD | 8100 | Alaris Pump | 05/31/2012 | IU | Active | 1105-85160 | SAH-Sterile Processing | 920000849-0-CIP | SAH | SAH
SAH4537 | Large Volume Pump Module | 378348 | BD | 8100 | Alaris Pump | 03/19/2015 | IU | Active | 1105-85160 | SAH-Sterile Processing | 611000670-0-CAP | SAH | SAH
SAH4539 | Large Volume Pump Module | 378348 | BD | 8100 | Alaris Pump | 12/12/2016 | IU | Active | 1105-85160 | SAH-Sterile Processing | 260534611 | SAH | SAH
SAH4540 | Large Volume Pump Module | 378348 | BD | 8100 | Alaris Pump | 05/31/2012 | IU | Active | 1105-85160 | SAH-Sterile Processing | 920000849-0-CIP | SAH | SAH
SAH4541 | Large Volume Pump Module | 378348 | BD | 8100 | Alaris Pump | 05/31/2012 | IU | Active | 1105-85160 | SAH-Sterile Processing | 920000849-0-CIP | SAH | SAH
SAH4546 | Large Volume Pump Module | 378348 | BD | 8100 | Alaris Pump | 05/31/2012 | IU | Active | 1105-85160 | SAH-Sterile Processing | 920000849-0-CIP | SAH | SAH
SAH4547 | Large Volume Pump Module | 378348 | BD | 8100 | Alaris Pump | 12/12/2016 | IU | Active | 1105-85160 | SAH-Sterile Processing | 260534611 | SAH | SAH
SAH4550 | Large Volume Pump Module | 378348 | BD | 8100 | Alaris Pump | 05/31/2012 | IU | Active | 1105-85160 | SAH-Sterile Processing | 920000849-0-CIP | SAH | SAH
SAH4551 | Large Volume Pump Module | 378348 | BD | 8100 | Alaris Pump | 05/31/2012 | IU | Active | 1105-85160 | SAH-Sterile Processing | 920000849-0-CIP | SAH | SAH
SAH4552 | Large Volume Pump Module | 378348 | BD | 8100 | Alaris Pump | 05/31/2012 | IU | Active | 1105-85160 | SAH-Sterile Processing | 920000849-0-CIP | SAH | SAH
SAH4554 | Large Volume Pump Module | 378348 | BD | 8100 | Alaris Pump | 05/31/2012 | IU | Active | 1105-85160 | SAH-Sterile Processing | 920000849-0-CIP | SAH | SAH
SAH4555 | Large Volume Pump Module | 378348 | BD | 8100 | Alaris Pump | 05/31/2012 | IU | Active | 1105-85160 | SAH-Sterile Processing | 920000849-0-CIP | SAH | SAH
SAH4556 | Large Volume Pump Module | 378348 | BD | 8100 | Alaris Pump | 05/31/2012 | IU | Active | 1105-85160 | SAH-Sterile Processing | 920000849-0-CIP | SAH | SAH
SAH4557 | Large Volume Pump Module | 378348 | BD | 8100 | Alaris Pump | 05/31/2012 | IU | Active | 1105-85160 | SAH-Sterile Processing | 920000849-0-CIP | SAH | SAH
SAH4558 | Large Volume Pump Module | 378348 | BD | 8100 | Alaris Pump | 05/31/2012 | IU | Active | 1105-85160 | SAH-Sterile Processing | 920000849-0-CIP | SAH | SAH
SAH4559 | Large Volume Pump Module | 378348 | BD | 8100 | Alaris Pump | 05/31/2012 | IU | Active | 1105-85160 | SAH-Sterile Processing | 920000849-0-CIP | SAH | SAH
SAH4563 | Pump Control Unit 5.7 Screen | 378348 | BD | 8015LS | Alaris PC 5.7 SCREEN | 05/17/2014 | IU | Active | 1105-85160 | SAH-Sterile Processing | na | SAH | SAH
SAH4572 | Large Volume Pump Module | 378348 | BD | 8100 | Alaris Pump | 05/31/2012 | IU | Active | 1105-85160 | SAH-Sterile Processing | 920000849-0-CIP | SAH | SAH
SAH4574 | Pump Control Unit 5.7 Screen | 378348 | BD | 8015LS | Alaris PC 5.7 SCREEN | 03/19/2015 | IU | Active | 1105-85160 | SAH-Sterile Processing | 611000670-0-CAP | SAH | SAH
SAH4576 | Large Volume Pump Module | 378348 | BD | 8100 | Alaris Pump | 05/31/2012 | IU | Active | 1105-85160 | SAH-Sterile Processing | 920000849-0-CIP | SAH | SAH
SAH4577 | Large Volume Pump Module | 378348 | BD | 8100 | Alaris Pump | 05/31/2012 | IU | Active | 1105-37250 | SAH-Infusion Center | 920000849-0-CIP | SAH | SAH
SAH4578 | Large Volume Pump Module | 378348 | BD | 8100 | Alaris Pump | 05/31/2012 | IU | Active | 1105-85160 | SAH-Sterile Processing | 920000849-0-CIP | SAH | SAH
SAH4579 | Patient Controlled Pump | 378348 | BD | 8120 | Alaris PCA 8120 | 05/17/2014 | IU | Active | 1105-85160 | SAH-Sterile Processing | na | SAH | SAH
SAH4581 | Patient Controlled Pump | 378348 | BD | 8120 | Alaris PCA 8120 | 05/17/2014 | IU | Active | 1105-85160 | SAH-Sterile Processing | na | SAH | SAH
SAH4582 | Patient Controlled Pump | 378348 | BD | 8120 | Alaris PCA 8120 | 05/17/2014 | IU | Active | 1105-85160 | SAH-Sterile Processing | na | SAH | SAH
SAH4583 | Pump Control Unit 5.7 Screen | 378348 | BD | 8015LS | Alaris PC 5.7 SCREEN | 03/19/2015 | IU | Active | 1105-85160 | SAH-Sterile Processing | 611000670-0-CAP | SAH | SAH
SAH4585 | Pump Control Unit 5.7 Screen | 378348 | BD | 8015LS | Alaris PC 5.7 SCREEN | 03/19/2015 | IU | Active | 1105-85160 | SAH-Sterile Processing | 611000670-0-CAP | SAH | SAH
SAH4586 | Pump Control Unit 5.7 Screen | 378348 | BD | 8015LS | Alaris PC 5.7 SCREEN | 05/17/2014 | IU | Active | 1105-85160 | SAH-Sterile Processing | na | SAH | SAH
SAH4590 | Large Volume Pump Module | 378348 | BD | 8100 | Alaris Pump | 12/12/2016 | IU | Active | 1105-85160 | SAH-Sterile Processing | 260534611 | SAH | SAH
SAH4599 | Patient Controlled Pump | 378348 | BD | 8120 | Alaris PCA 8120 | 05/17/2014 | IU | Active | 1105-85160 | SAH-Sterile Processing | na | SAH | SAH
SAH4603 | Pump Control Unit 5.7 Screen | 378348 | BD | 8015LS | Alaris PC 5.7 SCREEN | 03/19/2015 | IU | Active | 1105-85160 | SAH-Sterile Processing | 611000670-0-CAP | SAH | SAH
SAH4605 | Large Volume Pump Module | 378348 | BD | 8100 | Alaris Pump | 05/31/2012 | IU | Active | 1105-85160 | SAH-Sterile Processing | 920000849-0-CIP | SAH | SAH
SAH4607 | Large Volume Pump Module | 378348 | BD | 8100 | Alaris Pump | 05/31/2012 | IU | Active | 1105-85160 | SAH-Sterile Processing | 920000849-0-CIP | SAH | SAH
SAH4608 | Large Volume Pump Module | 378348 | BD | 8100 | Alaris Pump | 05/31/2012 | IU | Active | 1105-85160 | SAH-Sterile Processing | 920000849-0-CIP | SAH | SAH
SAH4610 | Large Volume Pump Module | 378348 | BD | 8100 | Alaris Pump | 05/31/2012 | IU | Active | 1105-85160 | SAH-Sterile Processing | 920000849-0-CIP | SAH | SAH
SAH4611 | Large Volume Pump Module | 378348 | BD | 8100 | Alaris Pump | 12/12/2016 | IU | Active | 1105-85160 | SAH-Sterile Processing | 260534611 | SAH | SAH
SAH4617 | Patient Controlled Pump | 378348 | BD | 8120 | Alaris PCA 8120 | 05/17/2014 | IU | Active | 1105-85160 | SAH-Sterile Processing | na | SAH | SAH
SAH4618 | Patient Controlled Pump | 378348 | BD | 8120 | Alaris PCA 8120 | 05/17/2014 | IU | Active | 1105-85160 | SAH-Sterile Processing | na | SAH | SAH
SAH4630 | Large Volume Pump Module | 378348 | BD | 8100 | Alaris Pump | 05/31/2012 | IU | Active | 1105-85160 | SAH-Sterile Processing | 920000849-0-CIP | SAH | SAH
SAH4632 | Large Volume Pump Module | 378348 | BD | 8100 | Alaris Pump | 05/31/2012 | IU | Active | 1105-85160 | SAH-Sterile Processing | 920000849-0-CIP | SAH | SAH
SAH4633 | Large Volume Pump Module | 378348 | BD | 8100 | Alaris Pump | 12/12/2016 | IU | Active | 1105-85160 | SAH-Sterile Processing | 260534611 | SAH | SAH
SAH4634 | Large Volume Pump Module | 378348 | BD | 8100 | Alaris Pump | 05/31/2012 | IU | Active | 1105-85160 | SAH-Sterile Processing | 920000849-0-CIP | SAH | SAH
SAH4636 | Large Volume Pump Module | 378348 | BD | 8100 | Alaris Pump | 05/31/2012 | IU | Active | 1105-85160 | SAH-Sterile Processing | 920000849-0-CIP | SAH | SAH
SAH4637 | Pump Control Unit 5.7 Screen | 378348 | BD | 8015LS | Alaris PC 5.7 SCREEN | 03/19/2015 | IU | Active | 1105-85160 | SAH-Sterile Processing | 611000670-0-CAP | SAH | SAH
SAH4641 | Large Volume Pump Module | 378348 | BD | 8100 | Alaris Pump | 05/31/2012 | IU | Active | 1105-85160 | SAH-Sterile Processing | 920000849-0-CIP | SAH | SAH
SAH4642 | Large Volume Pump Module | 378348 | BD | 8100 | Alaris Pump | 05/31/2012 | IU | Active | 1105-85160 | SAH-Sterile Processing | 920000849-0-CIP | SAH | SAH
SAH4643 | Large Volume Pump Module | 378348 | BD | 8100 | Alaris Pump | 05/31/2012 | IU | Active | 1105-85160 | SAH-Sterile Processing | 920000849-0-CIP | SAH | SAH
SAH4644 | Large Volume Pump Module | 378348 | BD | 8100 | Alaris Pump | 12/12/2016 | IU | Active | 1105-85160 | SAH-Sterile Processing | 260534611 | SAH | SAH
SAH4646 | Large Volume Pump Module | 378348 | BD | 8100 | Alaris Pump | 05/31/2012 | IU | Active | 1105-85160 | SAH-Sterile Processing | 920000849-0-CIP | SAH | SAH
SAH4648 | Large Volume Pump Module | 378348 | BD | 8100 | Alaris Pump | 05/31/2012 | IU | Active | 1105-85160 | SAH-Sterile Processing | 920000849-0-CIP | SAH | SAH
SAH4650 | Large Volume Pump Module | 378348 | BD | 8100 | Alaris Pump | 05/31/2012 | IU | Active | 1105-85160 | SAH-Sterile Processing | 920000849-0-CIP | SAH | SAH
SAH4652 | Large Volume Pump Module | 378348 | BD | 8100 | Alaris Pump | 05/31/2012 | IU | Active | 1105-85160 | SAH-Sterile Processing | 920000849-0-CIP | SAH | SAH
SAH4653 | Large Volume Pump Module | 378348 | BD | 8100 | Alaris Pump | 05/31/2012 | IU | Active | 1105-85160 | SAH-Sterile Processing | 920000849-0-CIP | SAH | SAH
SAH4654 | Large Volume Pump Module | 378348 | BD | 8100 | Alaris Pump | 05/31/2012 | IU | Active | 1105-85160 | SAH-Sterile Processing | 920000849-0-CIP | SAH | SAH
SAH4655 | Large Volume Pump Module | 378348 | BD | 8100 | Alaris Pump | 05/31/2012 | IU | Active | 1105-85160 | SAH-Sterile Processing | 920000849-0-CIP | SAH | SAH
SAH4656 | Large Volume Pump Module | 378348 | BD | 8100 | Alaris Pump | 05/31/2012 | IU | Active | 1105-85160 | SAH-Sterile Processing | 920000849-0-CIP | SAH | SAH
SAH4658 | Large Volume Pump Module | 378348 | BD | 8100 | Alaris Pump | 03/19/2015 | IU | Active | 1105-85160 | SAH-Sterile Processing | 611000670-0-CAP | SAH | SAH
SAH4662 | Large Volume Pump Module | 378348 | BD | 8100 | Alaris Pump | 05/31/2012 | IU | Active | 1105-85160 | SAH-Sterile Processing | 920000849-0-CIP | SAH | SAH
SAH4663 | Large Volume Pump Module | 378348 | BD | 8100 | Alaris Pump | 05/31/2012 | IU | Active | 1105-85160 | SAH-Sterile Processing | 920000849-0-CIP | SAH | SAH
SAH4664 | Large Volume Pump Module | 378348 | BD | 8100 | Alaris Pump | 05/31/2012 | IU | Active | 1105-85160 | SAH-Sterile Processing | 920000849-0-CIP | SAH | SAH
SAH4665 | Large Volume Pump Module | 378348 | BD | 8100 | Alaris Pump | 05/31/2012 | IU | Active | 1105-85160 | SAH-Sterile Processing | 920000849-0-CIP | SAH | SAH
SAH4667 | Large Volume Pump Module | 378348 | BD | 8100 | Alaris Pump | 05/31/2012 | IU | Active | 1105-85160 | SAH-Sterile Processing | 920000849-0-CIP | SAH | SAH
SAH4668 | Large Volume Pump Module | 378348 | BD | 8100 | Alaris Pump | 05/31/2012 | IU | Active | 1105-85160 | SAH-Sterile Processing | 920000849-0-CIP | SAH | SAH
SAH4669 | Large Volume Pump Module | 378348 | BD | 8100 | Alaris Pump | 05/31/2012 | IU | Active | 1105-85160 | SAH-Sterile Processing | 920000849-0-CIP | SAH | SAH
SAH4670 | Patient Controlled Pump | 378348 | BD | 8120 | Alaris PCA 8120 | 05/17/2014 | IU | Active | 1105-85160 | SAH-Sterile Processing | na | SAH | SAH
SAH4671 | Patient Controlled Pump | 378348 | BD | 8120 | Alaris PCA 8120 | 05/17/2014 | IU | Active | 1105-85160 | SAH-Sterile Processing | na | SAH | SAH
SAH4672 | Patient Controlled Pump | 378348 | BD | 8120 | Alaris PCA 8120 | 05/17/2014 | IU | Active | 1105-85160 | SAH-Sterile Processing | na | SAH | SAH
SAH4673 | Patient Controlled Pump | 378348 | BD | 8120 | Alaris PCA 8120 | 05/17/2014 | IU | Active | 1105-85160 | SAH-Sterile Processing | na | SAH | SAH
SAH4674 | Patient Controlled Pump | 378348 | BD | 8120 | Alaris PCA 8120 | 05/17/2014 | IU | Active | 1105-85160 | SAH-Sterile Processing | na | SAH | SAH
SAH4675 | Patient Controlled Pump | 378348 | BD | 8120 | Alaris PCA 8120 | 05/17/2014 | IU | Active | 1105-85160 | SAH-Sterile Processing | na | SAH | SAH
SAH4676 | Patient Controlled Pump | 378348 | BD | 8120 | Alaris PCA 8120 | 05/17/2014 | IU | Active | 1105-85160 | SAH-Sterile Processing | na | SAH | SAH
SAH4677 | Patient Controlled Pump | 378348 | BD | 8120 | Alaris PCA 8120 | 05/17/2014 | IU | Active | 1105-85160 | SAH-Sterile Processing | na | SAH | SAH
SAH4678 | Patient Controlled Pump | 378348 | BD | 8120 | Alaris PCA 8120 | 05/17/2014 | IU | Active | 1105-85160 | SAH-Sterile Processing | na | SAH | SAH
SAH4679 | Patient Controlled Pump | 378348 | BD | 8120 | Alaris PCA 8120 | 05/17/2014 | IU | Active | 1105-85160 | SAH-Sterile Processing | na | SAH | SAH
SAH4680 | Patient Controlled Pump | 378348 | BD | 8120 | Alaris PCA 8120 | 05/17/2014 | IU | Active | 1105-85160 | SAH-Sterile Processing | na | SAH | SAH
SAH4681 | Patient Controlled Pump | 378348 | BD | 8120 | Alaris PCA 8120 | 05/17/2014 | IU | Active | 1105-85160 | SAH-Sterile Processing | na | SAH | SAH
SAH4682 | Patient Controlled Pump | 378348 | BD | 8120 | Alaris PCA 8120 | 05/17/2014 | IU | Active | 1105-85160 | SAH-Sterile Processing | na | SAH | SAH
SAH4683 | Patient Controlled Pump | 378348 | BD | 8120 | Alaris PCA 8120 | 05/17/2014 | IU | Active | 1105-85160 | SAH-Sterile Processing | na | SAH | SAH
SAH4684 | Patient Controlled Pump | 378348 | BD | 8120 | Alaris PCA 8120 | 05/17/2014 | IU | Active | 1105-85160 | SAH-Sterile Processing | na | SAH | SAH
SAH4685 | Patient Controlled Pump | 378348 | BD | 8120 | Alaris PCA 8120 | 05/17/2014 | IU | Active | 1105-85160 | SAH-Sterile Processing | na | SAH | SAH
SAH4688 | Large Volume Pump Module | 378348 | BD | 8100 | Alaris Pump | 03/19/2015 | IU | Active | 1105-85160 | SAH-Sterile Processing | 611000670-0-CAP | SAH | SAH
SAH4689 | Large Volume Pump Module | 378348 | BD | 8100 | Alaris Pump | 12/12/2016 | IU | Active | 1105-85160 | SAH-Sterile Processing | 260534611 | SAH | SAH
SAH4690 | Large Volume Pump Module | 378348 | BD | 8100 | Alaris Pump | 05/31/2012 | IU | Active | 1105-85160 | SAH-Sterile Processing | 920000849-0-CIP | SAH | SAH
SAH4691 | Large Volume Pump Module | 378348 | BD | 8100 | Alaris Pump | 12/12/2016 | IU | Active | 1105-85160 | SAH-Sterile Processing | 260534611 | SAH | SAH
SAH4692 | Large Volume Pump Module | 378348 | BD | 8100 | Alaris Pump | 05/31/2012 | IU | Active | 1105-85160 | SAH-Sterile Processing | 920000849-0-CIP | SAH | SAH
SAH4693 | Large Volume Pump Module | 378348 | BD | 8100 | Alaris Pump | 05/31/2012 | IU | Active | 1105-85160 | SAH-Sterile Processing | 920000849-0-CIP | SAH | SAH
SAH4694 | Large Volume Pump Module | 378348 | BD | 8100 | Alaris Pump | 05/31/2012 | IU | Active | 1105-85160 | SAH-Sterile Processing | 920000849-0-CIP | SAH | SAH
SAH4695 | Large Volume Pump Module | 378348 | BD | 8100 | Alaris Pump | 05/31/2012 | IU | Active | 1105-37250 | SAH-Infusion Center | 920000849-0-CIP | SAH | SAH
SAH4700 | Large Volume Pump Module | 378348 | BD | 8100 | Alaris Pump | 05/31/2012 | IU | Active | 1105-85160 | SAH-Sterile Processing | 920000849-0-CIP | SAH | SAH
SAH4702 | Large Volume Pump Module | 378348 | BD | 8100 | Alaris Pump | 05/31/2012 | IU | Active | 1105-85160 | SAH-Sterile Processing | 920000849-0-CIP | SAH | SAH
SAH4709 | Pump Control Unit 5.7 Screen | 378348 | BD | 8015LS | Alaris PC 5.7 SCREEN | 05/17/2014 | IU | Active | 1105-85160 | SAH-Sterile Processing | na | SAH | SAH
SAH4718 | Large Volume Pump Module | 378348 | BD | 8100 | Alaris Pump | 05/31/2012 | IU | Active | 1105-85160 | SAH-Sterile Processing | 920000849-0-CIP | SAH | SAH
SAH4719 | Large Volume Pump Module | 378348 | BD | 8100 | Alaris Pump | 05/31/2012 | IU | Active | 1105-85160 | SAH-Sterile Processing | 920000849-0-CIP | SAH | SAH
SAH4720 | Large Volume Pump Module | 378348 | BD | 8100 | Alaris Pump | 05/31/2012 | IU | Active | 1105-85160 | SAH-Sterile Processing | 920000849-0-CIP | SAH | SAH
SAH4721 | Large Volume Pump Module | 378348 | BD | 8100 | Alaris Pump | 05/31/2012 | IU | Active | 1105-85160 | SAH-Sterile Processing | 920000849-0-CIP | SAH | SAH
SAH4725 | Large Volume Pump Module | 378348 | BD | 8100 | Alaris Pump | 12/12/2016 | IU | Active | 1105-85160 | SAH-Sterile Processing | 260534611 | SAH | SAH
SAH4726 | Large Volume Pump Module | 378348 | BD | 8100 | Alaris Pump | 05/31/2012 | IU | Active | 1105-85160 | SAH-Sterile Processing | 920000849-0-CIP | SAH | SAH
SAH4729 | Large Volume Pump Module | 378348 | BD | 8100 | Alaris Pump | 05/31/2012 | IU | Active | 1105-85160 | SAH-Sterile Processing | 920000849-0-CIP | SAH | SAH
SAH4730 | Large Volume Pump Module | 378348 | BD | 8100 | Alaris Pump | 05/31/2012 | IU | Active | 1105-85160 | SAH-Sterile Processing | 920000849-0-CIP | SAH | SAH
SAH4733 | Large Volume Pump Module | 378348 | BD | 8100 | Alaris Pump | 05/31/2012 | IU | Active | 1105-85160 | SAH-Sterile Processing | 920000849-0-CIP | SAH | SAH
SAH4734 | Large Volume Pump Module | 378348 | BD | 8100 | Alaris Pump | 05/31/2012 | IU | Active | 1105-85160 | SAH-Sterile Processing | 920000849-0-CIP | SAH | SAH
SAH4736 | Large Volume Pump Module | 378348 | BD | 8100 | Alaris Pump | 05/31/2012 | IU | Active | 1105-85160 | SAH-Sterile Processing | 920000849-0-CIP | SAH | SAH
SAH4746 | Pump Control Unit 5.7 Screen | 378348 | BD | 8015LS | Alaris PC 5.7 SCREEN | 03/19/2015 | IU | Active | 1105-85160 | SAH-Sterile Processing | 611000670-0-CAP | SAH | SAH
SAH4752 | Patient Controlled Pump | 378348 | BD | 8120 | Alaris PCA 8120 | 05/17/2014 | IU | Active | 1105-85160 | SAH-Sterile Processing | na | SAH | SAH
SAH4753 | Patient Controlled Pump | 378348 | BD | 8120 | Alaris PCA 8120 | 05/17/2014 | IU | Active | 1105-85160 | SAH-Sterile Processing | na | SAH | SAH
SAH4754 | Patient Controlled Pump | 378348 | BD | 8120 | Alaris PCA 8120 | 05/17/2014 | IU | Active | 1105-85160 | SAH-Sterile Processing | na | SAH | SAH
SAH4755 | Pump Control Unit 5.7 Screen | 378348 | BD | 8015LS | Alaris PC 5.7 SCREEN | 05/17/2014 | IU | Active | 1105-85160 | SAH-Sterile Processing | na | SAH | SAH
SAH4756 | Large Volume Pump Module | 378348 | BD | 8100 | Alaris Pump | 05/31/2012 | IU | Active | 1105-85160 | SAH-Sterile Processing | 920000849-0-CIP | SAH | SAH
SAH4757 | Large Volume Pump Module | 378348 | BD | 8100 | Alaris Pump | 05/31/2012 | IU | Active | 1105-85160 | SAH-Sterile Processing | 920000849-0-CIP | SAH | SAH
SAH4758 | Large Volume Pump Module | 378348 | BD | 8100 | Alaris Pump | 05/31/2012 | IU | Active | 1105-85160 | SAH-Sterile Processing | 920000849-0-CIP | SAH | SAH
SAH4761 | Large Volume Pump Module | 378348 | BD | 8100 | Alaris Pump | 05/31/2012 | IU | Active | 1105-85160 | SAH-Sterile Processing | 920000849-0-CIP | SAH | SAH
SAH4762 | Large Volume Pump Module | 378348 | BD | 8100 | Alaris Pump | 05/31/2012 | IU | Active | 1105-85160 | SAH-Sterile Processing | 920000849-0-CIP | SAH | SAH
SAH4763 | Large Volume Pump Module | 378348 | BD | 8100 | Alaris Pump | 05/31/2012 | IU | Active | 1105-85160 | SAH-Sterile Processing | 920000849-0-CIP | SAH | SAH
SAH4767 | Large Volume Pump Module | 378348 | BD | 8100 | Alaris Pump | 05/31/2012 | IU | Active | 1105-85160 | SAH-Sterile Processing | 920000849-0-CIP | SAH | SAH
SAH4768 | Large Volume Pump Module | 378348 | BD | 8100 | Alaris Pump | 05/31/2012 | IU | Active | 1105-85160 | SAH-Sterile Processing | 920000849-0-CIP | SAH | SAH
SAH4770 | Large Volume Pump Module | 378348 | BD | 8100 | Alaris Pump | 05/31/2012 | IU | Active | 1105-85160 | SAH-Sterile Processing | 920000849-0-CIP | SAH | SAH
SAH4771 | Large Volume Pump Module | 378348 | BD | 8100 | Alaris Pump | 05/31/2012 | IU | Active | 1105-85160 | SAH-Sterile Processing | 920000849-0-CIP | SAH | SAH
SAH4772 | Large Volume Pump Module | 378348 | BD | 8100 | Alaris Pump | 12/12/2016 | IU | Active | 1105-85160 | SAH-Sterile Processing | 260534611 | SAH | SAH
SAH4777 | Large Volume Pump Module | 378348 | BD | 8100 | Alaris Pump | 05/31/2012 | IU | Active | 1105-85160 | SAH-Sterile Processing | 920000849-0-CIP | SAH | SAH
SAH4780 | Large Volume Pump Module | 378348 | BD | 8100 | Alaris Pump | 12/12/2016 | IU | Active | 1105-85160 | SAH-Sterile Processing | 260534611 | SAH | SAH
SAH4782 | Large Volume Pump Module | 378348 | BD | 8100 | Alaris Pump | 05/31/2012 | IU | Active | 1105-85160 | SAH-Sterile Processing | 920000849-0-CIP | SAH | SAH
SAH4785 | Pump Control Unit 5.7 Screen | 378348 | BD | 8015LS | Alaris PC 5.7 SCREEN | 03/19/2015 | IU | Active | 1105-85160 | SAH-Sterile Processing | 611000670-0-CAP | SAH | SAH
SAH4791 | Patient Controlled Pump | 378348 | BD | 8120 | Alaris PCA 8120 | 05/17/2014 | IU | Active | 1105-85160 | SAH-Sterile Processing | na | SAH | SAH
SAH4794 | Large Volume Pump Module | 378348 | BD | 8100 | Alaris Pump | 05/31/2012 | IU | Active | 1105-85160 | SAH-Sterile Processing | 920000849-0-CIP | SAH | SAH
SAH4795 | Large Volume Pump Module | 378348 | BD | 8100 | Alaris Pump | 05/31/2012 | IU | Active | 1105-85160 | SAH-Sterile Processing | 920000849-0-CIP | SAH | SAH
SAH4796 | Large Volume Pump Module | 378348 | BD | 8100 | Alaris Pump | 12/12/2016 | IU | Active | 1105-85160 | SAH-Sterile Processing | 260534611 | SAH | SAH
SAH4798 | Large Volume Pump Module | 378348 | BD | 8100 | Alaris Pump | 05/31/2012 | IU | Active | 1105-85160 | SAH-Sterile Processing | 920000849-0-CIP | SAH | SAH
SAH4799 | Large Volume Pump Module | 378348 | BD | 8100 | Alaris Pump | 05/31/2012 | IU | Active | 1105-85160 | SAH-Sterile Processing | 920000849-0-CIP | SAH | SAH
SAH4800 | Large Volume Pump Module | 378348 | BD | 8100 | Alaris Pump | 05/31/2012 | IU | Active | 1105-85160 | SAH-Sterile Processing | 920000849-0-CIP | SAH | SAH
SAH4807 | Large Volume Pump Module | 378348 | BD | 8100 | Alaris Pump | 05/31/2012 | IU | Active | 1105-85160 | SAH-Sterile Processing | 920000849-0-CIP | SAH | SAH
SAH4809 | Large Volume Pump Module | 378348 | BD | 8100 | Alaris Pump | 12/12/2016 | IU | Active | 1105-85160 | SAH-Sterile Processing | 260534611 | SAH | SAH
SAH4810 | Large Volume Pump Module | 378348 | BD | 8100 | Alaris Pump | 05/31/2012 | IU | Active | 1105-85160 | SAH-Sterile Processing | 920000849-0-CIP | SAH | SAH
SAH4811 | Large Volume Pump Module | 378348 | BD | 8100 | Alaris Pump | 05/31/2012 | IU | Active | 1105-85160 | SAH-Sterile Processing | 920000849-0-CIP | SAH | SAH
SAH4812 | Large Volume Pump Module | 378348 | BD | 8100 | Alaris Pump | 12/12/2016 | IU | Active | 1105-85160 | SAH-Sterile Processing | 260534611 | SAH | SAH
SAH4815 | Pump Control Unit 5.7 Screen | 378348 | BD | 8015LS | Alaris PC 5.7 SCREEN | 01/09/2018 | IU | Active | 1105-21221 | SAH-Endoscopy (2SE) | 411000326-0-CRE | SAH | SAH
SAH4816 | Pump Control Unit 5.7 Screen | 378348 | BD | 8015LS | Alaris PC 5.7 SCREEN | 03/19/2015 | IU | Active | 1105-85160 | SAH-Sterile Processing | 611000670-0-CAP | SAH | SAH
SAH4822 | Pump Control Unit 5.7 Screen | 378348 | BD | 8015LS | Alaris PC 5.7 SCREEN | 03/19/2015 | IU | Active | 1105-85160 | SAH-Sterile Processing | 611000670-0-CAP | SAH | SAH
SAH4824 | Large Volume Pump Module | 378348 | BD | 8100 | Alaris Pump | 05/31/2012 | IU | Active | 1105-85160 | SAH-Sterile Processing | 920000849-0-CIP | SAH | SAH
SAH4825 | Large Volume Pump Module | 378348 | BD | 8100 | Alaris Pump | 05/31/2012 | IU | Active | 1105-85160 | SAH-Sterile Processing | 920000849-0-CIP | SAH | SAH
SAH4826 | Large Volume Pump Module | 378348 | BD | 8100 | Alaris Pump | 12/12/2016 | IU | Active | 1105-85160 | SAH-Sterile Processing | 260534611 | SAH | SAH
SAH4827 | Large Volume Pump Module | 378348 | BD | 8100 | Alaris Pump | 05/31/2012 | IU | Active | 1105-85160 | SAH-Sterile Processing | 920000849-0-CIP | SAH | SAH
SAH4829 | Large Volume Pump Module | 378348 | BD | 8100 | Alaris Pump | 05/31/2012 | IU | Active | 1105-85160 | SAH-Sterile Processing | 920000849-0-CIP | SAH | SAH
SAH4830 | Large Volume Pump Module | 378348 | BD | 8100 | Alaris Pump | 05/31/2012 | IU | Active | 1105-85160 | SAH-Sterile Processing | 920000849-0-CIP | SAH | SAH
SAH4832 | Large Volume Pump Module | 378348 | BD | 8100 | Alaris Pump | 12/05/2017 | IU | Active | 1105-21221 | SAH-Endoscopy (2SE) | 411000326-0-CRE | SAH | SAH
SAH4834 | Large Volume Pump Module | 378348 | BD | 8100 | Alaris Pump | 05/31/2012 | IU | Active | 1105-85160 | SAH-Sterile Processing | 920000849-0-CIP | SAH | SAH
SAH4835 | Large Volume Pump Module | 378348 | BD | 8100 | Alaris Pump | 05/31/2012 | IU | Active | 1105-85160 | SAH-Sterile Processing | 920000849-0-CIP | SAH | SAH
SAH4836 | Large Volume Pump Module | 378348 | BD | 8100 | Alaris Pump | 05/31/2012 | IU | Active | 1105-85160 | SAH-Sterile Processing | 920000849-0-CIP | SAH | SAH
SAH4860 | Large Volume Pump Module | 378348 | BD | 8100 | Alaris Pump | 05/31/2012 | IU | Active | 1105-85160 | SAH-Sterile Processing | 920000849-0-CIP | SAH | SAH
SAH4864 | Large Volume Pump Module | 378348 | BD | 8100 | Alaris Pump | 05/31/2012 | IU | Active | 1105-85160 | SAH-Sterile Processing | 920000849-0-CIP | SAH | SAH
SAH4865 | Large Volume Pump Module | 378348 | BD | 8100 | Alaris Pump | 05/31/2012 | IU | Active | 1105-85160 | SAH-Sterile Processing | 920000849-0-CIP | SAH | SAH
SAH4874 | Large Volume Pump Module | 378348 | BD | 8100 | Alaris Pump | 05/31/2012 | IU | Active | 1105-85160 | SAH-Sterile Processing | 920000849-0-CIP | SAH | SAH
SAH4875 | Large Volume Pump Module | 378348 | BD | 8100 | Alaris Pump | 05/31/2012 | IU | Active | 1105-85160 | SAH-Sterile Processing | 920000849-0-CIP | SAH | SAH
SAH4880 | Large Volume Pump Module | 378348 | BD | 8100 | Alaris Pump | 05/31/2012 | IU | Active | 1105-37250 | SAH-Infusion Center | 920000849-0-CIP | SAH | SAH
SAH4883 | Pump Control Unit 4.7 Screen | 378348 | BD | 8015SS | Alaris PC 4.7 SCREEN | 05/31/2012 | IU | Active | 1105-88570 | SAH-Clinical Engineering | 920000849-0-CIP | SAH | SAH
SAH4885 | Large Volume Pump Module | 378348 | BD | 8100 | Alaris Pump | 05/31/2012 | IU | Active | 1105-85160 | SAH-Sterile Processing | 920000849-0-CIP | SAH | SAH
SAH4888 | Large Volume Pump Module | 378348 | BD | 8100 | Alaris Pump | 05/31/2012 | IU | Active | 1105-85160 | SAH-Sterile Processing | 920000849-0-CIP | SAH | SAH
SAH4897 | Large Volume Pump Module | 378348 | BD | 8100 | Alaris Pump | 05/31/2012 | IU | Active | 1105-85160 | SAH-Sterile Processing | 920000849-0-CIP | SAH | SAH
SAH4902 | Large Volume Pump Module | 378348 | BD | 8100 | Alaris Pump | 05/31/2012 | IU | Active | 1105-85160 | SAH-Sterile Processing | 920000849-0-CIP | SAH | SAH
SAH4904 | Large Volume Pump Module | 378348 | BD | 8100 | Alaris Pump | 05/31/2012 | IU | Active | 1105-85160 | SAH-Sterile Processing | 920000849-0-CIP | SAH | SAH
SAH4905 | Large Volume Pump Module | 378348 | BD | 8100 | Alaris Pump | 05/31/2012 | IU | Active | 1105-37250 | SAH-Infusion Center | 920000849-0-CIP | SAH | SAH
SAH4907 | Large Volume Pump Module | 378348 | BD | 8100 | Alaris Pump | 05/31/2012 | IU | Active | 1105-85160 | SAH-Sterile Processing | 920000849-0-CIP | SAH | SAH
SAH4911 | Large Volume Pump Module | 378348 | BD | 8100 | Alaris Pump | 05/31/2012 | IU | Active | 1105-85160 | SAH-Sterile Processing | 920000849-0-CIP | SAH | SAH
SAH4915 | Large Volume Pump Module | 378348 | BD | 8100 | Alaris Pump | 05/31/2012 | IU | Active | 1105-85160 | SAH-Sterile Processing | 920000849-0-CIP | SAH | SAH
SAH4918 | TEE Transducer 3-7M | 439946 | GE Healthcare USA | KN10009234 | 6T | 09/19/2018 | IU | Active | 1105-30620 | SAH-Non Invasive Cardiology | 711008196-0-CES | SAH | SAH
SAH4924 | Large Volume Pump Module | 378348 | BD | 8100 | Alaris Pump | 05/31/2012 | IU | Active | 1105-85160 | SAH-Sterile Processing | 920000849-0-CIP | SAH | SAH
SAH4925 | Large Volume Pump Module | 378348 | BD | 8100 | Alaris Pump | 05/31/2012 | IU | Active | 1105-85160 | SAH-Sterile Processing | 920000849-0-CIP | SAH | SAH
SAH4930 | Large Volume Pump Module | 378348 | BD | 8100 | Alaris Pump | 05/31/2012 | IU | Active | 1105-85160 | SAH-Sterile Processing | 920000849-0-CIP | SAH | SAH
SAH4932 | Large Volume Pump Module | 378348 | BD | 8100 | Alaris Pump | 05/31/2012 | IU | Active | 1105-85160 | SAH-Sterile Processing | 920000849-0-CIP | SAH | SAH
SAH4933 | Large Volume Pump Module | 378348 | BD | 8100 | Alaris Pump | 03/19/2015 | IU | Active | 1105-85160 | SAH-Sterile Processing | 611000670-0-CAP | SAH | SAH
SAH4934 | Large Volume Pump Module | 378348 | BD | 8100 | Alaris Pump | 03/19/2015 | IU | Active | 1105-85160 | SAH-Sterile Processing | 611000670-0-CAP | SAH | SAH
SAH4937 | Large Volume Pump Module | 378348 | BD | 8100 | Alaris Pump | 05/31/2012 | IU | Active | 1105-85160 | SAH-Sterile Processing | 920000849-0-CIP | SAH | SAH
SAH4953 | Bispectral Index BIS Module | 440964 | GE Healthcare Technologies | E-BIS-01 | E-BIS Module | 06/11/2019 | IU | Active | 1105-13100 | SAH-Intensive Care Unit | 626002582-0-CAP | SAH | SAH
SAH4954 | Bispectral Index BIS Module | 440964 | GE Healthcare Technologies | E-BIS-01 | E-BIS Module | 06/11/2019 | IU | Active | 1105-13100 | SAH-Intensive Care Unit | 626002582-0-CAP | SAH | SAH
SAH4961 | Electronic Thermometer | 101850 | Welch Allyn Inc A Subsidiary | 690 | Sure Temp Plus | 11/19/2015 | 04 | Inventory | 1105-23100 | SAH-Emergency Service | 260469418 | SAH | SAH
SAH4963 | Oto/Ophthalmoscope | 101850 | Welch Allyn Inc A Subsidiary | 74710 | 74710 | 07/01/1999 | 04 | Inventory | 1105-23100 | SAH-Emergency Service | 000 | SAH | SAH
SAH4967 | LP20e Defibrillator/Pacer | 452575 | Physio-Control Inc | LP20E | LIFEPAK 20E | 06/26/2019 | LS | High Risk | 1105-88570 | SAH-Clinical Engineering | 626002671-0-CAP | SAH | SAH
SAH4968 | LP20e Defibrillator/Pacer | 452575 | Physio-Control Inc | LP20E | LIFEPAK 20E | 06/26/2019 | LS | High Risk | 1105-33700 | SAH-MRI | 626002671-0-CAP | SAH | SAH
SAH4969 | LP20e Defibrillator/Pacer | 452575 | Physio-Control Inc | LP20E | LIFEPAK 20E | 06/26/2019 | LS | High Risk | 1105-30620 | SAH-Non Invasive Cardiology | 626002671-0-CAP | SAH | SAH
SAH4970 | LP20e Defibrillator/Pacer | 452575 | Physio-Control Inc | LP20E | LIFEPAK 20E | 06/26/2019 | LS | High Risk | 1105-12245 | SAH-Oncology Unit AT6 | 626002671-0-CAP | SAH | SAH
SAH4971 | LP20e Defibrillator/Pacer | 452575 | Physio-Control Inc | LP20E | LIFEPAK 20E | 06/26/2019 | LS | High Risk | 1105-13102 | SAH-Intensive Care Unit II 3NW | 626002671-0-CAP | SAH | SAH
SAH4972 | LP20e Defibrillator/Pacer | 452575 | Physio-Control Inc | LP20E | LIFEPAK 20E | 06/26/2019 | LS | High Risk | 1105-13102 | SAH-Intensive Care Unit II 3NW | 626002671-0-CAP | SAH | SAH
SAH4973 | LP20e Defibrillator/Pacer | 452575 | Physio-Control Inc | LP20E | LIFEPAK 20E | 06/26/2019 | LS | High Risk | 1105-34620 | SAH-Radiation Therapy | 626002671-0-CAP | SAH | SAH
SAH4974 | LP20e Defibrillator/Pacer | 452575 | Physio-Control Inc | LP20E | LIFEPAK 20E | 06/26/2019 | LS | High Risk | 1105-12245 | SAH-Oncology Unit AT6 | 626002671-0-CAP | SAH | SAH
SAH4975 | LP20e Defibrillator/Pacer | 452575 | Physio-Control Inc | LP20E | LIFEPAK 20E | 06/26/2019 | LS | High Risk | 1105-39600 | SAH-Cardiac Rehab | 626002671-0-CAP | SAH | SAH
SAH4976 | LP20e Defibrillator/Pacer | 452575 | Physio-Control Inc | LP20E | LIFEPAK 20E | 06/26/2019 | LS | High Risk | 1105-36000 | SAH-Nuclear Medicine | 626002671-0-CAP | SAH | SAH
SAH4977 | LP20e Defibrillator/Pacer | 452575 | Physio-Control Inc | LP20E | LIFEPAK 20E | 06/26/2019 | LS | High Risk | 1105-86245 | SAH-Clinical Education | 626002671-0-CAP | SAH | SAH
SAH4982 | Electronic Thermometer | 101850 | Welch Allyn Inc A Subsidiary | 690 | Sure Temp Plus | 01/25/2017 | 04 | Inventory | 1105-23100 | SAH-Emergency Service | FIU | SAH | SAH
SAH4983 | Otoscope, Isolated Wall Unit | 101850 | Welch Allyn Inc A Subsidiary | 767 | 767 | 08/04/2010 | 04 | Inventory | 1105-23100 | SAH-Emergency Service | 260146445 | SAH | SAH
SAH4984 | Electronic Thermometer | 101850 | Welch Allyn Inc A Subsidiary | 679 | SURE TEMP | 04/01/2012 | 04 | Inventory | 1105-23100 | SAH-Emergency Service | NA | SAH | SAH
SAH4985 | Otoscope, Isolated Wall Unit | 101850 | Welch Allyn Inc A Subsidiary | 767 | 767 | 01/27/2017 | 04 | Inventory | 1105-23100 | SAH-Emergency Service | FIU | SAH | SAH
SAH4990 | Electronic Thermometer | 101850 | Welch Allyn Inc A Subsidiary | 692 | Sure Temp Plus | 07/19/2017 | 04 | Inventory | 1105-23100 | SAH-Emergency Service | 3058633 | SAH | SAH
SAH4991 | Otoscope, Isolated Wall Unit | 101850 | Welch Allyn Inc A Subsidiary | 767 | 767 | 05/20/2009 | 04 | Inventory | 1105-23100 | SAH-Emergency Service | 000 | SAH | SAH
SAH4992 | Electronic Thermometer | 101850 | Welch Allyn Inc A Subsidiary | 679 | SURE TEMP | 01/27/2017 | 04 | Inventory | 1105-23100 | SAH-Emergency Service | FIU | SAH | SAH
SAH4996 | Otoscope, Isolated Wall Unit | 101850 | Welch Allyn Inc A Subsidiary | 767 | 767 | 05/20/2009 | 04 | Inventory | 1105-23100 | SAH-Emergency Service | 000 | SAH | SAH
SAH4997 | Electronic Thermometer | 101850 | Welch Allyn Inc A Subsidiary | 692 | Sure Temp Plus | 04/01/2012 | 04 | Inventory | 1105-23100 | SAH-Emergency Service | NA | SAH | SAH
SAH5000 | Bedside Physiologic Monitor | 440964 | GE Healthcare Technologies | B450 | Carescape B450 | 08/30/2018 | IU | Active | 1105-34110 | SAH-Angiocardiography | 626001658-0-CAP | SAH | SAH
SAH5001 | Patient Data Module | 440964 | GE Healthcare Technologies | 2016793-003 | PDM | 08/30/2018 | IU | Active | 1105-34110 | SAH-Angiocardiography | 626001658-0-CAP | SAH | SAH
SAH5002 | Airway Gas Module w/Agent Id | 440964 | GE Healthcare Technologies | E-sCAiO-00 | E-sCAiO-00 | 09/04/2018 | IU | Active | 1105-34110 | SAH-Angiocardiography | 626001658-0-CAP | SAH | SAH
SAH5003 | Vital Signs Monitor | 101850 | Welch Allyn Inc A Subsidiary | VSM 6000 SERIES | VSM 6000 SERIES | 02/07/2012 | IU | Active | 1105-12154 | SAH-Cardiovascular Tele PT3 | UNKNOWN | SAH | SAH
SAH5006 | Vital Signs Monitor | 101850 | Welch Allyn Inc A Subsidiary | VSM 6000 SERIES | VSM 6000 SERIES | 02/07/2012 | IU | Active | 1105-12154 | SAH-Cardiovascular Tele PT3 | UNKNOWN | SAH | SAH
SAH5007 | Vital Signs Monitor | 101850 | Welch Allyn Inc A Subsidiary | VSM 6000 SERIES | VSM 6000 SERIES | 02/07/2012 | IU | Active | 1105-12154 | SAH-Cardiovascular Tele PT3 | UNKNOWN | SAH | SAH
SAH5015 | Large Volume Pump Module | 378348 | BD | 8100 | Alaris Pump | 03/19/2015 | IU | Active | 1105-85160 | SAH-Sterile Processing | 611000670-0-CAP | SAH | SAH
SAH5018 | Large Volume Pump Module | 378348 | BD | 8100 | Alaris Pump | 05/31/2012 | IU | Active | 1105-85160 | SAH-Sterile Processing | 920000849-0-CIP | SAH | SAH
SAH5019 | Large Volume Pump Module | 378348 | BD | 8100 | Alaris Pump | 05/31/2012 | IU | Active | 1105-85160 | SAH-Sterile Processing | 920000849-0-CIP | SAH | SAH
SAH5021 | Large Volume Pump Module | 378348 | BD | 8100 | Alaris Pump | 04/04/2017 | IU | Active | 1105-86245 | SAH-Clinical Education | FIU-training | SAH | SAH
SAH5022 | Large Volume Pump Module | 378348 | BD | 8100 | Alaris Pump | 05/31/2012 | IU | Active | 1105-85160 | SAH-Sterile Processing | 920000849-0-CIP | SAH | SAH
SAH5023 | Large Volume Pump Module | 378348 | BD | 8100 | Alaris Pump | 05/31/2012 | IU | Active | 1105-85160 | SAH-Sterile Processing | 920000849-0-CIP | SAH | SAH
SAH5028 | Large Volume Pump Module | 378348 | BD | 8100 | Alaris Pump | 05/31/2012 | IU | Active | 1105-85160 | SAH-Sterile Processing | 920000849-0-CIP | SAH | SAH
SAH5031 | Large Volume Pump Module | 378348 | BD | 8100 | Alaris Pump | 04/04/2017 | IU | Active | 1105-86245 | SAH-Clinical Education | FIU-training | SAH | SAH
SAH5032 | Large Volume Pump Module | 378348 | BD | 8100 | Alaris Pump | 05/31/2012 | IU | Active | 1105-85160 | SAH-Sterile Processing | 920000849-0-CIP | SAH | SAH
SAH5033 | Large Volume Pump Module | 378348 | BD | 8100 | Alaris Pump | 05/31/2012 | IU | Active | 1105-85160 | SAH-Sterile Processing | 920000849-0-CIP | SAH | SAH
SAH5035 | Large Volume Pump Module | 378348 | BD | 8100 | Alaris Pump | 05/31/2012 | IU | Active | 1105-85160 | SAH-Sterile Processing | 920000849-0-CIP | SAH | SAH
SAH5036 | Large Volume Pump Module | 378348 | BD | 8100 | Alaris Pump | 05/31/2012 | IU | Active | 1105-85160 | SAH-Sterile Processing | 920000849-0-CIP | SAH | SAH
SAH5037 | Large Volume Pump Module | 378348 | BD | 8100 | Alaris Pump | 05/31/2012 | IU | Active | 1105-85160 | SAH-Sterile Processing | 920000849-0-CIP | SAH | SAH
SAH5038 | Large Volume Pump Module | 378348 | BD | 8100 | Alaris Pump | 05/31/2012 | IU | Active | 1105-85160 | SAH-Sterile Processing | 920000849-0-CIP | SAH | SAH
SAH5039 | Large Volume Pump Module | 378348 | BD | 8100 | Alaris Pump | 05/31/2012 | IU | Active | 1105-85160 | SAH-Sterile Processing | 920000849-0-CIP | SAH | SAH
SAH5040 | Large Volume Pump Module | 378348 | BD | 8100 | Alaris Pump | 05/31/2012 | IU | Active | 1105-85160 | SAH-Sterile Processing | 920000849-0-CIP | SAH | SAH
SAH5041 | Large Volume Pump Module | 378348 | BD | 8100 | Alaris Pump | 05/31/2012 | IU | Active | 1105-85160 | SAH-Sterile Processing | 920000849-0-CIP | SAH | SAH
SAH5043 | Large Volume Pump Module | 378348 | BD | 8100 | Alaris Pump | 05/31/2012 | IU | Active | 1105-34000 | SAH-Diagnostic Imaging | 920000849-0-CIP | SAH | SAH
SAH5047 | Large Volume Pump Module | 378348 | BD | 8100 | Alaris Pump | 05/31/2012 | IU | Active | 1105-85160 | SAH-Sterile Processing | 920000849-0-CIP | SAH | SAH
SAH5050 | Large Volume Pump Module | 378348 | BD | 8100 | Alaris Pump | 05/31/2012 | IU | Active | 1105-85160 | SAH-Sterile Processing | 920000849-0-CIP | SAH | SAH
SAH5051 | Large Volume Pump Module | 378348 | BD | 8100 | Alaris Pump | 05/31/2012 | IU | Active | 1105-85160 | SAH-Sterile Processing | 920000849-0-CIP | SAH | SAH
SAH5052 | Electroanatomical Mapping | 353306 | Biosense Webster | FG-5400-00 | CARTO 3 | 08/02/2018 | IU | Active | 1105-30610 | SAH-Cardiac Cath Lab | 626001680-0-CAP | SAH | SAH
SAH5053 | Cardiac Ablation RF Generator | 353306 | Biosense Webster | M490002 | SMARTABLATE | 08/02/2018 | IU | Active | 1105-30610 | SAH-Cardiac Cath Lab | SAH3 CATH LAB | SAH | SAH
SAH5054 | Plethysmographs, Segmental | 154140 | Unetixs Inc | 11949-0000-01 | Multilab II LHS | 06/01/2010 | IU | Active | 1105-33900 | SAH-Ultrasound | 611000379CAP | SAH | SAH
SAH5055 | CARTO 3 Workstation | 353306 | Biosense Webster | Cardo 3 Workstation | CARTO 3 Workstation | 10/04/2018 | 04 | Inventory | 1105-30610 | SAH-Cardiac Cath Lab | 626001680-0-CAP | SAH | SAH
SAH5056 | Irrigation Pump | 353306 | Biosense Webster | M490003 | SMART ABLATE PUMP | 08/02/2018 | IU | Active | 1105-30610 | SAH-Cardiac Cath Lab | 626001680-0-CAP | SAH | SAH
SAH5057 | Remote Cardiac Ablation RF Gen | 353306 | Biosense Webster | M490004 | SMARTABLATE REMOTE | 08/02/2018 | IU | Active | 1105-30610 | SAH-Cardiac Cath Lab | 626001680-0-CAP | SAH | SAH
SAH5060 | eICU Monitors | 556213 | TRU-Vu Monitors Inc | MM-19B-BL | MM-19B-BL | 12/01/2014 | 04 | Inventory | 1105-13102 | SAH-Intensive Care Unit II 3NW | 426000338-0-CRE | SAH | SAH
SAH5063 | Dose Calibrator | 108985 | Biodex Medical Systems Inc | 086-332 | AtomLab 500 | 05/06/2015 | 04 | Inventory | 1105-36000 | SAH-Nuclear Medicine | 0125-127918 | SAH | SAH
SAH5064 | GE Gateway | 440964 | GE Healthcare Technologies | Gateway | Gateway | 11/01/2012 | 04 | Inventory | 1105-88570 | SAH-Clinical Engineering | FIU | SAH | SAH
SAH5067 | UPS | 101894 | Toshiba America Medical System | UT1G2L024C6TPM | T1000 | 10/08/2018 | IU | Active | 1105-34000 | SAH-Diagnostic Imaging | 711008099-0-CES | SAH | SAH
SAH5068 | UPS | 101894 | Toshiba America Medical System | UT1G2L024C6TPM | T1000 | 10/08/2018 | IU | Active | 1105-34000 | SAH-Diagnostic Imaging | 711008099-0-CES | SAH | SAH
SAH5069 | Digital Biopsy System DC12 | 456588 | Faxitron Bioptics Inc | DX-50 | DX-50 | 07/28/2008 | IU | Active | 1105-21100 | SAH-Surgery | . | SAH | SAH
SAH5074 | 3D Digital Mammo | 106487 | Hologic Inc | SDM-00001-3D | Selenia Dimension 3D | 06/24/2015 | IU | Active | 1105-33510 | SAH-Mammography | 620002553 | SAH | SAH
SAH5079 | Breast Biopsy & Excision Systm | 106487 | Hologic Inc | Sapphire | Suros ATEC Sapphire | 02/01/2012 | IU | Active | 1105-33510 | SAH-Mammography | NA | SAH | SAH
SAH5081 | Dose Calibrator | 102944 | Capintec Inc | CRC-15R | CRC-15R | 11/26/2014 | IU | Active | 1105-33100 | SAH-CT Scan | UNKNOWN | SAH | SAH
SAH5082 | MRI 1.0 Tesla | 399199 | Siemens Medical Solutions USA | MAGNETOM Harmony | Magnetom Harmony | 03/10/2003 | IU | Active | 1105-33700 | SAH-MRI | UNKNOWN | SAH | SAH
SAH5083 | Contrast Media Injector | 105381 | Medrad Inc Unit of Bayer Medic | SPECTRIS | Spectris | 03/05/2007 | IU | Active | 1105-33700 | SAH-MRI | 000 | SAH | SAH
SAH5085 | MRI 3.0 Tesla | 453551 | Philips Healthcare | Achieva 3.0 | 781277 Achieva 3.0T | 05/07/2009 | IU | Active | 1105-33700 | SAH-MRI | 911000359 | SAH | SAH
SAH5086 | Canon CXDI Workstation CPU | 441543 | Virtual Imaging Inc A Canon US | 555-NE | CXDI Workstation | 03/28/2016 | 04 | Inventory | 1105-34000 | SAH-Diagnostic Imaging | 611000756 | SAH | SAH
SAH5088 | Radiographic digital detector | 104469 | Canon USA | CXDI-701C | CXDI-70C | 07/23/2018 | 04 | Inventory | 1105-34000 | SAH-Diagnostic Imaging | FIU | SAH | SAH
SAH5089 | CT Scanner | 399199 | Siemens Medical Solutions USA | SOMATOM SENSATION 40 | SomatomSensationOpen | 12/08/2006 | IU | Active | 1105-33100 | SAH-CT Scan | UNKNOWN | SAH | SAH
SAH5090 | CT Scanner | 399199 | Siemens Medical Solutions USA | SOMATOM SENSATION 40 | Sensation 40 | 09/12/2006 | IU | Active | 1105-33100 | SAH-CT Scan | 00000 | SAH | SAH
SAH5091 | Rad./Tomo | 453551 | Philips Healthcare | 533075 | BuckyDiagnost TH | 03/08/2007 | IU | Active | 1105-34000 | SAH-Diagnostic Imaging | 000 | SAH | SAH
SAH5093 | Canon CXDI Workstation CPU | 441543 | Virtual Imaging Inc A Canon US | 555-NE | CXDI Workstation | 03/28/2016 | 04 | Inventory | 1105-34000 | SAH-Diagnostic Imaging | 611000756 | SAH | SAH
SAH5094 | General Rad Room | 399199 | Siemens Medical Solutions USA | 3848905 | POLYDOROS LX30/50 | 02/16/2003 | IU | Active | 1105-34000 | SAH-Diagnostic Imaging | 000 | SAH | SAH
SAH5095 | Radiographic digital detector | 104469 | Canon USA | CXDI-701C | CXDI-70C | 08/21/2018 | 04 | Inventory | 1105-34000 | SAH-Diagnostic Imaging | unknown | SAH | SAH
SAH5097 | Dicom Conversion System | 471654 | TIMS Medical Div Foresight Ima | 061000-2000 | TIMS | 02/15/2018 | IU | Active | 1105-34000 | SAH-Diagnostic Imaging | 411000358 | SAH | SAH
SAH5098 | Radiographic/Fluoroscopic Syst | 106973 | Shimadzu Medical Systems, Inc | SonialVision G4 | SonialVision G4 | 02/15/2018 | IU | Active | 1105-34000 | SAH-Diagnostic Imaging | 411000358 | SAH | SAH
SAH5099 | Canon CXDI Workstation CPU | 441543 | Virtual Imaging Inc A Canon US | 555-NE | CXDI Workstation | 02/15/2018 | 04 | Inventory | 1105-34000 | SAH-Diagnostic Imaging | 411000358 | SAH | SAH
SAH5100 | Radiographic digital detector | 104469 | Canon USA | CXDI-701C | CXDI-70C | 08/21/2018 | 04 | Inventory | 1105-34000 | SAH-Diagnostic Imaging | unknown | SAH | SAH
SAH5102 | Angiographic/Interventional Sy | 399199 | Siemens Medical Solutions USA | 7555373 | Axiom Artis dFA | 06/09/2005 | IU | Active | 1105-34110 | SAH-Angiocardiography | UNKNOWN | SAH | SAH
SAH5106 | Radiographic digital detector | 104469 | Canon USA | CXDI-55G | CXDI-55G | 09/05/2018 | 04 | Inventory | 1105-34000 | SAH-Diagnostic Imaging | unknown | SAH | SAH
SAH5107 | Digital Portable X-ray System | 399199 | Siemens Medical Solutions USA | 10594738 | Mobillett Mira Max | 04/03/2017 | IU | Active | 1105-34000 | SAH-Diagnostic Imaging | 611000866 | SAH | SAH
SAH5108 | Digital X-Ray Detector | 399199 | Siemens Medical Solutions USA | DNUR-S2 | Pixium 3543 EZH | 09/05/2018 | 04 | Inventory | 1105-34000 | SAH-Diagnostic Imaging | unknown | SAH | SAH
SAH5109 | CT Scanner | 453551 | Philips Healthcare | 728306 | Brilliance iCT | 01/10/2012 | IU | Active | 1105-33100 | SAH-CT Scan | 911000501-0-CIP | SAH | SAH
SAH5110 | General Digital Rad Room | 106973 | Shimadzu Medical Systems, Inc | UD150B-40R | RADspeedMC | 01/10/2012 | IU | Active | 1105-34000 | SAH-Diagnostic Imaging | 911000499-0-CES | SAH | SAH
SAH5111 | Canon workstation | 104469 | Canon USA | 545-NE2 | 545-NE2 | 08/02/2018 | 04 | Inventory | 1105-34000 | SAH-Diagnostic Imaging | FIU | SAH | SAH
SAH5112 | Contrast Media Injector | 452294 | Covidien (US) | 844100-D | Optivantage DH | 01/04/2013 | IU | Active | 1105-23100 | SAH-Emergency Service | 61100449 | SAH | SAH
SAH5124 | Digital Portable X-ray System | 399199 | Siemens Medical Solutions USA | 10594738 | Mobillett Mira Max | 07/29/2016 | IU | Active | 1105-34000 | SAH-Diagnostic Imaging | 611000692 | SAH | SAH
SAH5127 | Vital Signs Monitor | 101850 | Welch Allyn Inc A Subsidiary | VSM 6000 SERIES | VSM 6000 SERIES | 11/11/2014 | IU | Active | 1105-12530 | SAH-Surgical Unit I AT4 | 611000640-0-CAP | SAH | SAH
SAH5128 | Vital Signs Monitor | 101850 | Welch Allyn Inc A Subsidiary | VSM 6000 SERIES | VSM 6000 SERIES | 09/27/2017 | IU | Active | 1105-12530 | SAH-Surgical Unit I AT4 | 626000705-0-CAP | SAH | SAH
SAH5129 | Vital Signs Monitor | 101850 | Welch Allyn Inc A Subsidiary | VSM 6000 SERIES | VSM 6000 SERIES | 02/07/2012 | IU | Active | 1105-12154 | SAH-Cardiovascular Tele PT3 | UNKNOWN | SAH | SAH
SAH5130 | Vital Signs Monitor | 101850 | Welch Allyn Inc A Subsidiary | VSM 6000 SERIES | VSM 6000 SERIES | 02/15/2018 | IU | Active | 1105-23100 | SAH-Emergency Service | 626001181-0-CAP | SAH | SAH
SAH5131 | Vital Signs Monitor | 101850 | Welch Allyn Inc A Subsidiary | VSM 6000 SERIES | VSM 6000 SERIES | 02/07/2012 | IU | Active | 1105-23100 | SAH-Emergency Service | UNKNOWN | SAH | SAH
SAH5134 | Vital Signs Monitor | 101850 | Welch Allyn Inc A Subsidiary | VSM 6000 SERIES | VSM 6000 SERIES | 02/07/2012 | IU | Active | 1105-23100 | SAH-Emergency Service | unknown | SAH | SAH
SAH5135 | Vital Signs Monitor | 101850 | Welch Allyn Inc A Subsidiary | VSM 6000 SERIES | VSM 6000 SERIES | 02/15/2018 | IU | Active | 1105-23100 | SAH-Emergency Service | 626001181-0-CAP | SAH | SAH
SAH5136 | Vital Signs Monitor | 101850 | Welch Allyn Inc A Subsidiary | VSM 6000 SERIES | VSM 6000 SERIES | 02/27/2013 | IU | Active | 1105-23100 | SAH-Emergency Service | 611000541 | SAH | SAH
SAH5137 | Vital Signs Monitor | 101850 | Welch Allyn Inc A Subsidiary | VSM 6000 SERIES | VSM 6000 SERIES | 02/07/2012 | IU | Active | 1105-23100 | SAH-Emergency Service | unknown | SAH | SAH
SAH5138 | Vital Signs Monitor | 101850 | Welch Allyn Inc A Subsidiary | VSM 6000 SERIES | VSM 6000 SERIES | 11/29/2017 | IU | Active | 1105-23100 | SAH-Emergency Service | 411000344-0-CRE | SAH | SAH
SAH5139 | Vital Signs Monitor | 101850 | Welch Allyn Inc A Subsidiary | VSM 6000 SERIES | VSM 6000 SERIES | 11/29/2017 | IU | Active | 1105-23100 | SAH-Emergency Service | 411000344-0-CRE | SAH | SAH
SAH5140 | Vital Signs Monitor | 101850 | Welch Allyn Inc A Subsidiary | VSM 6000 SERIES | VSM 6000 SERIES | 02/27/2013 | IU | Active | 1105-12159 | SAH-Flex | 611000541 | SAH | SAH
SAH5142 | Vital Signs Monitor | 101850 | Welch Allyn Inc A Subsidiary | VSM 6000 SERIES | VSM 6000 SERIES | 11/11/2014 | IU | Active | 1105-12159 | SAH-Flex | 611000640-0-CAP | SAH | SAH
SAH5144 | Vital Signs Monitor | 101850 | Welch Allyn Inc A Subsidiary | VSM 6000 SERIES | VSM 6000 SERIES | 02/27/2013 | IU | Active | 1105-23100 | SAH-Emergency Service | 611000541 | SAH | SAH
SAH5145 | Vital Signs Monitor | 101850 | Welch Allyn Inc A Subsidiary | VSM 6000 SERIES | VSM 6000 SERIES | 05/08/2018 | IU | Active | 1105-30620 | SAH-Non Invasive Cardiology | 411000408- CRE | SAH | SAH
SAH5146 | Vital Signs Monitor | 101850 | Welch Allyn Inc A Subsidiary | VSM 6000 SERIES | VSM 6000 SERIES | 02/27/2013 | IU | Active | 1105-32100 | SAH-Hemodialysis | 611000541 | SAH | SAH
SAH5147 | Vital Signs Monitor | 101850 | Welch Allyn Inc A Subsidiary | VSM 6000 SERIES | VSM 6000 SERIES | 11/11/2014 | IU | Active | 1105-18300 | SAH-Urology 6SW | 611000640-0-CAP | SAH | SAH
SAH5148 | Vital Signs Monitor | 101850 | Welch Allyn Inc A Subsidiary | VSM 6000 SERIES | VSM 6000 SERIES | 02/27/2013 | IU | Active | 1105-32100 | SAH-Hemodialysis | 611000541 | SAH | SAH
SAH5149 | Vital Signs Monitor | 101850 | Welch Allyn Inc A Subsidiary | VSM 6000 SERIES | VSM 6000 SERIES | 02/15/2018 | IU | Active | 1105-18100 | SAH-Orthopedics Unit | 626001181-0-CAP | SAH | SAH
SAH5150 | Vital Signs Monitor | 101850 | Welch Allyn Inc A Subsidiary | VSM 6000 SERIES | VSM 6000 SERIES | 02/15/2018 | IU | Active | 1105-18100 | SAH-Orthopedics Unit | 626001181-0-CAP | SAH | SAH
SAH5151 | Vital Signs Monitor | 101850 | Welch Allyn Inc A Subsidiary | VSM 6000 SERIES | VSM 6000 SERIES | 10/28/2014 | IU | Active | 1105-37250 | SAH-Infusion Center | THROUGH BISC | SAH | SAH
SAH5152 | Vital Signs Monitor | 101850 | Welch Allyn Inc A Subsidiary | VSM 6000 SERIES | VSM 6000 SERIES | 03/20/2012 | IU | Active | 1105-18300 | SAH-Urology 6SW | 420002379-0-CRE | SAH | SAH
SAH5154 | Vital Signs Monitor | 101850 | Welch Allyn Inc A Subsidiary | VSM 6000 SERIES | VSM 6000 SERIES | 02/27/2013 | IU | Active | 1105-18415 | SAH-Neuroscience Unit 5N | 611000541 | SAH | SAH
SAH5155 | Vital Signs Monitor | 101850 | Welch Allyn Inc A Subsidiary | VSM 6000 SERIES | VSM 6000 SERIES | 02/27/2013 | IU | Active | 1105-18300 | SAH-Urology 6SW | 611000541 | SAH | SAH
SAH5159 | Vital Signs Monitor | 101850 | Welch Allyn Inc A Subsidiary | VSM 6000 SERIES | VSM 6000 SERIES | 02/27/2013 | IU | Active | 1105-12295 | SAH-Med/Surg Overflow 5E | 611000541 | SAH | SAH
SAH5160 | Vital Signs Monitor | 101850 | Welch Allyn Inc A Subsidiary | VSM 6000 SERIES | VSM 6000 SERIES | 02/16/2018 | IU | Active | 1105-12295 | SAH-Med/Surg Overflow 5E | 626001181-0-CAP | SAH | SAH
SAH5161 | Vital Signs Monitor | 101850 | Welch Allyn Inc A Subsidiary | VSM 6000 SERIES | VSM 6000 SERIES | 11/11/2014 | IU | Active | 1105-12295 | SAH-Med/Surg Overflow 5E | 611000640-0-CAP | SAH | SAH
SAH5163 | Vital Signs Monitor | 101850 | Welch Allyn Inc A Subsidiary | VSM 6000 SERIES | VSM 6000 SERIES | 02/15/2018 | IU | Active | 1105-12225 | SAH-Med/Surg Unit I 4SE | 626001181-0-CAP | SAH | SAH
SAH5164 | Vital Signs Monitor | 101850 | Welch Allyn Inc A Subsidiary | VSM 6000 SERIES | VSM 6000 SERIES | 03/20/2012 | IU | Active | 1105-12225 | SAH-Med/Surg Unit I 4SE | 420002379-cre | SAH | SAH
SAH5166 | Vital Signs Monitor | 101850 | Welch Allyn Inc A Subsidiary | VSM 6000 SERIES | VSM 6000 SERIES | 02/15/2018 | IU | Active | 1105-15000 | SAH-Psychiatric Acute | 626001181-0-CAP | SAH | SAH
SAH5167 | Vital Signs Monitor | 101850 | Welch Allyn Inc A Subsidiary | VSM 6000 SERIES | VSM 6000 SERIES | 02/15/2018 | IU | Active | 1105-15000 | SAH-Psychiatric Acute | 626001181-0-CAP | SAH | SAH
SAH5168 | Vital Signs Monitor | 101850 | Welch Allyn Inc A Subsidiary | VSM 6000 SERIES | VSM 6000 SERIES | 05/15/2013 | IU | Active | 1105-15000 | SAH-Psychiatric Acute | N/A | SAH | SAH
SAH5174 | Vital Signs Monitor | 101850 | Welch Allyn Inc A Subsidiary | VSM 6000 SERIES | VSM 6000 SERIES | 02/15/2018 | IU | Active | 1105-12245 | SAH-Oncology Unit AT6 | 626001181-0-CAP | SAH | SAH
SAH5175 | Vital Signs Monitor | 101850 | Welch Allyn Inc A Subsidiary | VSM 6000 SERIES | VSM 6000 SERIES | 03/20/2012 | IU | Active | 1105-12245 | SAH-Oncology Unit AT6 | 420002379-CRE | SAH | SAH
SAH5177 | Vital Signs Monitor | 101850 | Welch Allyn Inc A Subsidiary | VSM 6000 SERIES | VSM 6000 SERIES | 01/03/2017 | IU | Active | 1105-21300 | SAH-Ambulatory Care Unit | 611000834-0-CAP | SAH | SAH
SAH5178 | Vital Signs Monitor | 101850 | Welch Allyn Inc A Subsidiary | VSM 6000 SERIES | VSM 6000 SERIES | 05/01/2014 | IU | Active | 1105-21500 | SAH-PACU | NA | SAH | SAH
SAH5179 | Vital Signs Monitor | 101850 | Welch Allyn Inc A Subsidiary | VSM 6000 SERIES | VSM 6000 SERIES | 06/03/2014 | IU | Active | 1105-21500 | SAH-PACU | 260370486 | SAH | SAH
SAH5180 | Vital Signs Monitor | 101850 | Welch Allyn Inc A Subsidiary | VSM 6000 SERIES | VSM 6000 SERIES | 01/03/2017 | IU | Active | 1105-21300 | SAH-Ambulatory Care Unit | 611000834-0-CAP | SAH | SAH
SAH5182 | Vital Signs Monitor | 101850 | Welch Allyn Inc A Subsidiary | VSM 6000 SERIES | VSM 6000 SERIES | 03/20/2012 | IU | Active | 1105-18100 | SAH-Orthopedics Unit | 420002379-cre | SAH | SAH
SAH5183 | Vital Signs Monitor | 101850 | Welch Allyn Inc A Subsidiary | VSM 6000 SERIES | VSM 6000 SERIES | 02/27/2013 | IU | Active | 1105-18300 | SAH-Urology 6SW | 611000541 | SAH | SAH
SAH5184 | Vital Signs Monitor | 101850 | Welch Allyn Inc A Subsidiary | VSM 6000 SERIES | VSM 6000 SERIES | 11/11/2014 | IU | Active | 1105-18300 | SAH-Urology 6SW | 611000640-0-CAP | SAH | SAH
SAH5185 | Vital Signs Monitor | 101850 | Welch Allyn Inc A Subsidiary | VSM 6000 SERIES | VSM 6000 SERIES | 11/11/2014 | IU | Active | 1105-12154 | SAH-Cardiovascular Tele PT3 | 611000640-0-CAP | SAH | SAH
SAH5186 | Vital Signs Monitor | 101850 | Welch Allyn Inc A Subsidiary | VSM 6000 SERIES | VSM 6000 SERIES | 05/15/2013 | OS | In - Active | 1105-15000 | SAH-Psychiatric Acute | N/A | SAH | SAH
SAH5189 | LED Light Source | 440671 | Sunoptic Technologies | LED-4000 | LED-4000 | 08/06/2018 | IU | Active | 1105-21100 | SAH-Surgery | 411000478-0-CRE | SAH | SAH
SAH5190 | LED Light Source | 440671 | Sunoptic Technologies | LED-4000 | LED-4000 | 08/06/2018 | IU | Active | 1105-21100 | SAH-Surgery | 411000478-0-CRE | SAH | SAH
SAH5191 | LED Light Source | 440671 | Sunoptic Technologies | LED-4000 | LED-4000 | 08/06/2018 | IU | Active | 1105-21100 | SAH-Surgery | 411000478-0-CRE | SAH | SAH
SAH5192 | LED Light Source | 440671 | Sunoptic Technologies | LED-4000 | LED-4000 | 08/06/2018 | IU | Active | 1105-21100 | SAH-Surgery | 411000478-0-CRE | SAH | SAH
SAH5195 | Large Volume Pump Module | 378348 | BD | 8100 | Alaris Pump | 05/31/2012 | IU | Active | 1105-85160 | SAH-Sterile Processing | 920000849-0-CIP | SAH | SAH
SAH5202 | Video Printer | 182624 | Sony Electronics Inc Medical S | UP-897MD | UP-897MD | 03/26/2014 | IU | Active | 1105-21100 | SAH-Surgery | NA | SAH | SAH
SAH5204 | UPS | 106890 | Tripp Lite | SMART 1000LCD | SMART 1000LCD | 09/15/2013 | IU | Active | 1105-13100 | SAH-Intensive Care Unit | NA | SAH | SAH
SAH5206 | Nerve Block Stimulators | 106650 | Sun Med | 8-1053-60 | Sun Stim | 11/06/2013 | 04 | Inventory | 1105-21100 | SAH-Surgery | NA | SAH | SAH
SAH5207 | Compact Airway Gas Module | 440964 | GE Healthcare Technologies | E-CAiOV-00 | E-CAiOV-00 | 02/28/2014 | IU | Active | 1105-21100 | SAH-Surgery | 0 | SAH | SAH
SAH5210 | Nerve Block Stimulators | 106650 | Sun Med | 8-1053-60 | Sun Stim | 07/27/2016 | 04 | Inventory | 1105-21100 | SAH-Surgery | none | SAH | SAH
SAH5211 | 27in HD VideoMonitor | 107114 | STERIS Corp | RLM27HD2 | VIVID IMAGE D2 | 11/20/2017 | IU | Active | 1105-21221 | SAH-Endoscopy (2SE) | 411000301-0-CRE | SAH | SAH
SAH5212 | 27in HD VideoMonitor | 107114 | STERIS Corp | RLM27HD2 | VIVID IMAGE D2 | 11/22/2017 | IU | Active | 1105-21221 | SAH-Endoscopy (2SE) | 411000301 | SAH | SAH
SAH5213 | 27in HD VideoMonitor | 107114 | STERIS Corp | RLM27HD2 | VIVID IMAGE D2 | 11/22/2017 | IU | Active | 1105-21221 | SAH-Endoscopy (2SE) | 411000301 | SAH | SAH
SAH5214 | 27in HD VideoMonitor | 107114 | STERIS Corp | RLM27HD2 | VIVID IMAGE D2 | 11/22/2017 | IU | Active | 1105-21221 | SAH-Endoscopy (2SE) | 411000301 | SAH | SAH
SAH5215 | Video Processor, Endo | 276750 | Olympus America Inc | CV-190 | EVIS EXERA lll | 11/20/2017 | IU | Active | 1105-21221 | SAH-Endoscopy (2SE) | 411000350-0-CRE | SAH | SAH
SAH5216 | Xenon Light Source, Endo | 276750 | Olympus America Inc | CLV-190 | EVIS EXERA lll | 11/20/2017 | IU | Active | 1105-21221 | SAH-Endoscopy (2SE) | 411000350-0-CRE | SAH | SAH
SAH5218 | Endoscope Flushing Pump | 276750 | Olympus America Inc | OFP-2 | OFP-2 | 12/18/2017 | IU | Active | 1105-21221 | SAH-Endoscopy (2SE) | 411000350-0-CRE | SAH | SAH
SAH5219 | Endo Video Cart | 276750 | Olympus America Inc | WM-NP2 | WM-NP2 | 03/16/2018 | 04 | Inventory | 1105-21221 | SAH-Endoscopy (2SE) | 411000350-0-CRE | SAH | SAH
SAH5220 | Endo Ultrasound Processor | 276750 | Olympus America Inc | EU-ME2 | EU-ME2 PREMIER PLUS | 03/16/2018 | IU | Active | 1105-21221 | SAH-Endoscopy (2SE) | 411000350-0-CRE | SAH | SAH
SAH5221 | Endo Video Cart | 276750 | Olympus America Inc | WM-NP2 | WM-NP2 | 11/13/2017 | 04 | Inventory | 1105-21221 | SAH-Endoscopy (2SE) | 411000350-0-CRE | SAH | SAH
SAH5222 | Endo Ultrasound Processor | 276750 | Olympus America Inc | EU-ME2 | EU-ME2 PREMIER PLUS | 03/16/2018 | IU | Active | 1105-21221 | SAH-Endoscopy (2SE) | 411000350-0-CRE | SAH | SAH
SAH5223 | 27in HD VideoMonitor | 107114 | STERIS Corp | RLM27HD2 | VIVID IMAGE D2 | 11/22/2017 | IU | Active | 1105-21221 | SAH-Endoscopy (2SE) | 411000301-0-CRE | SAH | SAH
SAH5224 | 27in HD VideoMonitor | 107114 | STERIS Corp | RLM27HD2 | VIVID IMAGE D2 | 11/22/2017 | IU | Active | 1105-21221 | SAH-Endoscopy (2SE) | 411000301-0-CRE | SAH | SAH
SAH5225 | Video Processor, Endo | 276750 | Olympus America Inc | CV-190 | EVIS EXERA lll | 11/21/2017 | IU | Active | 1105-21221 | SAH-Endoscopy (2SE) | 411000350-0-CRE | SAH | SAH
SAH5226 | Xenon Light Source, Endo | 276750 | Olympus America Inc | CLV-190 | EVIS EXERA lll | 12/04/2017 | IU | Active | 1105-21221 | SAH-Endoscopy (2SE) | 411000350-0-CRE | SAH | SAH
SAH5228 | Endoscope Flushing Pump | 276750 | Olympus America Inc | OFP-2 | OFP-2 | 12/18/2017 | IU | Active | 1105-21221 | SAH-Endoscopy (2SE) | 411000350-0-CRE | SAH | SAH
SAH5229 | Endo Video Camera Console CCU | 107135 | Boston Scientific Corp | M00546650 | SpyGlass DS | 10/05/2016 | IU | Active | 1105-21221 | SAH-Endoscopy (2SE) | 82611913-0-SVC | SAH | SAH
SAH5231 | Video Laryngoscope | 451928 | Verathon Inc | 0570-0338 | GlideScope TITANIUM | 09/13/2017 | IU | Active | 1105-21221 | SAH-Endoscopy (2SE) | 626000640-0-CAP | SAH | SAH
SAH5232 | OR Video Integration Systems | 107114 | STERIS Corp | CXPS System | Black Diamond CXPS | 07/09/2018 | IU | Active | 1105-21100 | SAH-Surgery | 411000380-0-CRE | SAH | SAH
SAH5236 | Dual Surgical Lights | 107114 | STERIS Corp | Harmony LED | Harmony LED | 04/25/2011 | IU | Active | 1105-21100 | SAH-Surgery | 411000061-0-CRE | SAH | SAH
SAH5237 | Dual Surgical Lights | 107114 | STERIS Corp | Harmony LED | Harmony LED | 03/23/2011 | IU | Active | 1105-21100 | SAH-Surgery | 411000061-0-CRE | SAH | SAH
SAH5241 | Nerve Locator | 102834 | Life-Tech Inc | TRACER 3 | TRACER 3 | 07/10/2012 | IU | Active | 1105-20100 | SAH-Anesthesiology | na | SAH | SAH
SAH5242 | Nerve Locator | 102834 | Life-Tech Inc | TRACER 3 | TRACER 3 | 05/25/2012 | MI | Missing | 1105-20100 | SAH-Anesthesiology | unknown | SAH | SAH
SAH5243 | Nerve Locator | 102834 | Life-Tech Inc | TRACER 3 | TRACER 3 | 07/10/2012 | IU | Active | 1105-20100 | SAH-Anesthesiology | na | SAH | SAH
SAH5248 | Transducer 13-6 MHz | 340440 | SonoSite div of FUJIFILM | P07691-70 | L25x | 09/28/2018 | 04 | Inventory | 1105-21300 | SAH-Ambulatory Care Unit | FIU | SAH | SAH
SAH5253 | eICU Monitors | 556213 | TRU-Vu Monitors Inc | MM-19B-BL | MM-19B-BL | 12/01/2014 | 04 | Inventory | 1105-13102 | SAH-Intensive Care Unit II 3NW | 426000338-0-CRE | SAH | SAH
SAH5254 | eICU A/V Server | 453551 | Philips Healthcare | MediaLink | Medialink-Philips-US | 12/01/2014 | 04 | Inventory | 1105-13102 | SAH-Intensive Care Unit II 3NW | 426000338-0-CRE | SAH | SAH
SAH5255 | eICU Monitors | 556213 | TRU-Vu Monitors Inc | MM-19B-BL | MM-19B-BL | 12/01/2014 | 04 | Inventory | 1105-13102 | SAH-Intensive Care Unit II 3NW | 426000338-0-CRE | SAH | SAH
SAH5256 | eICU A/V Server | 453551 | Philips Healthcare | MediaLink | Medialink-Philips-US | 12/01/2014 | 04 | Inventory | 1105-13102 | SAH-Intensive Care Unit II 3NW | 426000338-0-CRE | SAH | SAH
SAH5262 | eICU A/V Server | 453551 | Philips Healthcare | MediaLink | Medialink-Philips-US | 12/01/2014 | 04 | Inventory | 1105-13102 | SAH-Intensive Care Unit II 3NW | 426000338-0-CRE | SAH | SAH
SAH5269 | Digital Recorder/Printer | 440964 | GE Healthcare Technologies | 2062913-001 | PRN-50-M+ | 02/08/2016 | 04 | Inventory | 1105-13102 | SAH-Intensive Care Unit II 3NW | FIU | SAH | SAH
SAH5271 | US Doppler Flow Detector | 102998 | Parks Medical Electronics Inc | 811B |  | 03/13/2008 | 04 | Inventory | 1105-13102 | SAH-Intensive Care Unit II 3NW | 000 | SAH | SAH
SAH5272 | US Doppler Flow Detector | 102998 | Parks Medical Electronics Inc | 811BL |  | 06/25/2012 | 04 | Inventory | 1105-12154 | SAH-Cardiovascular Tele PT3 | na | SAH | SAH
SAH5273 | US Doppler Flow Detector | 102998 | Parks Medical Electronics Inc | 811BL |  | 06/25/2012 | 04 | Inventory | 1105-12530 | SAH-Surgical Unit I AT4 | na | SAH | SAH
SAH5274 | US Doppler Flow Detector | 102998 | Parks Medical Electronics Inc | 811BL |  | 06/01/2011 | 04 | Inventory | 1105-12530 | SAH-Surgical Unit I AT4 | 260194943-CAP | SAH | SAH
SAH5275 | US Doppler Flow Detector | 102998 | Parks Medical Electronics Inc | 811BL |  | 07/05/2016 | 04 | Inventory | 1105-13102 | SAH-Intensive Care Unit II 3NW | 260511950 | SAH | SAH
SAH5276 | Nerve Block Stimulators | 105216 | Neuro Technology Inc | MICROSTIM | MicroStim Plus | 08/02/2011 | 04 | Inventory | 1105-13100 | SAH-Intensive Care Unit | 000 | SAH | SAH
SAH5279 | Nerve Block Stimulators | 102834 | Life-Tech Inc | ES400 | EzStim II | 09/06/2013 | 04 | Inventory | 1105-20100 | SAH-Anesthesiology | NA | SAH | SAH
SAH5281 | LED Light Source | 440671 | Sunoptic Technologies | LLS-050 | LED 50 | 10/04/2018 | IU | Active | 1105-21100 | SAH-Surgery | CONSIGNMENT | SAH | SAH
SAH5286 | Video Processor, Endo | 276750 | Olympus America Inc | CV-190 | EVIS EXERA lll | 11/20/2017 | IU | Active | 1105-21221 | SAH-Endoscopy (2SE) | 411000350-0-CRE | SAH | SAH
SAH5287 | Xenon Light Source, Endo | 276750 | Olympus America Inc | CLV-190 | EVIS EXERA lll | 11/20/2017 | IU | Active | 1105-21221 | SAH-Endoscopy (2SE) | 411000350-0-CRE | SAH | SAH
SAH5288 | Endoscope Flushing Pump | 276750 | Olympus America Inc | OFP-2 | OFP-2 | 12/18/2017 | IU | Active | 1105-21221 | SAH-Endoscopy (2SE) | 411000350-0-CRE | SAH | SAH
SAH5289 | Nerve Block Stimulators | 105216 | Neuro Technology Inc | MICROSTIM | MicroStim Plus | 11/23/2014 | 04 | Inventory | 1105-21100 | SAH-Surgery | N/A-FIU | SAH | SAH
SAH5292 | Xenon Light Source, Endo | 276750 | Olympus America Inc | CLV-190 | EVIS EXERA lll | 02/15/2013 | IU | Active | 1105-21221 | SAH-Endoscopy (2SE) | UNKNOWN | SAH | SAH
SAH5293 | Endoscope Flushing Pump | 276750 | Olympus America Inc | OFP | OFP | 02/15/2013 | IU | Active | 1105-21221 | SAH-Endoscopy (2SE) | UNKNOWN | SAH | SAH
SAH5294 | 27in HD VideoMonitor | 107114 | STERIS Corp | RLM27HD2 | VIVID IMAGE D2 | 11/20/2017 | 04 | Inventory | 1105-21221 | SAH-Endoscopy (2SE) | 411000301- | SAH | SAH
SAH5295 | LP20e Defibrillator/Pacer | 452575 | Physio-Control Inc | LP20E | LIFEPAK 20E | 06/26/2014 | LS | High Risk | 1105-88570 | SAH-Clinical Engineering | 611000612-0-CAP | SAH | SAH
SAH5296 | Electrosurgical Unit | 108422 | ERBE USA Inc | 10140-100 | VIO 300 D | 11/29/2016 | IU | Active | 1105-21221 | SAH-Endoscopy (2SE) | 611000840-0-CAP | SAH | SAH
SAH5298 | Video Processor, Endo | 276750 | Olympus America Inc | CV-190 | EVIS EXERA lll | 11/21/2017 | IU | Active | 1105-21221 | SAH-Endoscopy (2SE) | 411000350-0-CRE | SAH | SAH
SAH5299 | Xenon Light Source, Endo | 276750 | Olympus America Inc | CLV-190 | EVIS EXERA lll | 12/04/2017 | IU | Active | 1105-21221 | SAH-Endoscopy (2SE) | 411000350-0-CRE | SAH | SAH
SAH5301 | Electrosurgical Unit | 108422 | ERBE USA Inc | 10140-100 | VIO 300 D | 03/06/2018 | IU | Active | 1105-21221 | SAH-Endoscopy (2SE) | 411000321-0-CRE | SAH | SAH
SAH5302 | 27in HD VideoMonitor | 107114 | STERIS Corp | RLM27HD2 | VIVID IMAGE D2 | 11/22/2017 | 04 | Inventory | 1105-21221 | SAH-Endoscopy (2SE) | 411000301 | SAH | SAH
SAH5303 | Nerve Block Stimulators | 105216 | Neuro Technology Inc | 10023 | MicroStim | 03/08/2010 | 04 | Inventory | 1105-21100 | SAH-Surgery | 000 | SAH | SAH
SAH5304 | Gas Module | 440964 | GE Healthcare Technologies | E-MiniC-00 | E-MiniC-00 | 10/10/2017 | IU | Active | 1105-21221 | SAH-Endoscopy (2SE) | 411000305-0-CRE | SAH | SAH
SAH5306 | Airway Gas Module w/Agent Id | 440964 | GE Healthcare Technologies | E-sCAiO-00 | E-sCAiO-00 | 10/30/2017 | IU | Active | 1105-21221 | SAH-Endoscopy (2SE) | 411000307-0-CRE | SAH | SAH
SAH5308 | Gas Module | 440964 | GE Healthcare Technologies | E-MiniC-00 | E-MiniC-00 | 10/10/2017 | IU | Active | 1105-21221 | SAH-Endoscopy (2SE) | 411000305-0-CRE | SAH | SAH
SAH5309 | Patient Data Module | 440964 | GE Healthcare Technologies | 2016793-003 | PDM | 10/30/2017 | IU | Active | 1105-21221 | SAH-Endoscopy (2SE) | 411000307-0-CRE | SAH | SAH
SAH5310 | Airway Gas Module w/Agent Id | 440964 | GE Healthcare Technologies | E-sCAiO-00 | E-sCAiO-00 | 10/30/2017 | IU | Active | 1105-21221 | SAH-Endoscopy (2SE) | 411000307-0-CRE | SAH | SAH
SAH5312 | Gas Module | 440964 | GE Healthcare Technologies | E-MiniC-00 | E-MiniC-00 | 10/10/2017 | IU | Active | 1105-21221 | SAH-Endoscopy (2SE) | 411000305-0-CRE | SAH | SAH
SAH5313 | Patient Data Module | 440964 | GE Healthcare Technologies | 2016793-003 | PDM | 10/30/2017 | IU | Active | 1105-21221 | SAH-Endoscopy (2SE) | 411000307-0-CRE | SAH | SAH
SAH5315 | Blanket Warmer | 107114 | STERIS Corp | DJ040124331 | DJ040124331 | 11/20/2017 | IU | Active | 1105-21221 | SAH-Endoscopy (2SE) | 411000332-0-CRE | SAH | SAH
SAH5318 | Patient Lift | 358830 | Liko Inc A Hill-Rom Co | 2000039 | Golvo 8008 | 11/18/2014 | IU | Active | 1105-39400 | SAH-Physical Therapy | 611000643-0-CAP | SAH | SAH
SAH5322 | Temperature Management System | 451492 | Medivance Inc A Bard Medical C | 5000 | Arctic Sun 5000 | 12/16/2013 | IU | Active | 1105-13102 | SAH-Intensive Care Unit II 3NW | NA | SAH | SAH
SAH5324 | Cardiac Output Monitor | 374501 | Edwards Lifescience Corp | EV1000M | EV1000M | 12/15/2015 | IU | Active | 1105-13100 | SAH-Intensive Care Unit | 711005297-0-CES | SAH | SAH
SAH5325 | Clinical Platform Databox | 374501 | Edwards Lifescience Corp | EV1000DB | EV1000 Databox | 12/15/2015 | IU | Active | 1105-13100 | SAH-Intensive Care Unit | 711005297-0-CES | SAH | SAH
SAH5328 | AED Defibrillator | 452575 | Physio-Control Inc | LP1000 | LIFEPAK 1000 | 09/20/2018 | LS | High Risk | 1105-10000 | SAH-Nursing Administration | 260659860 | SAH | SAH
SAH5329 | AED Defibrillator | 452575 | Physio-Control Inc | LP1000 | LIFEPAK 1000 | 10/04/2018 | LS | High Risk | 1105-10000 | SAH-Nursing Administration | 260659860 | SAH | SAH
SAH5330 | IV Fluid Warmers | 452152 | Medical Solutions Inc | TEMP 3 | TEMP 3 | 07/13/2007 | IU | Active | 1105-21100 | SAH-Surgery | UNKNOWN | SAH | SAH
SAH5334 | 27in HD VideoMonitor | 107114 | STERIS Corp | RLM27HD2 | VIVID IMAGE D2 | 11/22/2017 | IU | Active | 1105-21221 | SAH-Endoscopy (2SE) | 411000301-0-CRE | SAH | SAH
SAH5335 | 27in HD VideoMonitor | 107114 | STERIS Corp | RLM27HD2 | VIVID IMAGE D2 | 11/22/2017 | IU | Active | 1105-21221 | SAH-Endoscopy (2SE) | 411000301-0-CRE | SAH | SAH
SAH5336 | Surgical Boom | 107114 | STERIS Corp | HarmonyAIR | HarmonyAIR | 11/28/2017 | IU | Active | 1105-21221 | SAH-Endoscopy (2SE) | 411000301-0-CRE | SAH | SAH
SAH5337 | Surgical Boom | 107114 | STERIS Corp | HarmonyAIR | HarmonyAIR | 10/05/2018 | IU | Active | 1105-21221 | SAH-Endoscopy (2SE) | 411000301-0-CRE | SAH | SAH
SAH5338 | Surgical Boom | 107114 | STERIS Corp | HarmonyAIR | HarmonyAIR | 10/05/2018 | IU | Active | 1105-21221 | SAH-Endoscopy (2SE) | 411000301-0-CRE | SAH | SAH
SAH5339 | Surgical Boom | 107114 | STERIS Corp | HarmonyAIR | HarmonyAIR | 10/05/2018 | IU | Active | 1105-21221 | SAH-Endoscopy (2SE) | 411000301-0-CRE | SAH | SAH
SAH5340 | Surgical Boom | 107114 | STERIS Corp | HarmonyAIR | HarmonyAIR | 10/05/2018 | IU | Active | 1105-21221 | SAH-Endoscopy (2SE) | 411000301-0-CRE | SAH | SAH
SAH5341 | Surgical Boom | 107114 | STERIS Corp | HarmonyAIR | HarmonyAIR | 12/01/2017 | IU | Active | 1105-21221 | SAH-Endoscopy (2SE) | 411000301-0-CRE | SAH | SAH
SAH5342 | Surgical Boom | 107114 | STERIS Corp | HarmonyAIR | HarmonyAIR | 10/05/2018 | IU | Active | 1105-21221 | SAH-Endoscopy (2SE) | 411000302-0-CAP | SAH | SAH
SAH5343 | Intergration System | 107114 | STERIS Corp | IQ2800 | Intergration System | 10/01/2017 | IU | Active | 1105-21221 | SAH-Endoscopy (2SE) | 411000302-0-CAP | SAH | SAH
SAH5344 | Bedside Physiologic Monitor | 440964 | GE Healthcare Technologies | B650 | Carescape B650 | 11/20/2017 | IU | Active | 1105-13100 | SAH-Intensive Care Unit | 626000585-0-CAP | SAH | SAH
SAH5345 | Patient Data Module | 440964 | GE Healthcare Technologies | 2016793-003 | PDM | 10/17/2017 | IU | Active | 1105-21500 | SAH-PACU | 626000585-0-CAP | SAH | SAH
SAH5346 | eICU Monitors | 556213 | TRU-Vu Monitors Inc | MM-19B-BL | MM-19B-BL | 12/01/2014 | 04 | Inventory | 1105-13100 | SAH-Intensive Care Unit | 426000338-0-CRE | SAH | SAH
SAH5347 | eICU A/V Server | 453551 | Philips Healthcare | MediaLink | Medialink-Philips-US | 12/01/2014 | 04 | Inventory | 1105-13100 | SAH-Intensive Care Unit | 426000338-0-CRE | SAH | SAH
SAH5349 | Bedside Physiologic Monitor | 440964 | GE Healthcare Technologies | B450 | Carescape B450 | 11/13/2017 | IU | Active | 1105-13100 | SAH-Intensive Care Unit | 626000585-0-CAP | SAH | SAH
SAH5350 | Patient Data Module | 440964 | GE Healthcare Technologies | 2016793-003 | PDM | 11/13/2017 | IU | Active | 1105-13100 | SAH-Intensive Care Unit | 626000585-0-CAP | SAH | SAH
SAH5351 | Patient Data Module | 440964 | GE Healthcare Technologies | 2016793-003 | PDM | 10/17/2017 | IU | Active | 1105-13100 | SAH-Intensive Care Unit | 626000585-0-CAP | SAH | SAH
SAH5352 | US Doppler Flow Detector | 102998 | Parks Medical Electronics Inc | 811BL |  | 07/05/2016 | 04 | Inventory | 1105-13100 | SAH-Intensive Care Unit | 260511950 | SAH | SAH
SAH5354 | US Doppler Flow Detector | 102998 | Parks Medical Electronics Inc | 811BL |  | 07/05/2016 | 04 | Inventory | 1105-13100 | SAH-Intensive Care Unit | 260511950 | SAH | SAH
SAH5355 | US Doppler Flow Detector | 102998 | Parks Medical Electronics Inc | 811BL |  | 06/25/2012 | 04 | Inventory | 1105-12530 | SAH-Surgical Unit I AT4 | na | SAH | SAH
SAH5356 | US Doppler Flow Detector | 102998 | Parks Medical Electronics Inc | 811BL |  | 07/17/2012 | 04 | Inventory | 1105-18415 | SAH-Neuroscience Unit 5N | 260263718 | SAH | SAH
SAH5358 | Radiofrequency Generator | 462943 | Medtronic Advanced Energy | 40-405-1 | AEX Generator | 09/15/2016 | IU | Active | 1105-21100 | SAH-Surgery | 811017029 | SAH | SAH
SAH5359 | Radiofrequency Generator | 462943 | Medtronic Advanced Energy | 40-405-1 | AEX Generator | 09/14/2016 | IU | Active | 1105-21100 | SAH-Surgery | 811017016 | SAH | SAH
SAH5364 | Electrosurgical Unit | 101345 | CONMED Corp | 60-8005-001 | SYSTEM 5000 | 05/08/2015 | IU | Active | 1105-21100 | SAH-Surgery | 411000224-0-CRE | SAH | SAH
SAH5367 | Electrosurgical Unit | 101345 | CONMED Corp | 60-8005-001 | SYSTEM 5000 | 10/30/2007 | IU | Active | 1105-21100 | SAH-Surgery | 000 | SAH | SAH
SAH5371 | Electrosurgical Unit | 517863 | Medtronic Minimally Invasive T | VLFT10GEN | FT10 | 10/17/2017 | IU | Active | 1105-21100 | SAH-Surgery | 611000857-0-CAP | SAH | SAH
SAH5372 | Electrosurgical Unit Bipolar | 254283 | ArthroCare Corp | RF8000E | Coblator II | 11/13/2012 | IU | Active | 1105-21100 | SAH-Surgery | NO PO, LEASED X | SAH | SAH
SAH5373 | CRRT Dialysis System | 451481 | NxStage Medical Inc | NX1000-5 | NxStage System One S | 08/17/2016 | IU | Active | 1105-13100 | SAH-Intensive Care Unit | 611000791-0-CAP | SAH | SAH
SAH5374 | Temperature Management System | 451492 | Medivance Inc A Bard Medical C | 5000 | Arctic Sun 5000 | 07/19/2018 | IU | Active | 1105-13100 | SAH-Intensive Care Unit | 626001589-0-CAP | SAH | SAH
SAH5375 | Electrosurgical Unit | 101345 | CONMED Corp | 60-8005-001 | SYSTEM 5000 | 10/30/2007 | IU | Active | 1105-21100 | SAH-Surgery | 000 | SAH | SAH
SAH5376 | Electrosurgical Unit | 101345 | CONMED Corp | 60-8005-001 | SYSTEM 5000 | 10/30/2007 | IU | Active | 1105-21100 | SAH-Surgery | 000 | SAH | SAH
SAH5382 | Portable Ultrasound System | 340440 | SonoSite div of FUJIFILM | P08189 | M-Turbo | 09/02/2010 | IU | Active | 1105-21100 | SAH-Surgery | 611000397-CAP | SAH | SAH
SAH5384 | Portable Ultrasound System | 340440 | SonoSite div of FUJIFILM | P08778 | S-Cath | 05/29/2014 | 04 | Inventory | 1105-30610 | SAH-Cardiac Cath Lab | 611000606-0-CAP | SAH | SAH
SAH5385 | Balloon Control Unit | 276750 | Olympus America Inc | OBCU | OBCU | 04/21/2016 | IU | Active | 1105-21221 | SAH-Endoscopy (2SE) | 611000787-0-CAP | SAH | SAH
SAH5388 | Ultrasound Imaging System | 107135 | Boston Scientific Corp | iLab | iLab 120C271 | 05/16/2017 | MI | Missing | 1105-30610 | SAH-Cardiac Cath Lab | 611000876-0-CAP | SAH | SAH
SAH5389 | Circulatory Assist Unit, Ventr | 105738 | ABIOMED Inc | 0042-0000-US | Impella Controller | 09/12/2016 | LS | High Risk | 1105-30610 | SAH-Cardiac Cath Lab | 260518437 | SAH | SAH
SAH5391 | CO2, SPO2 Monitor | 353340 | Oridion Capnography Inc | CS08653 | Capnostream 20 | 01/02/2012 | IU | Active | 1105-30610 | SAH-Cardiac Cath Lab | 611000466-CAP | SAH | SAH
SAH5393 | Electroshock Unit | 104776 | Somatics LLC | System IV | THYMATRON | 10/29/2012 | IU | Active | 1105-21500 | SAH-PACU | 611000525 | SAH | SAH
SAH5400 | Horizontal Leg Press | P10022 | Promaxima Manufacturing | P-140 | P-140 | 01/06/2015 | IU | Active | 1105-39150 | SAH-Rehab Services OP SARC | N/A-FIU | SAH | SAH
SAH5401 | Exerciser, Leg Extension W/ROM | P10022 | Promaxima Manufacturing | P-145 | P-145 | 01/06/2015 | IU | Active | 1105-39150 | SAH-Rehab Services OP SARC | N/A-FIU | SAH | SAH
SAH5402 | Seated Leg Curl with ROM | P10022 | Promaxima Manufacturing | P-131 | P-131 | 01/06/2015 | IU | Active | 1105-39150 | SAH-Rehab Services OP SARC | N/A-FIU | SAH | SAH
SAH5403 | Weight Machine | F10004 | FreeMotion Fitness | Cable Cross | Free Motion | 12/24/2014 | IU | Active | 1105-39150 | SAH-Rehab Services OP SARC | N/A-FIU | SAH | SAH
SAH5404 | Recumbent Stepper | 321008 | NuStep Inc | TRS4000 | TRS4000 | 11/08/2013 | IU | Active | 1105-39150 | SAH-Rehab Services OP SARC | NA | SAH | SAH
SAH5405 | Anti-Gravity Treadmill | 455917 | AlterG | F320 | Alter-G | 01/05/2016 | IU | Active | 1105-39150 | SAH-Rehab Services OP SARC | 611000753-0-CES | SAH | SAH
SAH5407 | Exercise Bike | 394503 | SCIFIT | ISO1000R | ISO1000R | 09/01/2003 | IU | Active | 1105-39150 | SAH-Rehab Services OP SARC | 000 | SAH | SAH
SAH5408 | Thermoplastic Splint Pan Bath | 105319 | Whitehall Mfg Div Morris Group | SP 1502 | Forma Splint | 08/15/2016 | MI | Missing | 1105-39150 | SAH-Rehab Services OP SARC | 2697756 | SAH | SAH
SAH5409 | Hydrocollators | 101645 | Richmar | HT-PAT-D120 | Hydratherm | 02/15/2018 | IU | Active | 1105-39150 | SAH-Rehab Services OP SARC | 260621304 | SAH | SAH
SAH5410 | Hydrocollators | 101645 | Richmar | HT-PAT-D120 | Hydratherm | 05/15/2017 | IU | Active | 1105-39150 | SAH-Rehab Services OP SARC | 260562724 | SAH | SAH
SAH5411 | Recumbent Stepper | 321008 | NuStep Inc | TRS4000 | TRS4000 | 09/02/2010 | IU | Active | 1105-39150 | SAH-Rehab Services OP SARC | 000 | SAH | SAH
SAH5412 | Auto BP monitor | 107853 | OMRON Healthcare Inc | BP785N | BP785N | 02/11/2018 | IU | Active | 1105-39155 | SAH-Rehab O/P Clinic Sports Med | FIU | SAH | SAH
SAH5414 | Manipulation Treatment Table | 184653 | Metron Medical Australia Pty L | T8718W | Elite Aster | 11/04/2013 | IU | Active | 1105-39150 | SAH-Rehab Services OP SARC | NA | SAH | SAH
SAH5415 | Stimulator-Neuromuscle | 452204 | DJO Global Inc | INTELECT 150 |  | 03/21/2001 | IU | Active | 1105-39150 | SAH-Rehab Services OP SARC | 000 | SAH | SAH
SAH5416 | Hot Dry Air-Fluidized Medium U | 452204 | DJO Global Inc | FLU115D | Fluiotherapy 115 | 01/02/2012 | IU | Active | 1105-39150 | SAH-Rehab Services OP SARC | 000 | SAH | SAH
SAH5417 | Exercise Bike, Recumbent | 394503 | SCIFIT | PRO 1000 | PRO 1000 | 04/05/2002 | IU | Active | 1105-39150 | SAH-Rehab Services OP SARC | 000 | SAH | SAH
SAH5419 | Swimming Pool Lift | 101388 | Joerns Healthcare Inc | SS-HSP-1 | SS-HSP-1 | 04/09/2015 | IU | Active | 1105-39150 | SAH-Rehab Services OP SARC | 260426969 | SAH | SAH
SAH5420 | Cast Saw Vacuum | 101991 | Stryker Instruments | 986 | CAST VAC | 07/01/1999 | IU | Active | 1105-12530 | SAH-Surgical Unit I AT4 | 000 | SAH | SAH
SAH5431 | Pulse Ox Docking Station | 371567 | Masimo Corp | RDS-1 | Radical Cradle | 09/02/2016 | 04 | Inventory | 1105-18100 | SAH-Orthopedics Unit | FIU | SAH | SAH
SAH5432 | Fetal and Vascular Doppler | 458815 | Natus Neurology Inc | IMEXDOP CT+ | IMEXDOP CT+ | 05/06/2016 | IU | Active | 1105-12295 | SAH-Med/Surg Overflow 5E | 260497858 | SAH | SAH
SAH5435 | Gas Module | 440964 | GE Healthcare Technologies | E-MiniC-00 | E-MiniC-00 | 03/01/2019 | IU | Active | 1105-13100 | SAH-Intensive Care Unit | 260684531 | SAH | SAH
SAH5436 | Gas Module | 440964 | GE Healthcare Technologies | E-MiniC-00 | E-MiniC-00 | 03/01/2019 | IU | Active | 1105-13100 | SAH-Intensive Care Unit | 260684531 | SAH | SAH
SAH5437 | Gas Module | 440964 | GE Healthcare Technologies | E-MiniC-00 | E-MiniC-00 | 03/01/2019 | IU | Active | 1105-13100 | SAH-Intensive Care Unit | 260684531 | SAH | SAH
SAH5439 | Pulse Ox Docking Station | 371567 | Masimo Corp | RDS-1 | Radical Cradle | 09/09/2004 | 04 | Inventory | 1105-12156 | SAH-Observation Close 4Flex | FIU | SAH | SAH
SAH5440 | Touch Screen Pulse Oximeter | 371567 | Masimo Corp | Radical 7 | Radical 7 | 09/09/2004 | IU | Active | 1105-12156 | SAH-Observation Close 4Flex | 000 | SAH | SAH
SAH5449 | Large Volume Pump Module | 378348 | BD | 8100 | Alaris PC 2019 | 11/12/2019 | IU | Active | 1105-10000 | SAH-Nursing Administration | 626002977-CAP | SAH | SAH
SAH5452 | Vital Signs Monitor | 101850 | Welch Allyn Inc A Subsidiary | VSM 6000 SERIES | VSM 6000 SERIES | 05/22/2017 | IU | Active | 1105-12154 | SAH-Cardiovascular Tele PT3 | 611000851-0-CAP | SAH | SAH
SAH5461 | LP20e Defibrillator/Pacer | 452575 | Physio-Control Inc | LP20E | LIFEPAK 20E | 06/01/2018 | LS | High Risk | 1105-21300 | SAH-Ambulatory Care Unit | 411000411-0-CRE | SAH | SAH
SAH5462 | Large Volume Pump Module | 378348 | BD | 8100 | Alaris Pump | 05/31/2012 | IU | Active | 1105-85160 | SAH-Sterile Processing | 920000849-0-CIP | SAH | SAH
SAH5464 | Pump Control Unit 5.7 Screen | 378348 | BD | 8015LS | Alaris PC 5.7 SCREEN | 03/19/2015 | IU | Active | 1105-85160 | SAH-Sterile Processing | 611000670-0-CAP | SAH | SAH
SAH5465 | Large Volume Pump Module | 378348 | BD | 8100 | Alaris Pump | 05/31/2012 | IU | Active | 1105-85160 | SAH-Sterile Processing | 920000849-0-CIP | SAH | SAH
SAH5466 | Patient Controlled Pump | 378348 | BD | 8120 | Alaris PCA 8120 | 05/17/2014 | IU | Active | 1105-85160 | SAH-Sterile Processing | na | SAH | SAH
SAH5468 | Large Volume Pump Module | 378348 | BD | 8100 | Alaris Pump | 05/31/2012 | IU | Active | 1105-85160 | SAH-Sterile Processing | 920000849-0-CIP | SAH | SAH
SAH5469 | Large Volume Pump Module | 378348 | BD | 8100 | Alaris Pump | 05/31/2012 | IU | Active | 1105-37250 | SAH-Infusion Center | 920000849-0-CIP | SAH | SAH
SAH5471 | Large Volume Pump Module | 378348 | BD | 8100 | Alaris Pump | 05/21/2018 | IU | Active | 1105-10000 | SAH-Nursing Administration | 411000421-0-CRE | SAH | SAH
SAH5477 | LP20e Defibrillator/Pacer | 452575 | Physio-Control Inc | LP20E | LIFEPAK 20E | 05/10/2018 | LS | High Risk | 1105-30610 | SAH-Cardiac Cath Lab | 626001430-0-CAP | SAH | SAH
SAH5479 | Patient Data Module | 440964 | GE Healthcare Technologies | 2016793-003 | PDM | 11/13/2017 | MI | Missing | 1105-13100 | SAH-Intensive Care Unit | 626000585-0-CAP | SAH | SAH
SAH5480 | Patient Data Module | 440964 | GE Healthcare Technologies | 2016793-003 | PDM | 11/13/2017 | IU | Active | 1105-13100 | SAH-Intensive Care Unit | 626000585-0-CAP | SAH | SAH
SAH5482 | eICU A/V Server | 453551 | Philips Healthcare | MediaLink | Medialink-Philips-US | 12/01/2014 | 04 | Inventory | 1105-13100 | SAH-Intensive Care Unit | 426000338-0-CRE | SAH | SAH
SAH5483 | Patient Data Module | 440964 | GE Healthcare Technologies | 2016793-003 | PDM | 10/17/2017 | IU | Active | 1105-13100 | SAH-Intensive Care Unit | 626000585-0-CAP | SAH | SAH
SAH5484 | Bedside Physiologic Monitor | 440964 | GE Healthcare Technologies | B650 | Carescape B650 | 11/13/2017 | IU | Active | 1105-13100 | SAH-Intensive Care Unit | 626000585-0-CAP | SAH | SAH
SAH5486 | Pump Control Unit 5.7 Screen | 378348 | BD | 8015LS | Alaris PC 5.7 SCREEN | 05/21/2018 | IU | Active | 1105-10000 | SAH-Nursing Administration | 411000421-0-CRE | SAH | SAH
SAH5497 | Large Volume Pump Module | 378348 | BD | 8100 | Alaris Pump | 05/31/2012 | IU | Active | 1105-85160 | SAH-Sterile Processing | 920000849-0-CIP | SAH | SAH
SAH5498 | Large Volume Pump Module | 378348 | BD | 8100 | Alaris Pump | 05/31/2012 | IU | Active | 1105-85160 | SAH-Sterile Processing | 920000849-0-CIP | SAH | SAH
SAH5499 | Large Volume Pump Module | 378348 | BD | 8100 | Alaris Pump | 05/31/2012 | IU | Active | 1105-85160 | SAH-Sterile Processing | 920000849-0-CIP | SAH | SAH
SAH5501 | Patient Data Module | 440964 | GE Healthcare Technologies | 2016793-003 | PDM | 06/21/2018 | IU | Active | 1105-21500 | SAH-PACU | 411000313-0-CRE | SAH | SAH
SAH5502 | Blanket Warmer | 107114 | STERIS Corp | DJ060124331 | DJ060124331 | 05/30/2018 | IU | Active | 1105-21500 | SAH-PACU | 411000380-CRE | SAH | SAH
SAH5503 | Patient Data Module | 440964 | GE Healthcare Technologies | 2016793-003 | PDM | 06/21/2018 | IU | Active | 1105-21500 | SAH-PACU | 411000313-0-CRE | SAH | SAH
SAH5504 | Bedside Physiologic Monitor | 440964 | GE Healthcare Technologies | B650 | Carescape B650 | 11/13/2017 | IU | Active | 1105-13100 | SAH-Intensive Care Unit | 626000585-0-CAP | SAH | SAH
SAH5505 | Patient Data Module | 440964 | GE Healthcare Technologies | 2016793-003 | PDM | 11/13/2017 | IU | Active | 1105-13100 | SAH-Intensive Care Unit | 626000585-0-CAP | SAH | SAH
SAH5506 | US Doppler Flow Detector | 102998 | Parks Medical Electronics Inc | 811BL |  | 03/19/2019 | 04 | Inventory | 1105-21100 | SAH-Surgery | 811023712-0-SVC | SAH | SAH
SAH5507 | US Doppler Flow Detector | 102998 | Parks Medical Electronics Inc | 811BL | 811BL | 03/19/2019 | 04 | Inventory | 1105-21100 | SAH-Surgery | 811023712-0-SVC | SAH | SAH
SAH5508 | Bedside Physiologic Monitor | 440964 | GE Healthcare Technologies | B650 | Carescape B650 | 11/13/2017 | IU | Active | 1105-13100 | SAH-Intensive Care Unit | 626000585-0-CAP | SAH | SAH
SAH5509 | eICU Monitors | 556213 | TRU-Vu Monitors Inc | MM-19B-BL | MM-19B-BL | 12/01/2014 | 04 | Inventory | 1105-13100 | SAH-Intensive Care Unit | 426000338-0-CRE | SAH | SAH
SAH5510 | eICU A/V Server | 453551 | Philips Healthcare | MediaLink | Medialink-Philips-US | 12/01/2014 | 04 | Inventory | 1105-13100 | SAH-Intensive Care Unit | 426000338-0-CRE | SAH | SAH
SAH5511 | eICU Monitors | 556213 | TRU-Vu Monitors Inc | MM-19B-BL | MM-19B-BL | 12/01/2014 | 04 | Inventory | 1105-13100 | SAH-Intensive Care Unit | 426000338-0-CRE | SAH | SAH
SAH5512 | eICU A/V Server | 453551 | Philips Healthcare | MediaLink | Medialink-Philips-US | 12/01/2014 | 04 | Inventory | 1105-13100 | SAH-Intensive Care Unit | 426000338-0-CRE | SAH | SAH
SAH5513 | Bedside Physiologic Monitor | 440964 | GE Healthcare Technologies | B650 | Carescape B650 | 11/13/2017 | IU | Active | 1105-13100 | SAH-Intensive Care Unit | 626000585-0-CAP | SAH | SAH
SAH5516 | REDI-CHARGE Battery Charger | 452575 | Physio-Control Inc | 11141-000115 | REDI-CHARGE | 03/14/2019 | 04 | Inventory | 1105-21100 | SAH-Surgery | 811023331-0-SVC | SAH | SAH
SAH5517 | Large Volume Pump Module | 378348 | BD | 8100 | Alaris Pump | 05/31/2012 | IU | Active | 1105-85160 | SAH-Sterile Processing | 920000849-0-CIP | SAH | SAH
SAH5518 | Large Volume Pump Module | 378348 | BD | 8100 | Alaris Pump | 05/31/2012 | IU | Active | 1105-85160 | SAH-Sterile Processing | 920000849-0-CIP | SAH | SAH
SAH5519 | Pump Control Unit 5.7 Screen | 378348 | BD | 8015LS | Alaris PC 5.7 SCREEN | 03/19/2015 | IU | Active | 1105-85160 | SAH-Sterile Processing | 611000670-0-CAP | SAH | SAH
SAH5520 | Large Volume Pump Module | 378348 | BD | 8100 | Alaris Pump | 05/31/2012 | IU | Active | 1105-85160 | SAH-Sterile Processing | 920000849-0-CIP | SAH | SAH
SAH5521 | Cardiac Output Monitor | 374501 | Edwards Lifescience Corp | EV1000M | EV1000M | 01/08/2014 | IU | Active | 1105-13100 | SAH-Intensive Care Unit | NA | SAH | SAH
SAH5522 | Clinical Platform Databox | 374501 | Edwards Lifescience Corp | EV1000DB | EV1000 Databox | 12/31/2014 | IU | Active | 1105-13100 | SAH-Intensive Care Unit | 611000654-0-CAP | SAH | SAH
SAH5523 | Hemodynamic Fluid Monitor | 454355 | Cheetah Medical | Starling SV | Starling SV | 04/11/2016 | 04 | Inventory | 1105-13100 | SAH-Intensive Care Unit | 611000784-0-CAP | SAH | SAH
SAH5525 | Ultrasound Transducer | 340440 | SonoSite div of FUJIFILM | P20311-10 | HFL38xi | 07/16/2018 | 04 | Inventory | 1105-13102 | SAH-Intensive Care Unit II 3NW | 61100796-0-CAP | SAH | SAH
SAH5526 | Ultrasound Transducer 5-1MHz | 340440 | SonoSite div of FUJIFILM | P21015-10 | rP19x/5-1MHz | 12/11/2019 | 04 | Inventory | 1105-13102 | SAH-Intensive Care Unit II 3NW | 61100796-0-CAP | SAH | SAH
SAH5529 | Video Processor, Endo | 276750 | Olympus America Inc | CV-190 | EVIS EXERA lll | 02/15/2013 | IU | Active | 1105-21221 | SAH-Endoscopy (2SE) | UNKNOWN | SAH | SAH
SAH5530 | Xenon Light Source, Endo | 276750 | Olympus America Inc | CLV-190 | EVIS EXERA lll | 02/15/2013 | IU | Active | 1105-21221 | SAH-Endoscopy (2SE) | FIU | SAH | SAH
SAH5531 | Endo Motorized Travel Cart | 453029 | PHS West Inc | Ergo Express | Ergo Express | 10/10/2017 | IU | Active | 1105-21221 | SAH-Endoscopy (2SE) | 626000648 | SAH | SAH
SAH5532 | Nerve Block Stimulators | 106650 | Sun Med | 8-1053-60 | Sun Stim | 03/08/2018 | 04 | Inventory | 1105-21100 | SAH-Surgery | BISC | SAH | SAH
SAH5534 | Large Volume Pump Module | 378348 | BD | 8100 | Alaris Pump | 05/31/2012 | IU | Active | 1105-85160 | SAH-Sterile Processing | 920000849-0-CIP | SAH | SAH
SAH5537 | eICU Monitors | 556213 | TRU-Vu Monitors Inc | MM-19B-BL | MM-19B-BL | 12/01/2014 | 04 | Inventory | 1105-13100 | SAH-Intensive Care Unit | 426000338-0-CRE | SAH | SAH
SAH5538 | eICU A/V Server | 453551 | Philips Healthcare | MediaLink | Medialink-Philips-US | 12/01/2014 | 04 | Inventory | 1105-13100 | SAH-Intensive Care Unit | 426000338-0-CRE | SAH | SAH
SAH5543 | Bedside Physiologic Monitor | 440964 | GE Healthcare Technologies | B650 | Carescape B650 | 11/13/2017 | IU | Active | 1105-13100 | SAH-Intensive Care Unit | 626000585-0-CAP | SAH | SAH
SAH5544 | Patient Data Module | 440964 | GE Healthcare Technologies | 2016793-003 | PDM | 11/13/2017 | IU | Active | 1105-13100 | SAH-Intensive Care Unit | 626000585-0-CAP | SAH | SAH
SAH5545 | eICU Monitors | 556213 | TRU-Vu Monitors Inc | MM-19B-BL | MM-19B-BL | 12/01/2014 | 04 | Inventory | 1105-13100 | SAH-Intensive Care Unit | 426000338-0-CRE | SAH | SAH
SAH5546 | eICU A/V Server | 453551 | Philips Healthcare | MediaLink | Medialink-Philips-US | 12/01/2014 | 04 | Inventory | 1105-13100 | SAH-Intensive Care Unit | 426000338-0-CRE | SAH | SAH
SAH5547 | Bedside Physiologic Monitor | 440964 | GE Healthcare Technologies | B650 | Carescape B650 | 11/13/2017 | IU | Active | 1105-13100 | SAH-Intensive Care Unit | 626000585-0-CAP | SAH | SAH
SAH5548 | Patient Data Module | 440964 | GE Healthcare Technologies | 2016793-003 | PDM | 11/13/2017 | IU | Active | 1105-13100 | SAH-Intensive Care Unit | 626000585-0-CAP | SAH | SAH
SAH5549 | Pump Control Unit 5.7 Screen | 378348 | BD | 8015LS | Alaris PC 5.7 SCREEN | 01/09/2018 | IU | Active | 1105-21221 | SAH-Endoscopy (2SE) | 411000326-0-CRE | SAH | SAH
SAH5550 | Large Volume Pump Module | 378348 | BD | 8100 | Alaris Pump | 05/31/2012 | IU | Active | 1105-85160 | SAH-Sterile Processing | 920000849-0-CIP | SAH | SAH
SAH5551 | Large Volume Pump Module | 378348 | BD | 8100 | Alaris Pump | 05/31/2012 | IU | Active | 1105-85160 | SAH-Sterile Processing | 920000849-0-CIP | SAH | SAH
SAH5552 | Large Volume Pump Module | 378348 | BD | 8100 | Alaris Pump | 05/31/2012 | IU | Active | 1105-85160 | SAH-Sterile Processing | 920000849-0-CIP | SAH | SAH
SAH5553 | Large Volume Pump Module | 378348 | BD | 8100 | Alaris Pump | 05/31/2012 | IU | Active | 1105-85160 | SAH-Sterile Processing | 920000849-0-CIP | SAH | SAH
SAH5554 | Pump Control Unit 5.7 Screen | 378348 | BD | 8015LS | Alaris PC 5.7 SCREEN | 01/09/2018 | IU | Active | 1105-21221 | SAH-Endoscopy (2SE) | 411000326-0-CRE | SAH | SAH
SAH5556 | Doppler Unit | 102764 | Huntleigh Healthcare Inc A Get | SD2 | SD2 | 03/22/2019 | 04 | Inventory | 1105-21500 | SAH-PACU | 260688216 | SAH | SAH
SAH5557 | Doppler Unit | 102764 | Huntleigh Healthcare Inc A Get | SD2 | SD2 | 03/22/2019 | 04 | Inventory | 1105-21500 | SAH-PACU | 260688216 | SAH | SAH
SAH5561 | Temporal Infrared Thermometer | 107875 | Exergen Corp | TAT-5000 | TAT-5000 | 03/21/2019 | 04 | Inventory | 1105-39813 | SAH-Life Help Clinic | FIU | SAH | SAH
SAH5562 | Large Volume Pump Module | 378348 | BD | 8100 | Alaris Pump | 05/31/2012 | IU | Active | 1105-85160 | SAH-Sterile Processing | 920000849-0-CIP | SAH | SAH
SAH5565 | Large Volume Pump Module | 378348 | BD | 8100 | Alaris Pump | 05/31/2012 | IU | Active | 1105-85160 | SAH-Sterile Processing | 920000849-0-CIP | SAH | SAH
SAH5566 | Large Volume Pump Module | 378348 | BD | 8100 | Alaris Pump | 05/31/2012 | IU | Active | 1105-85160 | SAH-Sterile Processing | 920000849-0-CIP | SAH | SAH
SAH5567 | Pump Control Unit 5.7 Screen | 378348 | BD | 8015LS | Alaris PC 5.7 SCREEN | 05/21/2018 | IU | Active | 1105-10000 | SAH-Nursing Administration | 411000421-0-CRE | SAH | SAH
SAH5568 | Gas Module | 440964 | GE Healthcare Technologies | E-MiniC-00 | E-MiniC-00 | 07/03/2018 | IU | Active | 1105-21500 | SAH-PACU | 411000313-0-CRE | SAH | SAH
SAH5569 | Gas Module | 440964 | GE Healthcare Technologies | E-MiniC-00 | E-MiniC-00 | 07/03/2018 | IU | Active | 1105-21500 | SAH-PACU | 411000313-0-CRE | SAH | SAH
SAH5571 | Hand Held Oxygen Analyzer | 362036 | Maxtec Inc | R230P1 | MAXO2me | 08/14/2017 | IU | Active | 1105-35000 | SAH-Respiratory Care Services 2nd | 260589062 | SAH | SAH
SAH5576 | Touch Screen Pulse Oximeter | 371567 | Masimo Corp | Radical 7 | Radical 7 | 02/27/2017 | IU | Active | 1105-35000 | SAH-Respiratory Care Services 2nd | 260561220 | SAH | SAH
SAH5579 | Giraffe Floor Exam Light | 340382 | Goodwin Mfg Inc | 1179 | 1179 | 04/01/2002 | 04 | Inventory | 1105-12510 | SAH-Cardiac Medical I (3SW) | 000 | SAH | SAH
SAH5581 | Portable Suction | 452041 | Ohio Medical Corp | 758000 | Care E Vac 3 | 12/28/2007 | IU | Active | 1105-12245 | SAH-Oncology Unit AT6 | 110032509 | SAH | SAH
SAH5582 | Surgical Guidance Console | 108483 | Merit Medical Systems Inc | SSC-01 | Savi Scout Console | 04/05/2019 | IU | Active | 1105-21100 | SAH-Surgery | 626002539-0-CAP | SAH | SAH
SAH5583 | Radiology Verification Console | 108483 | Merit Medical Systems Inc | CHK-01 | SCOUTCHECK | 04/05/2019 | IU | Active | 1105-33510 | SAH-Mammography | 626002539-0-CAP | SAH | SAH
SAH5586 | Tissue Flotation Bath | 261930 | Boekel Scientific Inc | 145901 | 145901 | 04/10/2019 | 04 | Inventory | 1105-31200 | SAH-Pathology Services | 260691412 | SAH | SAH
SAH5587 | EZ Lift Patient Scale | 453088 | EZ Way Inc | 598 |  | 03/16/2007 | IU | Active | 1105-35200 | SAH-Wound Care Center | FIU | SAH | SAH
SAH5589 | Gel Warmer Multi-bottle LCD | 101590 | Parker Laboratories Inc | 83-03 | Thermosonic | 04/01/2019 | 04 | Inventory | 1105-33900 | SAH-Ultrasound | BISC | SAH | SAH
SAH5590 | Gel Warmer Multi-bottle LCD | 101590 | Parker Laboratories Inc | 83-03 | Thermosonic | 04/01/2019 | 04 | Inventory | 1105-33900 | SAH-Ultrasound | BISC | SAH | SAH
SAH5592 | Balloon Pump IABP | 453766 | MAQUET Cardiovascular LLC A Ge | CS300 | CS300 | 05/22/2014 | LS | High Risk | 1105-30610 | SAH-Cardiac Cath Lab | 611000603-0-CAP | SAH | SAH
SAH5593 | Large Volume Pump Module | 378348 | BD | 8100 | Alaris Pump | 05/21/2018 | IU | Active | 1105-10000 | SAH-Nursing Administration | 411000421-0-CRE | SAH | SAH
SAH5594 | Large Volume Pump Module | 378348 | BD | 8100 | Alaris Pump | 05/31/2012 | IU | Active | 1105-85160 | SAH-Sterile Processing | 920000849-0-CIP | SAH | SAH
SAH5595 | Large Volume Pump Module | 378348 | BD | 8100 | Alaris Pump | 05/21/2018 | IU | Active | 1105-10000 | SAH-Nursing Administration | 411000421-0-CRE | SAH | SAH
SAH5599 | Large Volume Pump Module | 378348 | BD | 8100 | Alaris Pump | 05/31/2012 | IU | Active | 1105-85160 | SAH-Sterile Processing | 920000849-0-CIP | SAH | SAH
SAH5600 | Large Volume Pump Module | 378348 | BD | 8100 | Alaris Pump | 05/31/2012 | IU | Active | 1105-85160 | SAH-Sterile Processing | 920000849-0-CIP | SAH | SAH
SAH5601 | Large Volume Pump Module | 378348 | BD | 8100 | Alaris Pump | 05/31/2012 | IU | Active | 1105-85160 | SAH-Sterile Processing | 920000849-0-CIP | SAH | SAH
SAH5602 | Large Volume Pump Module | 378348 | BD | 8100 | Alaris Pump | 05/21/2018 | IU | Active | 1105-21300 | SAH-Ambulatory Care Unit | 411000421-0-CRE | SAH | SAH
SAH5603 | Large Volume Pump Module | 378348 | BD | 8100 | Alaris Pump | 05/31/2012 | IU | Active | 1105-85160 | SAH-Sterile Processing | 920000849-0-CIP | SAH | SAH
SAH5604 | eICU A/V Server | 453551 | Philips Healthcare | MediaLink | Medialink-Philips-US | 12/01/2014 | 04 | Inventory | 1105-13100 | SAH-Intensive Care Unit | 426000338-0-CRE | SAH | SAH
SAH5605 | eICU Monitors | 556213 | TRU-Vu Monitors Inc | MM-19B-BL | MM-19B-BL | 12/01/2014 | 04 | Inventory | 1105-13100 | SAH-Intensive Care Unit | 426000338-0-CRE | SAH | SAH
SAH5606 | Patient Data Module | 440964 | GE Healthcare Technologies | 2016793-003 | PDM | 11/13/2017 | MI | Missing | 1105-13100 | SAH-Intensive Care Unit | 626000585-0-CAP | SAH | SAH
SAH5607 | Bedside Physiologic Monitor | 440964 | GE Healthcare Technologies | B650 | Carescape B650 | 11/13/2017 | IU | Active | 1105-13100 | SAH-Intensive Care Unit | 626000585-0-CAP | SAH | SAH
SAH5608 | Bedside Physiologic Monitor | 440964 | GE Healthcare Technologies | B650 | Carescape B650 | 11/13/2017 | IU | Active | 1105-13100 | SAH-Intensive Care Unit | 626000585-0-CAP | SAH | SAH
SAH5614 | Bedside Physiologic Monitor | 440964 | GE Healthcare Technologies | B650 | Carescape B650 | 11/13/2017 | IU | Active | 1105-13100 | SAH-Intensive Care Unit | 626000585-0-CAP | SAH | SAH
SAH5615 | eICU Monitors | 556213 | TRU-Vu Monitors Inc | MM-19B-BL | MM-19B-BL | 12/01/2014 | 04 | Inventory | 1105-13100 | SAH-Intensive Care Unit | 426000338-0-CRE | SAH | SAH
SAH5616 | eICU A/V Server | 453551 | Philips Healthcare | MediaLink | Medialink-Philips-US | 12/01/2014 | 04 | Inventory | 1105-13100 | SAH-Intensive Care Unit | 426000338-0-CRE | SAH | SAH
SAH5619 | Pump Control Unit 5.7 Screen | 378348 | BD | 8015LS | Alaris PC 5.7 SCREEN | 05/21/2018 | IU | Active | 1105-10000 | SAH-Nursing Administration | 411000421-0-CRE | SAH | SAH
SAH5622 | US Doppler Flow Detector | 102998 | Parks Medical Electronics Inc | 811BL |  | 06/25/2012 | 04 | Inventory | 1105-12530 | SAH-Surgical Unit I AT4 | na | SAH | SAH
SAH5623 | eICU A/V Server | 453551 | Philips Healthcare | MediaLink | Medialink-Philips-US | 12/01/2014 | 04 | Inventory | 1105-13100 | SAH-Intensive Care Unit | 426000338-0-CRE | SAH | SAH
SAH5624 | eICU Monitors | 556213 | TRU-Vu Monitors Inc | MM-19B-BL | MM-19B-BL | 12/01/2014 | 04 | Inventory | 1105-13100 | SAH-Intensive Care Unit | 426000338-0-CRE | SAH | SAH
SAH5625 | Bedside Physiologic Monitor | 440964 | GE Healthcare Technologies | B650 | Carescape B650 | 11/20/2017 | IU | Active | 1105-13100 | SAH-Intensive Care Unit | 626000585-0-CAP | SAH | SAH
SAH5626 | Patient Data Module | 440964 | GE Healthcare Technologies | 2016793-003 | PDM | 10/17/2017 | IU | Active | 1105-13100 | SAH-Intensive Care Unit | 626000585-0-CAP | SAH | SAH
SAH5638 | Vital Signs Monitor | 101850 | Welch Allyn Inc A Subsidiary | VSM 6000 SERIES | VSM 6000 SERIES | 04/16/2019 | IU | Active | 1105-12225 | SAH-Med/Surg Unit I 4SE | 260691317 | SAH | SAH
SAH5639 | Vital Signs Monitor | 101850 | Welch Allyn Inc A Subsidiary | VSM 6000 SERIES | VSM 6000 SERIES | 04/16/2019 | IU | Active | 1105-12210 | SAH-Med Surg Unit II 5NW | 260691317 | SAH | SAH
SAH5641 | Large Volume Pump Module | 378348 | BD | 8100 | Alaris Pump | 05/31/2012 | IU | Active | 1105-85160 | SAH-Sterile Processing | 920000849-0-CIP | SAH | SAH
SAH5642 | Large Volume Pump Module | 378348 | BD | 8100 | Alaris Pump | 05/31/2012 | IU | Active | 1105-85160 | SAH-Sterile Processing | 920000849-0-CIP | SAH | SAH
SAH5643 | Large Volume Pump Module | 378348 | BD | 8100 | Alaris Pump | 05/31/2012 | IU | Active | 1105-85160 | SAH-Sterile Processing | 920000849-0-CIP | SAH | SAH
SAH5644 | Large Volume Pump Module | 378348 | BD | 8100 | Alaris Pump | 05/31/2012 | IU | Active | 1105-85160 | SAH-Sterile Processing | 920000849-0-CIP | SAH | SAH
SAH5645 | Large Volume Pump Module | 378348 | BD | 8100 | Alaris Pump | 05/31/2012 | IU | Active | 1105-85160 | SAH-Sterile Processing | 920000849-0-CIP | SAH | SAH
SAH5646 | Large Volume Pump Module | 378348 | BD | 8100 | Alaris Pump | 03/19/2015 | IU | Active | 1105-85160 | SAH-Sterile Processing | 611000670-0-CAP | SAH | SAH
SAH5648 | Large Volume Pump Module | 378348 | BD | 8100 | Alaris Pump | 05/31/2012 | IU | Active | 1105-85160 | SAH-Sterile Processing | 920000849-0-CIP | SAH | SAH
SAH5651 | ManoScan Cart | 391192 | Medtronic Given Imaging Inc | 8039 | ManoScan Cart | 01/07/2016 | 04 | Inventory | 1105-21221 | SAH-Endoscopy (2SE) | 611000747-0-CAP | SAH | SAH
SAH5652 | eICU A/V Server | 453551 | Philips Healthcare | MediaLink | Medialink-Philips-US | 12/01/2014 | 04 | Inventory | 1105-13102 | SAH-Intensive Care Unit II 3NW | 426000338-0-CRE | SAH | SAH
SAH5653 | eICU Monitors | 556213 | TRU-Vu Monitors Inc | MM-19B-BL | MM-19B-BL | 12/01/2014 | 04 | Inventory | 1105-13102 | SAH-Intensive Care Unit II 3NW | 426000338-0-CRE | SAH | SAH
SAH5663 | eICU Monitors | 556213 | TRU-Vu Monitors Inc | MM-19B-BL | MM-19B-BL | 12/01/2014 | 04 | Inventory | 1105-13102 | SAH-Intensive Care Unit II 3NW | 426000338-0-CRE | SAH | SAH
SAH5666 | Infrared Vein Finder | 455305 | Christie Medical Holdings Inc | Vision2 | VeinViewer Vision2 | 09/16/2016 | IU | Active | 1105-13100 | SAH-Intensive Care Unit | 611000804 | SAH | SAH
SAH5667 | Bedside Physiologic Monitor | 440964 | GE Healthcare Technologies | B450 | Carescape B450 | 01/09/2018 | IU | Active | 1105-21221 | SAH-Endoscopy (2SE) | 411000305-0-CRE | SAH | SAH
SAH5668 | Manometry HR Impedance Module | 391192 | Medtronic Given Imaging Inc | 4189 | ManoScan Z A200 | 12/08/2015 | 04 | Inventory | 1105-21221 | SAH-Endoscopy (2SE) | 611000747-0-CAP | SAH | SAH
SAH5669 | Manometry HR Module | 391192 | Medtronic Given Imaging Inc | A120 | ManoScan 360 | 12/08/2015 | 04 | Inventory | 1105-21221 | SAH-Endoscopy (2SE) | 611000747-0-CAP | SAH | SAH
SAH5670 | Large Volume Pump Module | 378348 | BD | 8100 | Alaris Pump | 05/31/2012 | IU | Active | 1105-85160 | SAH-Sterile Processing | 920000849-0-CIP | SAH | SAH
SAH5671 | Large Volume Pump Module | 378348 | BD | 8100 | Alaris Pump | 03/19/2015 | IU | Active | 1105-85160 | SAH-Sterile Processing | 611000670-0-CAP | SAH | SAH
SAH5672 | Large Volume Pump Module | 378348 | BD | 8100 | Alaris Pump | 05/31/2012 | IU | Active | 1105-85160 | SAH-Sterile Processing | 920000849-0-CIP | SAH | SAH
SAH5674 | Large Volume Pump Module | 378348 | BD | 8100 | Alaris Pump | 05/31/2012 | IU | Active | 1105-85160 | SAH-Sterile Processing | 920000849-0-CIP | SAH | SAH
SAH5675 | Large Volume Pump Module | 378348 | BD | 8100 | Alaris Pump | 05/31/2012 | IU | Active | 1105-85160 | SAH-Sterile Processing | 920000849-0-CIP | SAH | SAH
SAH5677 | I-Stat Downloader/Charger | 450992 | Abbott Point of Care Div | DRC-300 | DRC-300 | 04/01/2017 | 04 | Inventory | 1105-31350 | SAH-Point of Care Testing (POCT) 3rd | FIU | SAH | SAH
SAH5678 | Large Volume Pump Module | 378348 | BD | 8100 | Alaris Pump | 05/21/2018 | IU | Active | 1105-10000 | SAH-Nursing Administration | 411000421-0-CRE | SAH | SAH
SAH5679 | Large Volume Pump Module | 378348 | BD | 8100 | Alaris Pump | 05/31/2012 | IU | Active | 1105-85160 | SAH-Sterile Processing | 920000849-0-CIP | SAH | SAH
SAH5680 | Data Recorder Kit | 391192 | Medtronic Given Imaging Inc | FGS0450 | Bravo pH | 06/13/2018 | IU | Active | 1105-21221 | SAH-Endoscopy (2SE) | 626000852-0-CAP | SAH | SAH
SAH5681 | Data Recorder Kit | 391192 | Medtronic Given Imaging Inc | FGS0450 | Bravo pH | 12/15/2017 | IU | Active | 1105-21221 | SAH-Endoscopy (2SE) | 626000852-0-CAP | SAH | SAH
SAH5685 | Digital Recorder/Printer | 440964 | GE Healthcare Technologies | PRN-50-M | PRN-50-M | 03/23/2003 | 04 | Inventory | 1105-12510 | SAH-Cardiac Medical I (3SW) | 000 | SAH | SAH
SAH5686 | Portable Suction | 453450 | DeVilbiss Healthcare Inc | 7305P-D | 7305P-D | 03/19/2018 | IU | Active | 1105-13100 | SAH-Intensive Care Unit | FIU | SAH | SAH
SAH5687 | Bedside Physiologic Monitor | 440964 | GE Healthcare Technologies | B650 | Carescape B650 | 11/13/2017 | IU | Active | 1105-13100 | SAH-Intensive Care Unit | 626000585-0-CAP | SAH | SAH
SAH5688 | eICU A/V Server | 453551 | Philips Healthcare | MediaLink | Medialink-Philips-US | 12/01/2014 | 04 | Inventory | 1105-13100 | SAH-Intensive Care Unit | 426000338-0-CRE | SAH | SAH
SAH5690 | Large Volume Pump Module | 378348 | BD | 8100 | Alaris Pump | 05/31/2012 | IU | Active | 1105-85160 | SAH-Sterile Processing | 920000849-0-CIP | SAH | SAH
SAH5691 | Patient Data Module | 440964 | GE Healthcare Technologies | 2016793-003 | PDM | 11/13/2017 | IU | Active | 1105-13100 | SAH-Intensive Care Unit | 626000585-0-CAP | SAH | SAH
SAH5693 | Hemodynamic Fluid Monitor | 454355 | Cheetah Medical | Starling SV | Starling SV | 09/21/2017 | 04 | Inventory | 1105-13100 | SAH-Intensive Care Unit | exchange | SAH | SAH
SAH5701 | Endoscope- Pneumatic Tester | 276750 | Olympus America Inc | MU-1 | MU-1 | 02/01/2017 | IU | Active | 1105-21221 | SAH-Endoscopy (2SE) | 260558998 | SAH | SAH
SAH5702 | US Doppler Flow Detector | 102998 | Parks Medical Electronics Inc | 811BL |  | 07/05/2016 | 04 | Inventory | 1105-35000 | SAH-Respiratory Care Services 2nd | 260511950 | SAH | SAH
SAH5706 | Gas Module | 440964 | GE Healthcare Technologies | E-MiniC-00 | E-MiniC-00 | 10/10/2017 | IU | Active | 1105-21221 | SAH-Endoscopy (2SE) | 411000306-0-CRE | SAH | SAH
SAH5707 | Gas Module | 440964 | GE Healthcare Technologies | E-MiniC-00 | E-MiniC-00 | 10/10/2017 | MI | Missing | 1105-21221 | SAH-Endoscopy (2SE) | 411000306-0-CRE | SAH | SAH
SAH5708 | Patient Data Module | 440964 | GE Healthcare Technologies | 2016793-003 | PDM | 10/10/2017 | IU | Active | 1105-21221 | SAH-Endoscopy (2SE) | 411000305-0-CRE | SAH | SAH
SAH5710 | Patient Data Module | 440964 | GE Healthcare Technologies | 2016793-003 | PDM | 03/14/2018 | IU | Active | 1105-21221 | SAH-Endoscopy (2SE) | 411000306-0-CRE | SAH | SAH
SAH5711 | Patient Data Module | 440964 | GE Healthcare Technologies | 2016793-003 | PDM | 11/13/2017 | IU | Active | 1105-13100 | SAH-Intensive Care Unit | 626000585-0-CAP | SAH | SAH
SAH5712 | Bedside Physiologic Monitor | 440964 | GE Healthcare Technologies | B650 | Carescape B650 | 11/20/2017 | IU | Active | 1105-13100 | SAH-Intensive Care Unit | 626000585-0-CAP | SAH | SAH
SAH5713 | Bedside Physiologic Monitor | 440964 | GE Healthcare Technologies | B650 | Carescape B650 | 11/13/2017 | IU | Active | 1105-13100 | SAH-Intensive Care Unit | 626000585-0-CAP | SAH | SAH
SAH5719 | Data Recorder Kit | 391192 | Medtronic Given Imaging Inc | FGS0450 | Bravo pH | 06/13/2018 | IU | Active | 1105-21221 | SAH-Endoscopy (2SE) | 626000852-0-CAP | SAH | SAH
SAH5720 | Digital Recorder/Printer | 440964 | GE Healthcare Technologies | PRN-50-M+ | PRN-50-M+ | 11/17/2017 | 04 | Inventory | 1105-13100 | SAH-Intensive Care Unit | 626000585-0-CAP | SAH | SAH
SAH5722 | Gas Module | 440964 | GE Healthcare Technologies | E-MiniC-00 | E-MiniC-00 | 10/10/2017 | IU | Active | 1105-21221 | SAH-Endoscopy (2SE) | 411000306-0-CRE | SAH | SAH
SAH5723 | Gas Module | 440964 | GE Healthcare Technologies | E-MiniC-00 | E-MiniC-00 | 10/10/2017 | IU | Active | 1105-21221 | SAH-Endoscopy (2SE) | 411000306-0-CRE | SAH | SAH
SAH5724 | Gas Module | 440964 | GE Healthcare Technologies | E-MiniC-00 | E-MiniC-00 | 10/10/2017 | IU | Active | 1105-21221 | SAH-Endoscopy (2SE) | 411000306-0-CRE | SAH | SAH
SAH5725 | Data Recorder Kit | 391192 | Medtronic Given Imaging Inc | FGS0450 | Bravo pH | 05/01/2019 | IU | Active | 1105-21221 | SAH-Endoscopy (2SE) | 260695095-0-CAP | SAH | SAH
SAH5726 | Data Recorder Kit | 391192 | Medtronic Given Imaging Inc | FGS0450 | Bravo pH | 05/01/2019 | IU | Active | 1105-21221 | SAH-Endoscopy (2SE) | 260695095-0-CAP | SAH | SAH
SAH5727 | Data Recorder Kit | 391192 | Medtronic Given Imaging Inc | FGS0450 | Bravo pH | 05/01/2019 | IU | Active | 1105-21221 | SAH-Endoscopy (2SE) | 260695095-0-CAP | SAH | SAH
SAH5728 | Data Reflux recorder | 391192 | Medtronic Given Imaging Inc | FGS-0634 | Bravo CF Recorder | 05/12/2023 | 04 | Inventory | 1105-21221 | SAH-Endoscopy (2SE) | 260695095-0-CAP | SAH | SAH
SAH5729 | Dual Warming Cabinet | 107114 | STERIS Corp | DJ060124331 | DJ060124331 | 07/01/2018 | IU | Active | 1105-21500 | SAH-PACU | 411000402-0-CRE | SAH | SAH
SAH5730 | Data Recorder Kit | 391192 | Medtronic Given Imaging Inc | FGS0450 | Bravo pH | 05/01/2019 | IU | Active | 1105-21221 | SAH-Endoscopy (2SE) | 260695095-0-CAP | SAH | SAH
SAH5731 | Large Volume Pump Module | 378348 | BD | 8100 | Alaris Pump | 05/31/2012 | IU | Active | 1105-85160 | SAH-Sterile Processing | 920000849-0-CIP | SAH | SAH
SAH5732 | Large Volume Pump Module | 378348 | BD | 8100 | Alaris Pump | 05/31/2012 | IU | Active | 1105-85160 | SAH-Sterile Processing | 920000849-0-CIP | SAH | SAH
SAH5733 | Patient Data Module | 440964 | GE Healthcare Technologies | 2016793-003 | PDM | 10/10/2017 | IU | Active | 1105-21221 | SAH-Endoscopy (2SE) | 411000306-0-CRE | SAH | SAH
SAH5734 | Patient Data Module | 440964 | GE Healthcare Technologies | 2016793-003 | PDM | 10/10/2017 | IU | Active | 1105-21221 | SAH-Endoscopy (2SE) | 411000306-0-CRE | SAH | SAH
SAH5737 | Data Recorder Kit | 391192 | Medtronic Given Imaging Inc | FGS0450 | Bravo pH | 12/15/2017 | IU | Active | 1105-21221 | SAH-Endoscopy (2SE) | 626000852-0-CAP | SAH | SAH
SAH5740 | Large Volume Pump Module | 378348 | BD | 8100 | Alaris Pump | 05/31/2012 | IU | Active | 1105-85160 | SAH-Sterile Processing | 920000849-0-CIP | SAH | SAH
SAH5741 | Large Volume Pump Module | 378348 | BD | 8100 | Alaris Pump | 05/31/2012 | IU | Active | 1105-85160 | SAH-Sterile Processing | 920000849-0-CIP | SAH | SAH
SAH5742 | Large Volume Pump Module | 378348 | BD | 8100 | Alaris Pump | 05/21/2018 | IU | Active | 1105-10000 | SAH-Nursing Administration | 411000421-0-CRE | SAH | SAH
SAH5743 | Large Volume Pump Module | 378348 | BD | 8100 | Alaris Pump | 05/31/2012 | IU | Active | 1105-85160 | SAH-Sterile Processing | 920000849-0-CIP | SAH | SAH
SAH5744 | Large Volume Pump Module | 378348 | BD | 8100 | Alaris Pump | 05/31/2012 | IU | Active | 1105-85160 | SAH-Sterile Processing | 920000849-0-CIP | SAH | SAH
SAH5745 | Large Volume Pump Module | 378348 | BD | 8100 | Alaris Pump | 05/31/2012 | IU | Active | 1105-85160 | SAH-Sterile Processing | 920000849-0-CIP | SAH | SAH
SAH5755 | LCD HD Video Monitor | 276750 | Olympus America Inc | OEV-262H | OEV-262H | 05/12/2023 | 04 | Inventory | 1105-21221 | SAH-Endoscopy (2SE) | 626003430-0-CAP | SAH | SAH
SAH5756 | Endoscope Flushing Pump | 276750 | Olympus America Inc | OFP | OFP | 02/15/2013 | IU | Active | 1105-21221 | SAH-Endoscopy (2SE) | UNKNOWN | SAH | SAH
SAH5757 | Mobile Suction | 103640 | Medela Inc | FGS0306 | Vario 18 | 01/09/2018 | IU | Active | 1105-21221 | SAH-Endoscopy (2SE) | 626000852-0-CAP | SAH | SAH
SAH5759 | Large Volume Pump Module | 378348 | BD | 8100 | Alaris Pump | 05/31/2012 | IU | Active | 1105-85160 | SAH-Sterile Processing | 920000849-0-CIP | SAH | SAH
SAH5760 | Large Volume Pump Module | 378348 | BD | 8100 | Alaris Pump | 05/31/2012 | IU | Active | 1105-85160 | SAH-Sterile Processing | 920000849-0-CIP | SAH | SAH
SAH5762 | Temporal Infrared Thermometer | 107875 | Exergen Corp | TAT-5000 | TAT-5000 | 04/23/2019 | 04 | Inventory | 1105-13100 | SAH-Intensive Care Unit | BISC | SAH | SAH
SAH5763 | Temporal Infrared Thermometer | 107875 | Exergen Corp | TAT-5000 | TAT-5000 | 04/23/2019 | 04 | Inventory | 1105-13100 | SAH-Intensive Care Unit | BISC | SAH | SAH
SAH5772 | eICU A/V Server | 453551 | Philips Healthcare | MediaLink | Medialink-Philips-US | 12/01/2014 | 04 | Inventory | 1105-13100 | SAH-Intensive Care Unit | 426000338-0-CRE | SAH | SAH
SAH5773 | eICU Monitors | 556213 | TRU-Vu Monitors Inc | MM-19B-BL | MM-19B-BL | 12/01/2014 | 04 | Inventory | 1105-13100 | SAH-Intensive Care Unit | 426000338-0-CRE | SAH | SAH
SAH5774 | Patient Data Module | 440964 | GE Healthcare Technologies | 2016793-003 | PDM | 11/13/2017 | IU | Active | 1105-13100 | SAH-Intensive Care Unit | 626000585-0-CAP | SAH | SAH
SAH5775 | Patient Controlled Pump | 378348 | BD | 8120 | Alaris PCA 8120 | 05/17/2014 | IU | Active | 1105-85160 | SAH-Sterile Processing | na | SAH | SAH
SAH5776 | Patient Controlled Pump | 378348 | BD | 8120 | Alaris PCA 8120 | 05/17/2014 | IU | Active | 1105-85160 | SAH-Sterile Processing | na | SAH | SAH
SAH5778 | Pump Control Unit 5.7 Screen | 378348 | BD | 8015LS | Alaris PC 5.7 SCREEN | 05/21/2018 | IU | Active | 1105-10000 | SAH-Nursing Administration | 411000421-0-CRE | SAH | SAH
SAH5783 | Pulse Ox Docking Station | 371567 | Masimo Corp | RDS-3 | RDS-3 | 06/01/2019 | 04 | Inventory | 1105-23100 | SAH-Emergency Service | 260696213 | SAH | SAH
SAH5787 | Pulse Ox Docking Station | 371567 | Masimo Corp | RDS-3 | RDS-3 | 06/01/2019 | 04 | Inventory | 1105-39200 | SAH-Rehab Services Main | 260696213 | SAH | SAH
SAH5788 | Pulse Ox Docking Station | 371567 | Masimo Corp | RDS-3 | RDS-3 | 06/01/2019 | 04 | Inventory | 1105-35000 | SAH-Respiratory Care Services 2nd | 260696213 | SAH | SAH
SAH5790 | Pressure Trans Tester | 103373 | Utah Medical Products Inc | 650-900 | Veri-Cal | 06/08/2017 | IU | Active | 1105-88570 | SAH-Clinical Engineering | 711009110-0-CES | SAH | SAH
SAH5792 | CES Staff Laptop | D10003 | Dell Computer Corporation | E7470 | Latitude | 06/05/2017 | 04 | Inventory | 1105-88570 | SAH-Clinical Engineering | CES | SAH | SAH
SAH5793 | Pump Control Unit 5.7 Screen | 378348 | BD | 8015LS | Alaris PC 5.7 SCREEN | 05/21/2018 | IU | Active | 1105-10000 | SAH-Nursing Administration | 411000421-0-CRE | SAH | SAH
SAH5795 | Non Contact Tonometer | 513931 | icare usa | TA011 | ic100 | 05/01/2019 | IU | Active | 1105-23100 | SAH-Emergency Service | 260697862 | SAH | SAH
SAH5796 | Large Volume Pump Module | 378348 | BD | 8100 | Alaris Pump | 05/31/2012 | IU | Active | 1105-85160 | SAH-Sterile Processing | 920000849-0-CIP | SAH | SAH
SAH5797 | 22in LED Display Widescreen | 150179 | NEC Corp America Inc | EA223WM-BK | EA244WMiBK | 08/05/2015 | 04 | Inventory | 1105-30610 | SAH-Cardiac Cath Lab | REQUESTED | SAH | SAH
SAH5798 | 22in LED Display Widescreen | 150179 | NEC Corp America Inc | EA223WM-BK | EA244WMiBK | 08/05/2015 | 04 | Inventory | 1105-30610 | SAH-Cardiac Cath Lab | REQUESTED | SAH | SAH
SAH5800 | UPS | 106890 | Tripp Lite | SMART 1200XLHG | SMART 1200XLHG | 08/01/2015 | IU | Active | 1105-30610 | SAH-Cardiac Cath Lab | REQUESTED | SAH | SAH
SAH5802 | UPS | 106890 | Tripp Lite | SMART 1200XLHG | SMART 1200XLHG | 08/01/2015 | IU | Active | 1105-30610 | SAH-Cardiac Cath Lab | REQUESTED | SAH | SAH
SAH5803 | UPS | 106890 | Tripp Lite | SMART 1200XLHG | SMART 1200XLHG | 09/02/2016 | IU | Active | 1105-30610 | SAH-Cardiac Cath Lab | 420002786-0-CRE | SAH | SAH
SAH5807 | Bedside Physiologic Monitor | 440964 | GE Healthcare Technologies | Dash 4000 | Dash 4000 | 05/15/2003 | IU | Active | 1105-30610 | SAH-Cardiac Cath Lab | NA | SAH | SAH
SAH5812 | Nerve Stimulators | 106650 | Sun Med | 8-1053-62 | Microstim Plus | 05/06/2019 | 04 | Inventory | 1105-20100 | SAH-Anesthesiology | BISC | SAH | SAH
SAH5814 | Nerve Block Stimulators | 106650 | Sun Med | 8-1053-62 | Microstim Plus | 05/06/2019 | 04 | Inventory | 1105-20100 | SAH-Anesthesiology | BISC ORDER | SAH | SAH
SAH5815 | Nerve Block Stimulators | 106650 | Sun Med | 8-1053-62 | Microstim Plus | 05/06/2019 | 04 | Inventory | 1105-20100 | SAH-Anesthesiology | BISC ORDER | SAH | SAH
SAH5816 | Nerve Block Stimulators | 106650 | Sun Med | 8-1053-62 | Microstim Plus | 05/06/2019 | 04 | Inventory | 1105-20100 | SAH-Anesthesiology | BISC ORDER | SAH | SAH
SAH5821 | Vital Signs Monitor | 101850 | Welch Allyn Inc A Subsidiary | VSM 6000 SERIES | VSM 6000 SERIES | 02/07/2012 | IU | Active | 1105-12530 | SAH-Surgical Unit I AT4 | UNKNOWN | SAH | SAH
SAH5822 | Vital Signs Monitor | 101850 | Welch Allyn Inc A Subsidiary | VSM 6000 SERIES | VSM 6000 SERIES | 02/27/2013 | IU | Active | 1105-12295 | SAH-Med/Surg Overflow 5E | 611000541 | SAH | SAH
SAH5836 | Patient Data Module | 440964 | GE Healthcare Technologies | 2016793-003 | PDM | 10/17/2017 | IU | Active | 1105-23100 | SAH-Emergency Service | 626000585-0-CAP | SAH | SAH
SAH5841 | eICU Monitors | 556213 | TRU-Vu Monitors Inc | MM-19B-BL | MM-19B-BL | 12/01/2014 | 04 | Inventory | 1105-13100 | SAH-Intensive Care Unit | 426000338-0-CRE | SAH | SAH
SAH5842 | eICU A/V Server | 453551 | Philips Healthcare | MediaLink | Medialink-Philips-US | 12/01/2014 | 04 | Inventory | 1105-13100 | SAH-Intensive Care Unit | 426000338-0-CRE | SAH | SAH
SAH5843 | Pump Control Unit 5.7 Screen | 378348 | BD | 8015LS | Alaris PC 5.7 SCREEN | 05/21/2018 | IU | Active | 1105-10000 | SAH-Nursing Administration | 411000421-0-CRE | SAH | SAH
SAH5845 | Large Volume Pump Module | 378348 | BD | 8100 | Alaris Pump | 05/31/2012 | IU | Active | 1105-85160 | SAH-Sterile Processing | 920000849-0-CIP | SAH | SAH
SAH5849 | Blanket Warmer | 392414 | Blickman Inc | 7921 | 7921 | 07/02/2004 | IU | Active | 1105-30610 | SAH-Cardiac Cath Lab | 000 | SAH | SAH
SAH5853 | eICU A/V Server | 453551 | Philips Healthcare | MediaLink | Medialink-Philips-US | 12/01/2014 | 04 | Inventory | 1105-13102 | SAH-Intensive Care Unit II 3NW | 426000338-0-CRE | SAH | SAH
SAH5858 | Large Volume Pump Module | 378348 | BD | 8100 | Alaris Pump | 05/31/2012 | IU | Active | 1105-85160 | SAH-Sterile Processing | 920000849-0-CIP | SAH | SAH
SAH5872 | Blanket Warmer | 392414 | Blickman Inc | 7927MG | 7927MG | 10/19/2006 | IU | Active | 1105-12510 | SAH-Cardiac Medical I (3SW) | 000 | SAH | SAH
SAH5876 | Large Volume Pump Module | 378348 | BD | 8100 | Alaris Pump | 05/31/2012 | IU | Active | 1105-85160 | SAH-Sterile Processing | 920000849-0-CIP | SAH | SAH
SAH5877 | Large Volume Pump Module | 378348 | BD | 8100 | Alaris Pump | 05/31/2012 | IU | Active | 1105-85160 | SAH-Sterile Processing | 920000849-0-CIP | SAH | SAH
SAH5878 | Large Volume Pump Module | 378348 | BD | 8100 | Alaris Pump | 05/31/2012 | IU | Active | 1105-85160 | SAH-Sterile Processing | 920000849-0-CIP | SAH | SAH
SAH5881 | Front End Hemodynamic Monitor | 452291 | Philips Interventional Patient | FC2020 | XPER Flex Cardio | 05/08/2018 | IU | Active | 1105-30610 | SAH-Cardiac Cath Lab | EXCHANGE | SAH | SAH
SAH5886 | Portable Suction | 452041 | Ohio Medical Corp | 758000 | Care E Vac 3 | 05/19/2016 | IU | Active | 1105-13100 | SAH-Intensive Care Unit | 260506831 | SAH | SAH
SAH5887 | Nerve Block Stimulators | 106650 | Sun Med | 8-1053-60 | Sun Stim | 03/08/2018 | 04 | Inventory | 1105-21100 | SAH-Surgery | BISC | SAH | SAH
SAH5892 | Large Volume Pump Module | 378348 | BD | 8100 | Alaris Pump | 05/31/2012 | IU | Active | 1105-85160 | SAH-Sterile Processing | 920000849-0-CIP | SAH | SAH
SAH5893 | Large Volume Pump Module | 378348 | BD | 8100 | Alaris Pump | 05/31/2012 | IU | Active | 1105-85160 | SAH-Sterile Processing | 920000849-0-CIP | SAH | SAH
SAH5894 | Large Volume Pump Module | 378348 | BD | 8100 | Alaris Pump | 05/31/2012 | IU | Active | 1105-85160 | SAH-Sterile Processing | 920000849-0-CIP | SAH | SAH
SAH5896 | Large Volume Pump Module | 378348 | BD | 8100 | Alaris Pump | 05/31/2012 | IU | Active | 1105-85160 | SAH-Sterile Processing | 920000849-0-CIP | SAH | SAH
SAH5897 | Large Volume Pump Module | 378348 | BD | 8100 | Alaris Pump | 05/31/2012 | IU | Active | 1105-85160 | SAH-Sterile Processing | 920000849-0-CIP | SAH | SAH
SAH5898 | Large Volume Pump Module | 378348 | BD | 8100 | Alaris Pump | 05/31/2012 | IU | Active | 1105-85160 | SAH-Sterile Processing | 920000849-0-CIP | SAH | SAH
SAH5900 | Large Volume Pump Module | 378348 | BD | 8100 | Alaris Pump | 05/31/2012 | IU | Active | 1105-85160 | SAH-Sterile Processing | 920000849-0-CIP | SAH | SAH
SAH5913 | Large Volume Pump Module | 378348 | BD | 8100 | Alaris Pump | 05/31/2012 | IU | Active | 1105-85160 | SAH-Sterile Processing | 920000849-0-CIP | SAH | SAH
SAH5916 | Large Volume Pump Module | 378348 | BD | 8100 | Alaris Pump | 05/31/2012 | IU | Active | 1105-85160 | SAH-Sterile Processing | 920000849-0-CIP | SAH | SAH
SAH5917 | Large Volume Pump Module | 378348 | BD | 8100 | Alaris Pump | 05/31/2012 | IU | Active | 1105-85160 | SAH-Sterile Processing | 920000849-0-CIP | SAH | SAH
SAH5918 | Large Volume Pump Module | 378348 | BD | 8100 | Alaris Pump | 05/31/2012 | IU | Active | 1105-85160 | SAH-Sterile Processing | 920000849-0-CIP | SAH | SAH
SAH5919 | Pump Control Unit 5.7 Screen | 378348 | BD | 8015LS | Alaris PC 5.7 SCREEN | 05/21/2018 | IU | Active | 1105-10000 | SAH-Nursing Administration | 411000421-0-CRE | SAH | SAH
SAH5920 | Large Volume Pump Module | 378348 | BD | 8100 | Alaris Pump | 05/31/2012 | IU | Active | 1105-85160 | SAH-Sterile Processing | 920000849-0-CIP | SAH | SAH
SAH5923 | Cardiac Ablation Systems | 546728 | Abbott Cardiac Arrhythmias and | PN-004400 | TactiSys Quartz | 04/30/2018 | IU | Active | 1105-30610 | SAH-Cardiac Cath Lab | 626001418-0-CAP | SAH | SAH
SAH5926 | Electrosurgical Unit | 452305 | Covidien Valleylab Div Covidie | FORCE FX-CS | FORCE FX-CS | 03/27/2015 | IU | Active | 1105-30610 | SAH-Cardiac Cath Lab | 260425903 | SAH | SAH
SAH5930 | Bedside Physiologic Monitor | 440964 | GE Healthcare Technologies | Dash 4000 | Dash 4000 | 05/15/2003 | MI | Missing | 1105-30610 | SAH-Cardiac Cath Lab | NA | SAH | SAH
SAH5931 | Fetal and Vascular Doppler | 458815 | Natus Neurology Inc | 200 | Nicolet Elite 200 | 12/19/2003 | 04 | Inventory | 1105-30610 | SAH-Cardiac Cath Lab | 000 | SAH | SAH
SAH5932 | Fetal and Vascular Doppler | 458815 | Natus Neurology Inc | 100R | Nicolet Elite 100R | 05/16/2006 | 04 | Inventory | 1105-30610 | SAH-Cardiac Cath Lab | 000 | SAH | SAH
SAH5934 | Pump Control Unit 5.7 Screen | 378348 | BD | 8015LS | Alaris PC 5.7 SCREEN | 01/09/2018 | IU | Active | 1105-21221 | SAH-Endoscopy (2SE) | 411000326-0-CRE | SAH | SAH
SAH5936 | Large Volume Pump Module | 378348 | BD | 8100 | Alaris Pump | 05/21/2018 | IU | Active | 1105-10000 | SAH-Nursing Administration | 411000421-0-CRE | SAH | SAH
SAH5944 | Large Volume Pump Module | 378348 | BD | 8100 | Alaris Pump | 05/31/2012 | IU | Active | 1105-85160 | SAH-Sterile Processing | 920000849-0-CIP | SAH | SAH
SAH5950 | Large Volume Pump Module | 378348 | BD | 8100 | Alaris Pump | 05/21/2018 | IU | Active | 1105-10000 | SAH-Nursing Administration | 411000421-0-CRE | SAH | SAH
SAH5956 | Large Volume Pump Module | 378348 | BD | 8100 | Alaris Pump | 05/31/2012 | IU | Active | 1105-85160 | SAH-Sterile Processing | 920000849-0-CIP | SAH | SAH
SAH5957 | Large Volume Pump Module | 378348 | BD | 8100 | Alaris Pump | 05/31/2012 | IU | Active | 1105-85160 | SAH-Sterile Processing | 920000849-0-CIP | SAH | SAH
SAH5967 | Dermatome, Handpiece | 102618 | Padgett Instruments Inc Div In | B | B | 05/18/2010 | IU | Active | 1105-85160 | SAH-Sterile Processing | 811006595 | SAH | SAH
SAH5970 | Pump Control Unit 5.7 Screen | 378348 | BD | 8015LS | Alaris PC 5.7 SCREEN | 01/09/2018 | IU | Active | 1105-21221 | SAH-Endoscopy (2SE) | 411000326-0-CRE | SAH | SAH
SAH5971 | Large Volume Pump Module | 378348 | BD | 8100 | Alaris Pump | 12/05/2017 | IU | Active | 1105-21221 | SAH-Endoscopy (2SE) | 411000326-0-CRE | SAH | SAH
SAH5972 | UPS | 108649 | APC-American Power Conversion | UPS (NMN) |  | 08/03/2010 | IU | Active | 1105-31200 | SAH-Pathology Services | 000 | SAH | SAH
SAH5980 | Large Volume Pump Module | 378348 | BD | 8100 | Alaris Pump | 05/31/2012 | IU | Active | 1105-85160 | SAH-Sterile Processing | 920000849-0-CIP | SAH | SAH
SAH5981 | Large Volume Pump Module | 378348 | BD | 8100 | Alaris Pump | 05/31/2012 | IU | Active | 1105-85160 | SAH-Sterile Processing | 920000849-0-CIP | SAH | SAH
SAH5983 | Large Volume Pump Module | 378348 | BD | 8100 | Alaris Pump | 05/31/2012 | IU | Active | 1105-85160 | SAH-Sterile Processing | 920000849-0-CIP | SAH | SAH
SAH5984 | Large Volume Pump Module | 378348 | BD | 8100 | Alaris Pump | 05/31/2012 | IU | Active | 1105-85160 | SAH-Sterile Processing | 920000849-0-CIP | SAH | SAH
SAH5985 | Large Volume Pump Module | 378348 | BD | 8100 | Alaris Pump | 05/31/2012 | IU | Active | 1105-85160 | SAH-Sterile Processing | 920000849-0-CIP | SAH | SAH
SAH5987 | Large Volume Pump Module | 378348 | BD | 8100 | Alaris Pump | 05/21/2018 | IU | Active | 1105-10000 | SAH-Nursing Administration | 411000421-0-CRE | SAH | SAH
SAH5988 | Large Volume Pump Module | 378348 | BD | 8100 | Alaris Pump | 05/21/2018 | IU | Active | 1105-10000 | SAH-Nursing Administration | 411000421-0-CRE | SAH | SAH
SAH5989 | Large Volume Pump Module | 378348 | BD | 8100 | Alaris Pump | 05/21/2018 | IU | Active | 1105-10000 | SAH-Nursing Administration | 411000421-0-CRE | SAH | SAH
SAH5990 | Large Volume Pump Module | 378348 | BD | 8100 | Alaris Pump | 05/21/2018 | IU | Active | 1105-10000 | SAH-Nursing Administration | 411000421-0-CRE | SAH | SAH
SAH5999 | Large Volume Pump Module | 378348 | BD | 8100 | Alaris Pump | 05/31/2012 | IU | Active | 1105-85160 | SAH-Sterile Processing | 920000849-0-CIP | SAH | SAH
SAH6006 | Large Volume Pump Module | 378348 | BD | 8100 | Alaris Pump | 05/31/2012 | IU | Active | 1105-85160 | SAH-Sterile Processing | 920000849-0-CIP | SAH | SAH
SAH6008 | Large Volume Pump Module | 378348 | BD | 8100 | Alaris Pump | 05/31/2012 | IU | Active | 1105-85160 | SAH-Sterile Processing | 920000849-0-CIP | SAH | SAH
SAH6017 | Feeding Pump | 452294 | Covidien (US) | 382400 | KANGAROO ePump | 08/08/2012 | IU | Active | 1105-85160 | SAH-Sterile Processing | 611000509 | SAH | SAH
SAH6018 | Feeding Pump | 452294 | Covidien (US) | 382400 | KANGAROO ePump | 03/08/2018 | IU | Active | 1105-85160 | SAH-Sterile Processing | 260618099 | SAH | SAH
SAH6022 | Feeding Pump | 452294 | Covidien (US) | 382400 | KANGAROO ePump | 08/08/2012 | IU | Active | 1105-85160 | SAH-Sterile Processing | 611000509 | SAH | SAH
SAH6025 | Large Volume Pump Module | 378348 | BD | 8100 | Alaris Pump | 05/31/2012 | IU | Active | 1105-85160 | SAH-Sterile Processing | 920000849-0-CIP | SAH | SAH
SAH6026 | Large Volume Pump Module | 378348 | BD | 8100 | Alaris Pump | 05/31/2012 | IU | Active | 1105-85160 | SAH-Sterile Processing | 920000849-0-CIP | SAH | SAH
SAH6027 | Large Volume Pump Module | 378348 | BD | 8100 | Alaris Pump | 05/31/2012 | IU | Active | 1105-85160 | SAH-Sterile Processing | 920000849-0-CIP | SAH | SAH
SAH6029 | Large Volume Pump Module | 378348 | BD | 8100 | Alaris Pump | 05/31/2012 | IU | Active | 1105-85160 | SAH-Sterile Processing | 920000849-0-CIP | SAH | SAH
SAH6035 | Calibraton Analyzer | 105166 | Puritan-Bennett Corp Puritan G | PTS2000 | PTS2000 | 06/21/2007 | IU | Active | 1105-88570 | SAH-Clinical Engineering | 000 | SAH | SAH
SAH6040 | Large Volume Pump Module | 378348 | BD | 8100 | Alaris Pump | 05/31/2012 | IU | Active | 1105-85160 | SAH-Sterile Processing | 920000849-0-CIP | SAH | SAH
SAH6043 | Large Volume Pump Module | 378348 | BD | 8100 | Alaris Pump | 05/31/2012 | IU | Active | 1105-85160 | SAH-Sterile Processing | 920000849-0-CIP | SAH | SAH
SAH6045 | Large Volume Pump Module | 378348 | BD | 8100 | Alaris Pump | 03/19/2015 | IU | Active | 1105-85160 | SAH-Sterile Processing | 611000670-0-CAP | SAH | SAH
SAH6047 | Large Volume Pump Module | 378348 | BD | 8100 | Alaris Pump | 05/31/2012 | IU | Active | 1105-85160 | SAH-Sterile Processing | 920000849-0-CIP | SAH | SAH
SAH6049 | Large Volume Pump Module | 378348 | BD | 8100 | Alaris Pump | 05/31/2012 | IU | Active | 1105-85160 | SAH-Sterile Processing | 920000849-0-CIP | SAH | SAH
SAH6052 | Large Volume Pump Module | 378348 | BD | 8100 | Alaris Pump | 05/31/2012 | IU | Active | 1105-85160 | SAH-Sterile Processing | 920000849-0-CIP | SAH | SAH
SAH6053 | Large Volume Pump Module | 378348 | BD | 8100 | Alaris Pump | 03/19/2015 | IU | Active | 1105-85160 | SAH-Sterile Processing | 611000670-0-CAP | SAH | SAH
SAH6056 | Large Volume Pump Module | 378348 | BD | 8100 | Alaris Pump | 05/31/2012 | IU | Active | 1105-85160 | SAH-Sterile Processing | 920000849-0-CIP | SAH | SAH
SAH6060 | Patient Controlled Pump | 378348 | BD | 8120 | Alaris PCA 8120 | 05/17/2014 | IU | Active | 1105-85160 | SAH-Sterile Processing | na | SAH | SAH
SAH6062 | Large Volume Pump Module | 378348 | BD | 8100 | Alaris Pump | 05/31/2012 | IU | Active | 1105-85160 | SAH-Sterile Processing | 920000849-0-CIP | SAH | SAH
SAH6063 | Patient Controlled Pump | 378348 | BD | 8120 | Alaris PCA 8120 | 05/17/2014 | IU | Active | 1105-85160 | SAH-Sterile Processing | na | SAH | SAH
SAH6066 | Large Volume Pump Module | 378348 | BD | 8100 | Alaris Pump | 05/31/2012 | IU | Active | 1105-85160 | SAH-Sterile Processing | 920000849-0-CIP | SAH | SAH
SAH6067 | Patient Controlled Pump | 378348 | BD | 8120 | Alaris PCA 8120 | 05/17/2014 | IU | Active | 1105-85160 | SAH-Sterile Processing | na | SAH | SAH
SAH6068 | Patient Controlled Pump | 378348 | BD | 8120 | Alaris PCA 8120 | 05/17/2014 | IU | Active | 1105-10000 | SAH-Nursing Administration | na | SAH | SAH
SAH6069 | Large Volume Pump Module | 378348 | BD | 8100 | Alaris Pump | 05/31/2012 | IU | Active | 1105-85160 | SAH-Sterile Processing | 920000849-0-CIP | SAH | SAH
SAH6070 | Large Volume Pump Module | 378348 | BD | 8100 | Alaris Pump | 05/31/2012 | IU | Active | 1105-85160 | SAH-Sterile Processing | 920000849-0-CIP | SAH | SAH
SAH6076 | Pump Control Unit 5.7 Screen | 378348 | BD | 8015LS | Alaris PC 5.7 SCREEN | 03/19/2015 | IU | Active | 1105-85160 | SAH-Sterile Processing | 611000670-0-CAP | SAH | SAH
SAH6079 | Large Volume Pump Module | 378348 | BD | 8100 | Alaris Pump | 12/12/2016 | IU | Active | 1105-85160 | SAH-Sterile Processing | 260534611 | SAH | SAH
SAH6080 | Large Volume Pump Module | 378348 | BD | 8100 | Alaris Pump | 05/31/2012 | IU | Active | 1105-85160 | SAH-Sterile Processing | 920000849-0-CIP | SAH | SAH
SAH6082 | Compact Camera Control Box | 102159 | KARL STORZ Endoscopy-America I | 202903 20 | C-Hub II | 01/21/2021 | IU | Active | 1105-21100 | SAH-Surgery | NON-CAPITAL | SAH | SAH
SAH6086 | Bladder Vol and Mass Ultrasnd | 494232 | Signostics Inc | USCAN | USCAN | 10/15/2019 | IU | Active | 1105-18100 | SAH-Orthopedics Unit | 626003086-0-CAP | SAH | SAH
SAH6087 | Bladder Vol and Mass Ultrasnd | 494232 | Signostics Inc | USCAN | USCAN | 01/15/2019 | IU | Active | 1105-12295 | SAH-Med/Surg Overflow 5E | 626003085-0-CAP | SAH | SAH
SAH6094 | ENT Image Guidance System | 399052 | Medtronic Navigation Inc | S7 | StealthStation S7 | 05/13/2014 | IU | Active | 1105-21100 | SAH-Surgery | 611000604-CAP | SAH | SAH
SAH6095 | HD Video Monitor | 107114 | STERIS Corp | VividImage W | VIVID IMAGE W | 01/01/2015 | IU | Active | 1105-21100 | SAH-Surgery | 411000225-0-CES | SAH | SAH
SAH6097 | LP20e Defibrillator/Pacer | 452575 | Physio-Control Inc | LP20E | LIFEPAK 20E | 05/10/2018 | LS | High Risk | 1105-30610 | SAH-Cardiac Cath Lab | 626001430-0-CAP | SAH | SAH
SAH6100 | Large Volume Pump Module | 378348 | BD | 8100 | Alaris Pump | 05/31/2012 | IU | Active | 1105-85160 | SAH-Sterile Processing | 920000849-0-CIP | SAH | SAH
SAH6102 | Large Volume Pump Module | 378348 | BD | 8100 | Alaris Pump | 05/31/2012 | IU | Active | 1105-85160 | SAH-Sterile Processing | 920000849-0-CIP | SAH | SAH
SAH6105 | Bedside Physiologic Monitor | 440964 | GE Healthcare Technologies | Dash 5000 | Dash 5000 | 05/08/2007 | IU | Active | 1105-21221 | SAH-Endoscopy (2SE) | FIU | SAH | SAH
SAH6107 | Docking Station Waste Managemt | 101991 | Stryker Instruments | 702-014-000 | Neptune 2 Docking St | 01/23/2017 | IU | Active | 1105-21100 | SAH-Surgery | 611000837-0-CAP | SAH | SAH
SAH6111 | Temperature Management System | 451492 | Medivance Inc A Bard Medical C | 5000 | Arctic Sun 5000 | 05/26/2016 | IU | Active | 1105-23100 | SAH-Emergency Service | 611000803-0-CAP | SAH | SAH
SAH6112 | Hand Held Glucometer | 440769 | Abbott Diabetes Care | 71411-70 | FreeStyle Precision | 06/24/2019 | 04 | Inventory | 1105-31350 | SAH-Point of Care Testing (POCT) 3rd | BISC | SAH | SAH
SAH6113 | Large Volume Pump Module | 378348 | BD | 8100 | Alaris Pump | 05/31/2012 | IU | Active | 1105-85160 | SAH-Sterile Processing | 920000849-0-CIP | SAH | SAH
SAH6114 | Large Volume Pump Module | 378348 | BD | 8100 | Alaris Pump | 05/31/2012 | IU | Active | 1105-85160 | SAH-Sterile Processing | 920000849-0-CIP | SAH | SAH
SAH6115 | Large Volume Pump Module | 378348 | BD | 8100 | Alaris Pump | 05/31/2012 | IU | Active | 1105-85160 | SAH-Sterile Processing | 920000849-0-CIP | SAH | SAH
SAH6116 | Large Volume Pump Module | 378348 | BD | 8100 | Alaris Pump | 05/21/2018 | IU | Active | 1105-10000 | SAH-Nursing Administration | 411000421-0-CRE | SAH | SAH
SAH6121 | Nerve Block Stimulators | 105216 | Neuro Technology Inc | MICROSTIM | MicroStim Plus | 08/02/2011 | 04 | Inventory | 1105-13100 | SAH-Intensive Care Unit | 000 | SAH | SAH
SAH6122 | Integrated Power Console | 394710 | Medtronic Neurosurgery Div Med | 1898001 | IPC | 06/11/2018 | IU | Active | 1105-21100 | SAH-Surgery | 711007867-0-CES | SAH | SAH
SAH6126 | Large Volume Pump Module | 378348 | BD | 8100 | Alaris Pump | 05/31/2012 | IU | Active | 1105-85160 | SAH-Sterile Processing | 920000849-0-CIP | SAH | SAH
SAH6130 | Pump Control Unit 5.7 Screen | 378348 | BD | 8015LS | Alaris PC 5.7 SCREEN | 05/21/2018 | MI | Missing | 1105-37250 | SAH-Infusion Center | 411000421-0-CRE | SAH | SAH
SAH6131 | Large Volume Pump Module | 378348 | BD | 8100 | Alaris Pump | 05/31/2012 | IU | Active | 1105-85160 | SAH-Sterile Processing | 920000849-0-CIP | SAH | SAH
SAH6132 | Large Volume Pump Module | 378348 | BD | 8100 | Alaris Pump | 05/31/2012 | IU | Active | 1105-85160 | SAH-Sterile Processing | 920000849-0-CIP | SAH | SAH
SAH6133 | Hand Held Glucometer | 440769 | Abbott Diabetes Care | 71411-70 | FreeStyle Precision | 06/20/2018 | 04 | Inventory | 1105-31350 | SAH-Point of Care Testing (POCT) 3rd | 626001422-CAP | SAH | SAH
SAH6152 | Hand Held Glucometer | 440769 | Abbott Diabetes Care | 71411-70 | FreeStyle Precision | 06/20/2018 | 04 | Inventory | 1105-31350 | SAH-Point of Care Testing (POCT) 3rd | 626001422-CAP | SAH | SAH
SAH6154 | Hand Held Glucometer | 440769 | Abbott Diabetes Care | 71411-70 | FreeStyle Precision | 06/20/2018 | 04 | Inventory | 1105-31350 | SAH-Point of Care Testing (POCT) 3rd | 626001422-CAP | SAH | SAH
SAH6156 | Large Volume Pump Module | 378348 | BD | 8100 | Alaris Pump | 05/31/2012 | IU | Active | 1105-85160 | SAH-Sterile Processing | 920000849-0-CIP | SAH | SAH
SAH6157 | Large Volume Pump Module | 378348 | BD | 8100 | Alaris Pump | 12/12/2016 | IU | Active | 1105-85160 | SAH-Sterile Processing | 260534611 | SAH | SAH
SAH6158 | Large Volume Pump Module | 378348 | BD | 8100 | Alaris Pump | 05/31/2012 | IU | Active | 1105-85160 | SAH-Sterile Processing | 920000849-0-CIP | SAH | SAH
SAH6159 | Pump Control Unit 5.7 Screen | 378348 | BD | 8015LS | Alaris PC 5.7 SCREEN | 03/19/2015 | IU | Active | 1105-85160 | SAH-Sterile Processing | 611000670-0-CAP | SAH | SAH
SAH6161 | Large Volume Pump Module | 378348 | BD | 8100 | Alaris Pump | 05/31/2012 | IU | Active | 1105-85160 | SAH-Sterile Processing | 920000849-0-CIP | SAH | SAH
SAH6163 | Large Volume Pump Module | 378348 | BD | 8100 | Alaris Pump | 05/31/2012 | IU | Active | 1105-85160 | SAH-Sterile Processing | 920000849-0-CIP | SAH | SAH
SAH6167 | Rover Waste Management | 101991 | Stryker Instruments | 0703-001-000 | Neptune 3 Rover | 01/25/2017 | IU | Active | 1105-21100 | SAH-Surgery | 611000837-0-CAP | SAH | SAH
SAH6171 | Rover Waste Management | 101991 | Stryker Instruments | 0703-001-000 | Neptune 3 Rover | 01/26/2017 | IU | Active | 1105-21100 | SAH-Surgery | 611000837-0-CAP | SAH | SAH
SAH6172 | Pump Control Unit 5.7 Screen | 378348 | BD | 8015LS | Alaris PC 5.7 SCREEN | 03/19/2015 | IU | Active | 1105-85160 | SAH-Sterile Processing | 611000670-0-CAP | SAH | SAH
SAH6178 | Large Volume Pump Module | 378348 | BD | 8100 | Alaris Pump | 05/31/2012 | IU | Active | 1105-85160 | SAH-Sterile Processing | 920000849-0-CIP | SAH | SAH
SAH6179 | Large Volume Pump Module | 378348 | BD | 8100 | Alaris Pump | 05/31/2012 | IU | Active | 1105-85160 | SAH-Sterile Processing | 920000849-0-CIP | SAH | SAH
SAH6181 | Large Volume Pump Module | 378348 | BD | 8100 | Alaris Pump | 05/31/2012 | IU | Active | 1105-86245 | SAH-Clinical Education | 920000849-0-CIP | SAH | SAH
SAH6183 | Large Volume Pump Module | 378348 | BD | 8100 | Alaris Pump | 05/31/2012 | IU | Active | 1105-85160 | SAH-Sterile Processing | 920000849-0-CIP | SAH | SAH
SAH6188 | Large Volume Pump Module | 378348 | BD | 8100 | Alaris Pump | 05/31/2012 | IU | Active | 1105-85160 | SAH-Sterile Processing | 920000849-0-CIP | SAH | SAH
SAH6192 | Airway Gas Module w/Agent Id | 440964 | GE Healthcare Technologies | E-sCAiO-00 | E-sCAiO-00 | 07/15/2019 | IU | Active | 1105-20100 | SAH-Anesthesiology | 626002649-0-CAP | SAH | SAH
SAH6195 | Airway Gas Module w/Agent Id | 440964 | GE Healthcare Technologies | E-sCAiO-00 | E-sCAiO-00 | 07/15/2019 | IU | Active | 1105-20100 | SAH-Anesthesiology | 626002649-0-CAP | SAH | SAH
SAH6196 | Bedside Physiologic Monitor | 440964 | GE Healthcare Technologies | B650 | Carescape B650 | 07/09/2019 | IU | Active | 1105-20100 | SAH-Anesthesiology | 626002649-0-CAP | SAH | SAH
SAH6197 | Bedside Physiologic Monitor | 440964 | GE Healthcare Technologies | B650 | Carescape B650 | 07/09/2019 | IU | Active | 1105-20100 | SAH-Anesthesiology | 626002649-0-CAP | SAH | SAH
SAH6198 | Bedside Physiologic Monitor | 440964 | GE Healthcare Technologies | B650 | Carescape B650 | 07/09/2019 | IU | Active | 1105-20100 | SAH-Anesthesiology | 626002649-0-CAP | SAH | SAH
SAH6199 | Bedside Physiologic Monitor | 440964 | GE Healthcare Technologies | B650 | Carescape B650 | 07/09/2019 | IU | Active | 1105-20100 | SAH-Anesthesiology | 626002649-0-CAP | SAH | SAH
SAH6201 | Anesthesia Machine | 351254 | Datex-Ohmeda Inc Div GE Health | 1009-9050-000 | Avance CS2 | 07/15/2019 | LS | High Risk | 1105-20100 | SAH-Anesthesiology | 626002649-0-CAP | SAH | SAH
SAH6202 | Anesthesia Machine | 351254 | Datex-Ohmeda Inc Div GE Health | 1009-9050-000 | Avance CS2 | 07/15/2019 | LS | High Risk | 1105-20100 | SAH-Anesthesiology | 626002649-0-CAP | SAH | SAH
SAH6203 | Anesthesia Machine | 351254 | Datex-Ohmeda Inc Div GE Health | 1009-9050-000 | Avance CS2 | 07/15/2019 | LS | High Risk | 1105-20100 | SAH-Anesthesiology | 626002649-0-CAP | SAH | SAH
SAH6204 | Anesthesia Machine | 351254 | Datex-Ohmeda Inc Div GE Health | 1009-9050-000 | Avance CS2 | 07/15/2019 | LS | High Risk | 1105-20100 | SAH-Anesthesiology | 626002649-0-CAP | SAH | SAH
SAH6205 | Patient Data Module | 440964 | GE Healthcare Technologies | 2016793-003 | PDM | 07/15/2019 | IU | Active | 1105-21100 | SAH-Surgery | 626002649-0-CAP | SAH | SAH
SAH6206 | Patient Data Module | 440964 | GE Healthcare Technologies | 2016793-003 | PDM | 07/15/2019 | IU | Active | 1105-21100 | SAH-Surgery | 626002649-0-CAP | SAH | SAH
SAH6207 | Patient Data Module | 440964 | GE Healthcare Technologies | 2016793-003 | PDM | 07/15/2019 | IU | Active | 1105-21100 | SAH-Surgery | 626002649-0-CAP | SAH | SAH
SAH6208 | Patient Data Module | 440964 | GE Healthcare Technologies | 2016793-003 | PDM | 07/15/2019 | IU | Active | 1105-20100 | SAH-Anesthesiology | 626002649-0-CAP | SAH | SAH
SAH6210 | Temporal Infrared Thermometer | 107875 | Exergen Corp | TAT-5000 | TAT-5000 | 07/10/2019 | 04 | Inventory | 1105-13100 | SAH-Intensive Care Unit | NON-CAPITAL | SAH | SAH
SAH6211 | Temporal Infrared Thermometer | 107875 | Exergen Corp | TAT-5000 | TAT-5000 | 07/10/2019 | 04 | Inventory | 1105-13100 | SAH-Intensive Care Unit | NON-CAPITAL | SAH | SAH
SAH6212 | Temporal Infrared Thermometer | 107875 | Exergen Corp | TAT-5000 | TAT-5000 | 07/10/2019 | 04 | Inventory | 1105-13100 | SAH-Intensive Care Unit | NON-CAPITAL | SAH | SAH
SAH6215 | Temporal Infrared Thermometer | 107875 | Exergen Corp | TAT-5000 | TAT-5000 | 07/10/2019 | 04 | Inventory | 1105-13100 | SAH-Intensive Care Unit | NON-CAPITAL | SAH | SAH
SAH6219 | Airway Gas Module w/Agent Id | 440964 | GE Healthcare Technologies | E-sCAiO-00 | E-sCAiO-00 | 07/09/2019 | IU | Active | 1105-21100 | SAH-Surgery | 411000317-0-CRE | SAH | SAH
SAH6224 | Modular Orthopedic Operating S | 454262 | Mizuho OSI | 5803 | Axis Jackson System | 08/06/2019 | IU | Active | 1105-21100 | SAH-Surgery | 626002896-0-CAP | SAH | SAH
SAH6231 | Large Volume Pump Module | 378348 | BD | 8100 | Alaris Pump | 05/31/2012 | IU | Active | 1105-85160 | SAH-Sterile Processing | 920000849-0-CIP | SAH | SAH
SAH6232 | Large Volume Pump Module | 378348 | BD | 8100 | Alaris Pump | 05/31/2012 | IU | Active | 1105-85160 | SAH-Sterile Processing | 920000849-0-CIP | SAH | SAH
SAH6233 | Large Volume Pump Module | 378348 | BD | 8100 | Alaris Pump | 05/31/2012 | IU | Active | 1105-85160 | SAH-Sterile Processing | 920000849-0-CIP | SAH | SAH
SAH6234 | Large Volume Pump Module | 378348 | BD | 8100 | Alaris Pump | 05/31/2012 | IU | Active | 1105-85160 | SAH-Sterile Processing | 920000849-0-CIP | SAH | SAH
SAH6235 | Large Volume Pump Module | 378348 | BD | 8100 | Alaris Pump | 05/31/2012 | IU | Active | 1105-85160 | SAH-Sterile Processing | 920000849-0-CIP | SAH | SAH
SAH6236 | Large Volume Pump Module | 378348 | BD | 8100 | Alaris Pump | 05/31/2012 | IU | Active | 1105-85160 | SAH-Sterile Processing | 920000849-0-CIP | SAH | SAH
SAH6240 | Large Volume Pump Module | 378348 | BD | 8100 | Alaris Pump | 05/31/2012 | IU | Active | 1105-85160 | SAH-Sterile Processing | 920000849-0-CIP | SAH | SAH
SAH6241 | Large Volume Pump Module | 378348 | BD | 8100 | Alaris Pump | 05/31/2012 | IU | Active | 1105-85160 | SAH-Sterile Processing | 920000849-0-CIP | SAH | SAH
SAH6242 | Large Volume Pump Module | 378348 | BD | 8100 | Alaris Pump | 05/31/2012 | IU | Active | 1105-85160 | SAH-Sterile Processing | 920000849-0-CIP | SAH | SAH
SAH6243 | Large Volume Pump Module | 378348 | BD | 8100 | Alaris Pump | 05/31/2012 | IU | Active | 1105-85160 | SAH-Sterile Processing | 920000849-0-CIP | SAH | SAH
SAH6244 | Bedside Physiologic Monitor | 440964 | GE Healthcare Technologies | B650 | Carescape B650 | 08/17/2019 | IU | Active | 1105-13102 | SAH-Intensive Care Unit II 3NW | 626002652-0-CAP | SAH | SAH
SAH6246 | Bedside Physiologic Monitor | 440964 | GE Healthcare Technologies | B650 | Carescape B650 | 08/17/2019 | IU | Active | 1105-13102 | SAH-Intensive Care Unit II 3NW | 626002652-0-CAP | SAH | SAH
SAH6247 | Bedside Physiologic Monitor | 440964 | GE Healthcare Technologies | B650 | Carescape B650 | 08/17/2019 | IU | Active | 1105-13102 | SAH-Intensive Care Unit II 3NW | 626002652-0-CAP | SAH | SAH
SAH6248 | Bedside Physiologic Monitor | 440964 | GE Healthcare Technologies | B650 | Carescape B650 | 08/17/2019 | IU | Active | 1105-13102 | SAH-Intensive Care Unit II 3NW | 626002652-0-CAP | SAH | SAH
SAH6249 | Bedside Physiologic Monitor | 440964 | GE Healthcare Technologies | B650 | Carescape B650 | 08/17/2019 | IU | Active | 1105-13102 | SAH-Intensive Care Unit II 3NW | 626002652-0-CAP | SAH | SAH
SAH6250 | Bedside Physiologic Monitor | 440964 | GE Healthcare Technologies | B650 | Carescape B650 | 08/17/2019 | IU | Active | 1105-13102 | SAH-Intensive Care Unit II 3NW | 626002652-0-CAP | SAH | SAH
SAH6251 | Bedside Physiologic Monitor | 440964 | GE Healthcare Technologies | B650 | Carescape B650 | 08/17/2019 | IU | Active | 1105-13102 | SAH-Intensive Care Unit II 3NW | 626002652-0-CAP | SAH | SAH
SAH6252 | Bedside Physiologic Monitor | 440964 | GE Healthcare Technologies | B650 | Carescape B650 | 08/17/2019 | IU | Active | 1105-13102 | SAH-Intensive Care Unit II 3NW | 626002652-0-CAP | SAH | SAH
SAH6253 | Bedside Physiologic Monitor | 440964 | GE Healthcare Technologies | B650 | Carescape B650 | 08/17/2019 | IU | Active | 1105-13102 | SAH-Intensive Care Unit II 3NW | 626002652-0-CAP | SAH | SAH
SAH6254 | Patient Data Module | 440964 | GE Healthcare Technologies | 2016793-003 | PDM | 08/19/2019 | IU | Active | 1105-13102 | SAH-Intensive Care Unit II 3NW | 626002652-0-CAP | SAH | SAH
SAH6255 | Patient Data Module | 440964 | GE Healthcare Technologies | 2016793-003 | PDM | 08/19/2019 | IU | Active | 1105-13102 | SAH-Intensive Care Unit II 3NW | 626002652-0-CAP | SAH | SAH
SAH6256 | Patient Data Module | 440964 | GE Healthcare Technologies | 2016793-003 | PDM | 08/19/2019 | IU | Active | 1105-13102 | SAH-Intensive Care Unit II 3NW | 626002652-0-CAP | SAH | SAH
SAH6257 | Patient Data Module | 440964 | GE Healthcare Technologies | 2016793-003 | PDM | 08/19/2019 | MI | Missing | 1105-13102 | SAH-Intensive Care Unit II 3NW | 626002652-0-CAP | SAH | SAH
SAH6258 | Patient Data Module | 440964 | GE Healthcare Technologies | 2016793-003 | PDM | 08/19/2019 | MI | Missing | 1105-13102 | SAH-Intensive Care Unit II 3NW | 626002652-0-CAP | SAH | SAH
SAH6259 | Patient Data Module | 440964 | GE Healthcare Technologies | 2016793-003 | PDM | 08/19/2019 | MI | Missing | 1105-13102 | SAH-Intensive Care Unit II 3NW | 626002652-0-CAP | SAH | SAH
SAH6260 | Patient Data Module | 440964 | GE Healthcare Technologies | 2016793-003 | PDM | 08/19/2019 | IU | Active | 1105-13102 | SAH-Intensive Care Unit II 3NW | 626002652-0-CAP | SAH | SAH
SAH6261 | Patient Data Module | 440964 | GE Healthcare Technologies | 2016793-003 | PDM | 08/19/2019 | IU | Active | 1105-13102 | SAH-Intensive Care Unit II 3NW | 626002652-0-CAP | SAH | SAH
SAH6262 | Patient Data Module | 440964 | GE Healthcare Technologies | 2016793-003 | PDM | 08/19/2019 | IU | Active | 1105-13102 | SAH-Intensive Care Unit II 3NW | 626002652-0-CAP | SAH | SAH
SAH6263 | Patient Data Module | 440964 | GE Healthcare Technologies | 2016793-003 | PDM | 08/19/2019 | IU | Active | 1105-13102 | SAH-Intensive Care Unit II 3NW | 626002652-0-CAP | SAH | SAH
SAH6264 | Patient Data Module | 440964 | GE Healthcare Technologies | 2016793-003 | PDM | 08/19/2019 | IU | Active | 1105-13102 | SAH-Intensive Care Unit II 3NW | 626002652-0-CAP | SAH | SAH
SAH6265 | Gas Module | 440964 | GE Healthcare Technologies | E-MiniC-00 | E-MiniC-00 | 08/17/2019 | IU | Active | 1105-13102 | SAH-Intensive Care Unit II 3NW | 626002652-0-CAP | SAH | SAH
SAH6266 | Gas Module | 440964 | GE Healthcare Technologies | E-MiniC-00 | E-MiniC-00 | 08/17/2019 | IU | Active | 1105-13102 | SAH-Intensive Care Unit II 3NW | 626002652-0-CAP | SAH | SAH
SAH6267 | Gas Module | 440964 | GE Healthcare Technologies | E-MiniC-00 | E-MiniC-00 | 08/17/2019 | IU | Active | 1105-13102 | SAH-Intensive Care Unit II 3NW | 626002652-0-CAP | SAH | SAH
SAH6268 | Gas Module | 440964 | GE Healthcare Technologies | E-MiniC-00 | E-MiniC-00 | 08/17/2019 | IU | Active | 1105-13102 | SAH-Intensive Care Unit II 3NW | 626002652-0-CAP | SAH | SAH
SAH6270 | Gas Module | 440964 | GE Healthcare Technologies | E-MiniC-00 | E-MiniC-00 | 08/17/2019 | IU | Active | 1105-13102 | SAH-Intensive Care Unit II 3NW | 626002652-0-CAP | SAH | SAH
SAH6271 | Gas Module | 440964 | GE Healthcare Technologies | E-MiniC-00 | E-MiniC-00 | 08/17/2019 | IU | Active | 1105-13102 | SAH-Intensive Care Unit II 3NW | 626002652-0-CAP | SAH | SAH
SAH6272 | Gas Module | 440964 | GE Healthcare Technologies | E-MiniC-00 | E-MiniC-00 | 08/17/2019 | IU | Active | 1105-13102 | SAH-Intensive Care Unit II 3NW | 626002652-0-CAP | SAH | SAH
SAH6273 | Gas Module | 440964 | GE Healthcare Technologies | E-MiniC-00 | E-MiniC-00 | 08/17/2019 | IU | Active | 1105-13102 | SAH-Intensive Care Unit II 3NW | 626002652-0-CAP | SAH | SAH
SAH6274 | Gas Module | 440964 | GE Healthcare Technologies | E-MiniC-00 | E-MiniC-00 | 08/17/2019 | IU | Active | 1105-13102 | SAH-Intensive Care Unit II 3NW | 626002652-0-CAP | SAH | SAH
SAH6275 | Large Volume Pump Module | 378348 | BD | 8100 | Alaris Pump | 05/31/2012 | IU | Active | 1105-85160 | SAH-Sterile Processing | 920000849-0-CIP | SAH | SAH
SAH6276 | Large Volume Pump Module | 378348 | BD | 8100 | Alaris Pump | 05/31/2012 | IU | Active | 1105-85160 | SAH-Sterile Processing | 920000849-0-CIP | SAH | SAH
SAH6277 | Large Volume Pump Module | 378348 | BD | 8100 | Alaris Pump | 05/31/2012 | IU | Active | 1105-85160 | SAH-Sterile Processing | 920000849-0-CIP | SAH | SAH
SAH6278 | Large Volume Pump Module | 378348 | BD | 8100 | Alaris Pump | 05/31/2012 | IU | Active | 1105-85160 | SAH-Sterile Processing | 920000849-0-CIP | SAH | SAH
SAH6282 | Large Volume Pump Module | 378348 | BD | 8100 | Alaris Pump | 05/31/2012 | IU | Active | 1105-85160 | SAH-Sterile Processing | 920000849-0-CIP | SAH | SAH
SAH6283 | Pressure Trans Tester | 103373 | Utah Medical Products Inc | 650-900 | Veri-Cal | 06/08/2017 | IU | Active | 1105-88570 | SAH-Clinical Engineering | 711009110-0-CES | SAH | SAH
SAH6284 | Large Volume Pump Module | 378348 | BD | 8100 | Alaris Pump | 05/31/2012 | IU | Active | 1105-85160 | SAH-Sterile Processing | 920000849-0-CIP | SAH | SAH
SAH6286 | Large Volume Pump Module | 378348 | BD | 8100 | Alaris Pump | 05/31/2012 | IU | Active | 1105-85160 | SAH-Sterile Processing | 920000849-0-CIP | SAH | SAH
SAH6288 | Rover Waste Management | 101991 | Stryker Instruments | 0703-001-000 | Neptune 3 Rover | 07/30/2019 | IU | Active | 1105-21100 | SAH-Surgery | 626002642-0-CAP | SAH | SAH
SAH6289 | Rover Waste Management | 101991 | Stryker Instruments | 0703-001-000 | Neptune 3 Rover | 07/30/2019 | IU | Active | 1105-21100 | SAH-Surgery | 626002642-0-CAP | SAH | SAH
SAH6290 | Rover Waste Management | 101991 | Stryker Instruments | 0703-001-000 | Neptune 3 Rover | 07/30/2019 | IU | Active | 1105-21100 | SAH-Surgery | 626002642-0-CAP | SAH | SAH
SAH6291 | Rover Waste Management | 101991 | Stryker Instruments | 0703-001-000 | Neptune 3 Rover | 07/30/2019 | IU | Active | 1105-21100 | SAH-Surgery | 626002642-0-CAP | SAH | SAH
SAH6292 | Rover Waste Management | 101991 | Stryker Instruments | 0703-001-000 | Neptune 3 Rover | 07/30/2019 | IU | Active | 1105-21100 | SAH-Surgery | 626002642-0-CAP | SAH | SAH
SAH6293 | Large Volume Pump Module | 378348 | BD | 8100 | Alaris Pump | 05/31/2012 | IU | Active | 1105-85160 | SAH-Sterile Processing | 920000849-0-CIP | SAH | SAH
SAH6304 | Large Volume Pump Module | 378348 | BD | 8100 | Alaris Pump | 05/31/2012 | IU | Active | 1105-85160 | SAH-Sterile Processing | 920000849-0-CIP | SAH | SAH
SAH6308 | Pump Control Unit 5.7 Screen | 378348 | BD | 8015LS | Alaris PC 5.7 SCREEN | 05/21/2018 | IU | Active | 1105-10000 | SAH-Nursing Administration | 411000421-0-CRE | SAH | SAH
SAH6314 | Large Volume Pump Module | 378348 | BD | 8100 | Alaris Pump | 05/21/2018 | IU | Active | 1105-10000 | SAH-Nursing Administration | 411000421-0-CRE | SAH | SAH
SAH6316 | Large Volume Pump Module | 378348 | BD | 8100 | Alaris Pump | 05/31/2012 | IU | Active | 1105-85160 | SAH-Sterile Processing | 920000849-0-CIP | SAH | SAH
SAH6317 | Large Volume Pump Module | 378348 | BD | 8100 | Alaris Pump | 05/31/2012 | IU | Active | 1105-85160 | SAH-Sterile Processing | 920000849-0-CIP | SAH | SAH
SAH6320 | Large Volume Pump Module | 378348 | BD | 8100 | Alaris Pump | 05/31/2012 | IU | Active | 1105-85160 | SAH-Sterile Processing | 920000849-0-CIP | SAH | SAH
SAH6321 | Large Volume Pump Module | 378348 | BD | 8100 | Alaris Pump | 05/31/2012 | IU | Active | 1105-85160 | SAH-Sterile Processing | 920000849-0-CIP | SAH | SAH
SAH6322 | Large Volume Pump Module | 378348 | BD | 8100 | Alaris Pump | 05/31/2012 | IU | Active | 1105-85160 | SAH-Sterile Processing | 920000849-0-CIP | SAH | SAH
SAH6324 | Large Volume Pump Module | 378348 | BD | 8100 | Alaris Pump | 05/31/2012 | IU | Active | 1105-85160 | SAH-Sterile Processing | 920000849-0-CIP | SAH | SAH
SAH6325 | Large Volume Pump Module | 378348 | BD | 8100 | Alaris Pump | 05/31/2012 | IU | Active | 1105-85160 | SAH-Sterile Processing | 920000849-0-CIP | SAH | SAH
SAH6326 | Large Volume Pump Module | 378348 | BD | 8100 | Alaris Pump | 05/31/2012 | IU | Active | 1105-85160 | SAH-Sterile Processing | 920000849-0-CIP | SAH | SAH
SAH6327 | Pump Control Unit 5.7 Screen | 378348 | BD | 8015LS | Alaris PC 5.7 SCREEN | 05/21/2018 | IU | Active | 1105-10000 | SAH-Nursing Administration | 411000421-0-CRE | SAH | SAH
SAH6328 | Nerve Block Stimulators | 106650 | Sun Med | 8-1053-60 | Sun Stim | 09/05/2019 | 04 | Inventory | 1105-21100 | SAH-Surgery | NON-CAPITAL | SAH | SAH
SAH6329 | Nerve Stimulators | 106650 | Sun Med | 8-1053-60 | Sun Stim | 09/05/2019 | 04 | Inventory | 1105-21100 | SAH-Surgery | NON-CAPITAL | SAH | SAH
SAH6330 | Nerve Stimulators | 106650 | Sun Med | 8-1053-60 | Sun Stim | 09/05/2019 | 04 | Inventory | 1105-21100 | SAH-Surgery | NON-CAPITAL | SAH | SAH
SAH6333 | Infrared Vein Finder | 455305 | Christie Medical Holdings Inc | Vision2 | VeinViewer Vision2 | 09/16/2016 | IU | Active | 1105-12295 | SAH-Med/Surg Overflow 5E | 611000804 | SAH | SAH
SAH6334 | Surgical Imaging Table | 170423 | Image Diagnostics Inc | ISR G2 | ISR G2 | 10/01/2017 | IU | Active | 1105-21221 | SAH-Endoscopy (2SE) | FIU | SAH | SAH
SAH6336 | Airway Gas Module w/Agent Id | 440964 | GE Healthcare Technologies | E-sCAiO-00 | E-sCAiO-00 | 07/09/2019 | IU | Active | 1105-21100 | SAH-Surgery | 411000317-0-CRE | SAH | SAH
SAH6337 | Large Volume Pump Module | 378348 | BD | 8100 | Alaris Pump | 05/31/2012 | IU | Active | 1105-85160 | SAH-Sterile Processing | 920000849-0-CIP | SAH | SAH
SAH6338 | Large Volume Pump Module | 378348 | BD | 8100 | Alaris Pump | 05/31/2012 | IU | Active | 1105-85160 | SAH-Sterile Processing | 920000849-0-CIP | SAH | SAH
SAH6339 | Large Volume Pump Module | 378348 | BD | 8100 | Alaris Pump | 05/31/2012 | IU | Active | 1105-85160 | SAH-Sterile Processing | 920000849-0-CIP | SAH | SAH
SAH6340 | Large Volume Pump Module | 378348 | BD | 8100 | Alaris Pump | 05/31/2012 | IU | Active | 1105-85160 | SAH-Sterile Processing | 920000849-0-CIP | SAH | SAH
SAH6341 | Large Volume Pump Module | 378348 | BD | 8100 | Alaris Pump | 05/31/2012 | IU | Active | 1105-85160 | SAH-Sterile Processing | 920000849-0-CIP | SAH | SAH
SAH6342 | Large Volume Pump Module | 378348 | BD | 8100 | Alaris Pump | 05/31/2012 | IU | Active | 1105-85160 | SAH-Sterile Processing | 920000849-0-CIP | SAH | SAH
SAH6343 | Large Volume Pump Module | 378348 | BD | 8100 | Alaris Pump | 05/31/2012 | IU | Active | 1105-85160 | SAH-Sterile Processing | 920000849-0-CIP | SAH | SAH
SAH6344 | Large Volume Pump Module | 378348 | BD | 8100 | Alaris Pump | 05/31/2012 | IU | Active | 1105-85160 | SAH-Sterile Processing | 920000849-0-CIP | SAH | SAH
SAH6348 | Large Volume Pump Module | 378348 | BD | 8100 | Alaris Pump | 05/31/2012 | IU | Active | 1105-85160 | SAH-Sterile Processing | 920000849-0-CIP | SAH | SAH
SAH6349 | Large Volume Pump Module | 378348 | BD | 8100 | Alaris Pump | 05/31/2012 | IU | Active | 1105-85160 | SAH-Sterile Processing | 920000849-0-CIP | SAH | SAH
SAH6353 | Dermatome, Handpiece | 102618 | Padgett Instruments Inc Div In | B | B | 03/07/2007 | IU | Active | 1105-85160 | SAH-Sterile Processing | 000 | SAH | SAH
SAH6358 | OR Video Integration Systems | 107114 | STERIS Corp | CXPS System | Black Diamond CXPS | 10/01/2017 | IU | Active | 1105-21221 | SAH-Endoscopy (2SE) | 411000301-0-CRE | SAH | SAH
SAH6359 | Vaginal and Rectal Stimulator | 175971 | The Prometheus Group | STIM-10 | Pathway Stim-10 | 11/03/2016 | IU | Active | 1105-39150 | SAH-Rehab Services OP SARC | FIU | SAH | SAH
SAH6360 | Transport Monitor, Nellcor | 454750 | Mindray North America A Mindra | 6104F-PA000003 | Passport 8 | 11/18/2015 | IU | Active | 1105-12225 | SAH-Med/Surg Unit I 4SE | 611000698-0-CAP | SAH | SAH
SAH6362 | Blood Flow Detector | 102998 | Parks Medical Electronics Inc | 811B | Doopler Flow Detecto | 07/01/1999 | 04 | Inventory | 1105-21500 | SAH-PACU | 000 | SAH | SAH
SAH6364 | Mobile Exam Light | 107071 | Medical Illumination Internat | 061523 | MI-1000 | 09/11/2019 | IU | Active | 1105-30610 | SAH-Cardiac Cath Lab | 163467 | SAH | SAH
SAH6366 | Central Station Computer | 440964 | GE Healthcare Technologies | MAI700 V2 | Carescape Central | 08/17/2019 | IU | Active | 1105-13100 | SAH-Intensive Care Unit | 626002652-0-CAP | SAH | SAH
SAH6367 | Central Station Computer | 440964 | GE Healthcare Technologies | MAI700 V2 | Carescape Central | 08/17/2019 | IU | Active | 1105-13100 | SAH-Intensive Care Unit | 626002652-0-CAP | SAH | SAH
SAH6369 | Bispectral Index BIS Module | 440964 | GE Healthcare Technologies | E-BIS-01 | E-BIS Module | 08/29/2019 | IU | Active | 1105-13102 | SAH-Intensive Care Unit II 3NW | 626002652-0-CAP | SAH | SAH
SAH6370 | Neuromuscular Stim Module | 440964 | GE Healthcare Technologies | E-NMT-01 | E-NMT-01 | 08/28/2019 | IU | Active | 1105-13102 | SAH-Intensive Care Unit II 3NW | 626002652-0-CAP | SAH | SAH
SAH6376 | Neuromuscular Stim Module | 440964 | GE Healthcare Technologies | E-NMT-01 | E-NMT-01 | 08/28/2019 | IU | Active | 1105-13102 | SAH-Intensive Care Unit II 3NW | 626002652-0-CAP | SAH | SAH
SAH6377 | Neuromuscular Stim Module | 440964 | GE Healthcare Technologies | E-NMT-01 | E-NMT-01 | 08/28/2019 | IU | Active | 1105-13102 | SAH-Intensive Care Unit II 3NW | 626002652-0-CAP | SAH | SAH
SAH6378 | Neuromuscular Stim Module | 440964 | GE Healthcare Technologies | E-NMT-01 | E-NMT-01 | 08/28/2019 | IU | Active | 1105-13102 | SAH-Intensive Care Unit II 3NW | 626002652-0-CAP | SAH | SAH
SAH6379 | Bispectral Index BIS Module | 440964 | GE Healthcare Technologies | E-BIS-01 | E-BIS Module | 08/29/2019 | IU | Active | 1105-13102 | SAH-Intensive Care Unit II 3NW | 626002652-0-CAP | SAH | SAH
SAH6381 | 4x 15A 15ft Cord HGPower Strip | 106890 | Tripp Lite | PS-415-HG-OEM | PS-415-HG-OEM | 01/25/2017 | IU | Active | 1105-21100 | SAH-Surgery | STAPLES | SAH | SAH
SAH6382 | Centrifuge, Tabletop | 452492 | Hettich Lab Technology North A | 2002-01 | EBA 20 | 09/05/2014 | IU | Active | 1105-81110 | SAH-Comprehensive Research 3rd | N/A-FIU | SAH | SAH
SAH6384 | Large Volume Pump Module | 378348 | BD | 8100 | Alaris Pump | 05/31/2012 | IU | Active | 1105-85160 | SAH-Sterile Processing | 920000849-0-CIP | SAH | SAH
SAH6385 | Large Volume Pump Module | 378348 | BD | 8100 | Alaris Pump | 05/31/2012 | IU | Active | 1105-85160 | SAH-Sterile Processing | 920000849-0-CIP | SAH | SAH
SAH6386 | Vital Signs Monitor | 101850 | Welch Allyn Inc A Subsidiary | VSM 6000 SERIES | VSM 6000 SERIES | 09/09/2019 | IU | Active | 1105-34000 | SAH-Diagnostic Imaging | NON-CAPITAL | SAH | SAH
SAH6387 | Large Volume Pump Module | 378348 | BD | 8100 | Alaris Pump | 05/31/2012 | IU | Active | 1105-85160 | SAH-Sterile Processing | 920000849-0-CIP | SAH | SAH
SAH6388 | Pump Control Unit 5.7 Screen | 378348 | BD | 8015LS | Alaris PC 5.7 SCREEN | 05/21/2018 | IU | Active | 1105-10000 | SAH-Nursing Administration | 411000421-0-CRE | SAH | SAH
SAH6389 | Large Volume Pump Module | 378348 | BD | 8100 | Alaris Pump | 05/21/2018 | IU | Active | 1105-10000 | SAH-Nursing Administration | 411000421-0-CRE | SAH | SAH
SAH6392 | Large Volume Pump Module | 378348 | BD | 8100 | Alaris Pump | 05/31/2012 | IU | Active | 1105-85160 | SAH-Sterile Processing | 920000849-0-CIP | SAH | SAH
SAH6393 | Large Volume Pump Module | 378348 | BD | 8100 | Alaris Pump | 05/31/2012 | IU | Active | 1105-85160 | SAH-Sterile Processing | 920000849-0-CIP | SAH | SAH
SAH6394 | Endoscopic Suction Irrigator | 451932 | Medtronic Surgical Technologie | 19-13001 | Hydrodebrider Consol | 02/07/2011 | IU | Active | 1105-21100 | SAH-Surgery | 000 | SAH | SAH
SAH6395 | Large Volume Pump Module | 378348 | BD | 8100 | Alaris Pump | 05/31/2012 | IU | Active | 1105-85160 | SAH-Sterile Processing | 920000849-0-CIP | SAH | SAH
SAH6396 | Large Volume Pump Module | 378348 | BD | 8100 | Alaris Pump | 05/31/2012 | IU | Active | 1105-37250 | SAH-Infusion Center | 920000849-0-CIP | SAH | SAH
SAH6397 | Large Volume Pump Module | 378348 | BD | 8100 | Alaris Pump | 05/31/2012 | IU | Active | 1105-85160 | SAH-Sterile Processing | 920000849-0-CIP | SAH | SAH
SAH6398 | Large Volume Pump Module | 378348 | BD | 8100 | Alaris Pump | 05/21/2018 | IU | Active | 1105-10000 | SAH-Nursing Administration | 411000421-0-CRE | SAH | SAH
SAH6399 | Large Volume Pump Module | 378348 | BD | 8100 | Alaris Pump | 05/31/2012 | IU | Active | 1105-85160 | SAH-Sterile Processing | 920000849-0-CIP | SAH | SAH
SAH6400 | Large Volume Pump Module | 378348 | BD | 8100 | Alaris Pump | 05/31/2012 | IU | Active | 1105-85160 | SAH-Sterile Processing | 920000849-0-CIP | SAH | SAH
SAH6402 | Temperature Module | 178848 | Fluke Biomedical | 80T 150U | 80T 150U | 09/16/2019 | IU | Active | 1105-88570 | SAH-Clinical Engineering | 711009159-0-CES | SAH | SAH
SAH6403 | Temperature Module | 178848 | Fluke Biomedical | 80T 150U | 80T 150U | 09/16/2019 | IU | Active | 1105-88570 | SAH-Clinical Engineering | 711009159-0-CES | SAH | SAH
SAH6404 | Large Volume Pump Module | 378348 | BD | 8100 | Alaris Pump | 05/31/2012 | IU | Active | 1105-85160 | SAH-Sterile Processing | 920000849-0-CIP | SAH | SAH
SAH6405 | Large Volume Pump Module | 378348 | BD | 8100 | Alaris Pump | 05/31/2012 | IU | Active | 1105-85160 | SAH-Sterile Processing | 920000849-0-CIP | SAH | SAH
SAH6406 | Large Volume Pump Module | 378348 | BD | 8100 | Alaris Pump | 12/12/2016 | IU | Active | 1105-85160 | SAH-Sterile Processing | 260534611 | SAH | SAH
SAH6407 | Large Volume Pump Module | 378348 | BD | 8100 | Alaris Pump | 05/31/2012 | IU | Active | 1105-37250 | SAH-Infusion Center | 920000849-0-CIP | SAH | SAH
SAH6408 | Large Volume Pump Module | 378348 | BD | 8100 | Alaris Pump | 05/31/2012 | IU | Active | 1105-85160 | SAH-Sterile Processing | 920000849-0-CIP | SAH | SAH
SAH6409 | Large Volume Pump Module | 378348 | BD | 8100 | Alaris Pump | 05/31/2012 | IU | Active | 1105-85160 | SAH-Sterile Processing | 920000849-0-CIP | SAH | SAH
SAH6410 | Large Volume Pump Module | 378348 | BD | 8100 | Alaris Pump | 05/31/2012 | IU | Active | 1105-85160 | SAH-Sterile Processing | 920000849-0-CIP | SAH | SAH
SAH6411 | Large Volume Pump Module | 378348 | BD | 8100 | Alaris Pump | 05/31/2012 | IU | Active | 1105-85160 | SAH-Sterile Processing | 920000849-0-CIP | SAH | SAH
SAH6412 | Large Volume Pump Module | 378348 | BD | 8100 | Alaris Pump | 05/31/2012 | IU | Active | 1105-85160 | SAH-Sterile Processing | 920000849-0-CIP | SAH | SAH
SAH6413 | Thermocouple | 178848 | Fluke Biomedical | 80TK | 80 TK | 01/02/2012 | IU | Active | 1105-88570 | SAH-Clinical Engineering | 000 | SAH | SAH
SAH6414 | Large Volume Pump Module | 378348 | BD | 8100 | Alaris Pump | 05/31/2012 | IU | Active | 1105-85160 | SAH-Sterile Processing | 920000849-0-CIP | SAH | SAH
SAH6416 | Large Volume Pump Module | 378348 | BD | 8100 | Alaris Pump | 05/31/2012 | IU | Active | 1105-85160 | SAH-Sterile Processing | 920000849-0-CIP | SAH | SAH
SAH6417 | Front End Hemodynamic Monitor | 452291 | Philips Interventional Patient | FC2010 | XPER Flex Cardio | 09/24/2019 | IU | Active | 1105-30610 | SAH-Cardiac Cath Lab | 420002786-0-CRE | SAH | SAH
SAH6418 | Large Volume Pump Module | 378348 | BD | 8100 | Alaris Pump | 05/31/2012 | IU | Active | 1105-85160 | SAH-Sterile Processing | 920000849-0-CIP | SAH | SAH
SAH6420 | Large Volume Pump Module | 378348 | BD | 8100 | Alaris Pump | 05/31/2012 | IU | Active | 1105-85160 | SAH-Sterile Processing | 920000849-0-CIP | SAH | SAH
SAH6421 | Handheld Video Laryngoscope | 451928 | Verathon Inc | 0570-0376 | Glide Scope Core | 09/26/2019 | IU | Active | 1105-35000 | SAH-Respiratory Care Services 2nd | 626003010-0-CAP | SAH | SAH
SAH6422 | Handheld Video Laryngoscope | 451928 | Verathon Inc | 0570-0376 | Glide Scope Core | 09/26/2019 | IU | Active | 1105-35000 | SAH-Respiratory Care Services 2nd | 626003010-0-CAP | SAH | SAH
SAH6423 | Handheld Video Laryngoscope | 451928 | Verathon Inc | 0570-0376 | Glide Scope Core | 09/26/2019 | IU | Active | 1105-35000 | SAH-Respiratory Care Services 2nd | 626003010-0-CAP | SAH | SAH
SAH6424 | Large Volume Pump Module | 378348 | BD | 8100 | Alaris Pump | 05/31/2012 | IU | Active | 1105-85160 | SAH-Sterile Processing | 920000849-0-CIP | SAH | SAH
SAH6425 | Pump Control Unit 5.7 Screen | 378348 | BD | 8015LS | Alaris PC 5.7 SCREEN | 05/21/2018 | IU | Active | 1105-10000 | SAH-Nursing Administration | 411000421-0-CRE | SAH | SAH
SAH6426 | Portable Suction | 106490 | Precision Medical Inc | PM65 | EASY GO VAC | 07/17/2012 | IU | Active | 1105-12534 | SAH-Observation/Med Surg II | 260265988 | SAH | SAH
SAH6429 | Temporal Infrared Thermometer | 107875 | Exergen Corp | TAT-5000 | TAT-5000 | 05/29/2015 | 04 | Inventory | 1105-37250 | SAH-Infusion Center | ExchangedBC1118 | SAH | SAH
SAH6430 | Thermocouple | 178848 | Fluke Biomedical | 80TK | 80 TK | 10/07/2019 | IU | Active | 1105-88570 | SAH-Clinical Engineering | 711009292-0-CES | SAH | SAH
SAH6431 | Thermocouple | 178848 | Fluke Biomedical | 80TK | 80 TK | 10/07/2019 | IU | Active | 1105-88570 | SAH-Clinical Engineering | 711009292-0-CES | SAH | SAH
SAH6432 | Large Volume Pump Module | 378348 | BD | 8100 | Alaris Pump | 05/31/2012 | IU | Active | 1105-85160 | SAH-Sterile Processing | 920000849-0-CIP | SAH | SAH
SAH6434 | 21in HD Video Monitor | 107114 | STERIS Corp | ST2121-TP | Optik View | 07/01/2018 | IU | Active | 1105-21100 | SAH-Surgery | 411000380-0-CRE | SAH | SAH
SAH6435 | 21in HD Video Monitor | 107114 | STERIS Corp | ST2121-TP | Optik View | 07/01/2018 | IU | Active | 1105-21100 | SAH-Surgery | 411000380-0-CRE | SAH | SAH
SAH6436 | 21in HD Video Monitor | 107114 | STERIS Corp | ST2121-TP | Optik View | 07/01/2018 | IU | Active | 1105-21100 | SAH-Surgery | 411000380-0-CRE | SAH | SAH
SAH6437 | 21in HD Video Monitor | 107114 | STERIS Corp | ST2121-TP | Optik View | 07/01/2018 | IU | Active | 1105-21100 | SAH-Surgery | 411000380-0-CRE | SAH | SAH
SAH6438 | 21in HD Video Monitor | 107114 | STERIS Corp | ST2121-TP | Optik View | 10/01/2017 | IU | Active | 1105-21221 | SAH-Endoscopy (2SE) | 411000301-0-CRE | SAH | SAH
SAH6439 | 21in HD Video Monitor | 107114 | STERIS Corp | ST2121-TP | Optik View | 10/01/2017 | IU | Active | 1105-21221 | SAH-Endoscopy (2SE) | 411000301-0-CRE | SAH | SAH
SAH6440 | Large Volume Pump Module | 378348 | BD | 8100 | Alaris Pump | 05/31/2012 | IU | Active | 1105-85160 | SAH-Sterile Processing | 920000849-0-CIP | SAH | SAH
SAH6441 | Large Volume Pump Module | 378348 | BD | 8100 | Alaris Pump | 05/31/2012 | IU | Active | 1105-85160 | SAH-Sterile Processing | 920000849-0-CIP | SAH | SAH
SAH6442 | Large Volume Pump Module | 378348 | BD | 8100 | Alaris Pump | 05/31/2012 | IU | Active | 1105-85160 | SAH-Sterile Processing | 920000849-0-CIP | SAH | SAH
SAH6445 | TEE Transducer 2-7MHz | 453551 | Philips Healthcare | X7-2T | X7-2T | 02/14/2017 | IU | Active | 1105-30620 | SAH-Non Invasive Cardiology | 711006496-0-CES | SAH | SAH
SAH6446 | Ultrasound Transducer | 439946 | GE Healthcare USA | 9L-D | 9L-D | 01/28/2020 | MI | Missing | 1105-33900 | SAH-Ultrasound | 611000799-0-CAP | SAH | SAH
SAH6449 | Ultrasound Transducer | 439946 | GE Healthcare USA | 9L-D | 9L-D | 06/12/2020 | MI | Missing | 1105-33900 | SAH-Ultrasound | 626001744-0-cap | SAH | SAH
SAH6450 | Transducer Probe | 439946 | GE Healthcare USA | 5418916 | C1-6-D | 06/12/2020 | IU | Active | 1105-33900 | SAH-Ultrasound | 626001744-0-cap | SAH | SAH
SAH6451 | Endovag Transducer 3.7-11.5MHz | 439946 | GE Healthcare USA | 2297883 | E8C | 09/14/2015 | IU | Active | 1105-33900 | SAH-Ultrasound | DONATED | SAH | SAH
SAH6454 | TEE Transducer 3-7MHz | 453551 | Philips Healthcare | S7-3T | S7-3t | 09/14/2020 | IU | Active | 1105-30620 | SAH-Non Invasive Cardiology | 611000821-0-CAP | SAH | SAH
SAH6457 | ICU Clinical Chair | 271227 | Stryker Medical | 3333 | TruRize | 10/09/2019 | IU | Active | 1105-13100 | SAH-Intensive Care Unit | 260719188 | SAH | SAH
SAH6458 | ICU Clinical Chair | 271227 | Stryker Medical | 3333 | TruRize | 10/09/2019 | IU | Active | 1105-13100 | SAH-Intensive Care Unit | 260719188 | SAH | SAH
SAH6459 | ICU Clinical Chair | 271227 | Stryker Medical | 3333 | TruRize | 10/09/2019 | IU | Active | 1105-13100 | SAH-Intensive Care Unit | 260719188 | SAH | SAH
SAH6460 | ICU Clinical Chair | 271227 | Stryker Medical | 3333 | TruRize | 10/09/2019 | IU | Active | 1105-13100 | SAH-Intensive Care Unit | 260719188 | SAH | SAH
SAH6461 | Large Volume Pump Module | 378348 | BD | 8100 | Alaris Pump | 05/31/2012 | IU | Active | 1105-85160 | SAH-Sterile Processing | 920000849-0-CIP | SAH | SAH
SAH6462 | Large Volume Pump Module | 378348 | BD | 8100 | Alaris Pump | 05/31/2012 | IU | Active | 1105-10000 | SAH-Nursing Administration | 920000849-0-CIP | SAH | SAH
SAH6463 | Large Volume Pump Module | 378348 | BD | 8100 | Alaris Pump | 05/31/2012 | IU | Active | 1105-85160 | SAH-Sterile Processing | 920000849-0-CIP | SAH | SAH
SAH6464 | Electrohydraulic Lithotripter | 107135 | Boston Scientific Corp | M005466800 | Autilith Touch | 10/14/2019 | IU | Active | 1105-21221 | SAH-Endoscopy (2SE) | 811026085-0-SVC | SAH | SAH
SAH6465 | Ultrasound Transducer 5-1MHz | 340440 | SonoSite div of FUJIFILM | P21015-10 | rP19x/5-1MHz | 10/10/2019 | 04 | Inventory | 1105-13100 | SAH-Intensive Care Unit | 626003051-0-CAP | SAH | SAH
SAH6466 | Transducer 13-6 MHz | 340440 | SonoSite div of FUJIFILM | P07691-80 | L25x | 10/10/2019 | 04 | Inventory | 1105-37250 | SAH-Infusion Center | 626003051-0-CAP | SAH | SAH
SAH6467 | Portable Ultrasound System | 340440 | SonoSite div of FUJIFILM | P24550-20 | SII | 10/10/2019 | 04 | Inventory | 1105-13100 | SAH-Intensive Care Unit | 626003051-0-CAP | SAH | SAH
SAH6468 | Transducer 13-6 MHz | 340440 | SonoSite div of FUJIFILM | P07691-80 | L25x | 10/29/2019 | 04 | Inventory | 1105-37250 | SAH-Infusion Center | 626003057-0-CAP | SAH | SAH
SAH6470 | Portable Ultrasound System | 340440 | SonoSite div of FUJIFILM | P24550-02 | SII | 10/10/2019 | 04 | Inventory | 1105-37250 | SAH-Infusion Center | 626003057-0-CAP | SAH | SAH
SAH6473 | Large Volume Pump Module | 378348 | BD | 8100 | Alaris Pump | 05/31/2012 | IU | Active | 1105-85160 | SAH-Sterile Processing | 920000849-0-CIP | SAH | SAH
SAH6476 | Large Volume Pump Module | 378348 | BD | 8100 | Alaris Pump | 05/31/2012 | IU | Active | 1105-85160 | SAH-Sterile Processing | 920000849-0-CIP | SAH | SAH
SAH6481 | Gas Module | 440964 | GE Healthcare Technologies | E-MiniC-00 | E-MiniC-00 | 10/25/2019 | IU | Active | 1105-13100 | SAH-Intensive Care Unit | 826192042-0-SVC | SAH | SAH
SAH6483 | Gas Module | 440964 | GE Healthcare Technologies | E-MiniC-00 | E-MiniC-00 | 10/25/2019 | IU | Active | 1105-13100 | SAH-Intensive Care Unit | 826192042-0-SVC | SAH | SAH
SAH6485 | Neuromuscular Stimulator | 441475 | Zynex Medical Inc | NuTrac Pelvator | NuTrac Pelvator | 11/20/2017 | IU | Active | 1105-39150 | SAH-Rehab Services OP SARC | FIU | SAH | SAH
SAH6486 | Dual Channel EMG System | 175971 | The Prometheus Group | MR-20 | Pathway MR-20 | 01/16/2017 | IU | Active | 1105-39150 | SAH-Rehab Services OP SARC | 260531058 | SAH | SAH
SAH6487 | Manipulation Treatment Table | 520194 | Performance Health | TSB88EA3SWIB | ELITE ASTER | 08/30/2017 | IU | Active | 1105-39150 | SAH-Rehab Services OP SARC | 260593699 | SAH | SAH
SAH6489 | Portable Suction | 106490 | Precision Medical Inc | PM60 | EASY VAC | 02/21/2014 | IU | Active | 1105-15000 | SAH-Psychiatric Acute | NA | SAH | SAH
SAH6493 | Defibrillator Analyzer | 178848 | Fluke Biomedical | Impulse 7000 DP | Impulse 7000 DP | 05/14/2012 | IU | Active | 1105-88570 | SAH-Clinical Engineering | FIU | SAH | SAH
SAH6494 | Laparoscopic Insufflator | 108422 | ERBE USA Inc | 7913-1000 | EC02 | 10/31/2019 | IU | Active | 1105-21221 | SAH-Endoscopy (2SE) | 811026323-0-SVC | SAH | SAH
SAH6495 | Laparoscopic Insufflator | 108422 | ERBE USA Inc | 7913-1000 | EC02 | 10/31/2019 | IU | Active | 1105-21221 | SAH-Endoscopy (2SE) | 811026323-0-SVC | SAH | SAH
SAH6496 | Laparoscopic Insufflator | 108422 | ERBE USA Inc | 7913-1000 | EC02 | 10/31/2019 | IU | Active | 1105-21221 | SAH-Endoscopy (2SE) | 811026323-0-SVC | SAH | SAH
SAH6497 | CES Staff Laptop | D10003 | Dell Computer Corporation | E7470 | Latitude | 05/01/2017 | 04 | Inventory | 1105-88570 | SAH-Clinical Engineering | CES | SAH | SAH
SAH6500 | Bedside Physiologic Monitor | 440964 | GE Healthcare Technologies | B650 | Carescape B650 | 06/21/2018 | IU | Active | 1105-21300 | SAH-Ambulatory Care Unit | 411000313-0-CRE | SAH | SAH
SAH6502 | Bedside Physiologic Monitor | 440964 | GE Healthcare Technologies | B650 | Carescape B650 | 06/21/2018 | IU | Active | 1105-21300 | SAH-Ambulatory Care Unit | 411000313-0-CRE | SAH | SAH
SAH6503 | Bedside Physiologic Monitor | 440964 | GE Healthcare Technologies | B650 | Carescape B650 | 06/21/2018 | IU | Active | 1105-21300 | SAH-Ambulatory Care Unit | 411000313-0-CRE | SAH | SAH
SAH6504 | Bedside Physiologic Monitor | 440964 | GE Healthcare Technologies | B650 | Carescape B650 | 06/21/2018 | IU | Active | 1105-21300 | SAH-Ambulatory Care Unit | 411000313-0-CRE | SAH | SAH
SAH6508 | Bedside Physiologic Monitor | 440964 | GE Healthcare Technologies | B650 | Carescape B650 | 06/21/2018 | IU | Active | 1105-21500 | SAH-PACU | 411000313-0-CRE | SAH | SAH
SAH6509 | Bedside Physiologic Monitor | 440964 | GE Healthcare Technologies | B650 | Carescape B650 | 06/21/2018 | IU | Active | 1105-21500 | SAH-PACU | 411000313-0-CRE | SAH | SAH
SAH6510 | Bedside Physiologic Monitor | 440964 | GE Healthcare Technologies | B650 | Carescape B650 | 06/21/2018 | IU | Active | 1105-21500 | SAH-PACU | 411000313-0-CRE | SAH | SAH
SAH6511 | Bedside Physiologic Monitor | 440964 | GE Healthcare Technologies | B650 | Carescape B650 | 06/21/2018 | IU | Active | 1105-21500 | SAH-PACU | 411000313-0-CRE | SAH | SAH
SAH6512 | Bedside Physiologic Monitor | 440964 | GE Healthcare Technologies | B650 | Carescape B650 | 06/21/2018 | IU | Active | 1105-21500 | SAH-PACU | 411000313-0-CRE | SAH | SAH
SAH6513 | Bedside Physiologic Monitor | 440964 | GE Healthcare Technologies | B650 | Carescape B650 | 06/21/2018 | IU | Active | 1105-21500 | SAH-PACU | 411000313-0-CRE | SAH | SAH
SAH6514 | Bedside Physiologic Monitor | 440964 | GE Healthcare Technologies | B650 | Carescape B650 | 06/21/2018 | IU | Active | 1105-21500 | SAH-PACU | 411000313-0-CRE | SAH | SAH
SAH6515 | Bedside Physiologic Monitor | 440964 | GE Healthcare Technologies | B650 | Carescape B650 | 06/21/2018 | IU | Active | 1105-21500 | SAH-PACU | 411000313-0-CRE | SAH | SAH
SAH6549 | Hemodialysis Unit | 312187 | Fresenius Medical Care North A | 2008 T | 2008 T | 12/14/2017 | IU | Active | 1105-32100 | SAH-Hemodialysis | 626000910-0-CAP | SAH | SAH
SAH6550 | Hemodialysis Unit | 312187 | Fresenius Medical Care North A | 2008 T | 2008 T | 12/14/2017 | IU | Active | 1105-32100 | SAH-Hemodialysis | 626000910-0-CAP | SAH | SAH
SAH6551 | Hemodialysis Unit | 312187 | Fresenius Medical Care North A | 2008 T | 2008 T | 12/14/2017 | IU | Active | 1105-32100 | SAH-Hemodialysis | 626000910-0-CAP | SAH | SAH
SAH6555 | Water Purification RO | 199732 | Mar Cor Purification A Cantel | WRO300H | WRO300H | 01/11/2018 | IU | Active | 1105-32100 | SAH-Hemodialysis | 4510093943 | SAH | SAH
SAH6557 | Large Volume Pump Module | 378348 | BD | 8100 | Alaris Pump | 04/04/2017 | IU | Active | 1105-86245 | SAH-Clinical Education | FIU-training | SAH | SAH
SAH6558 | Large Volume Pump Module | 378348 | BD | 8100 | Alaris Pump | 04/04/2017 | IU | Active | 1105-86245 | SAH-Clinical Education | FIU-training | SAH | SAH
SAH6559 | Large Volume Pump Module | 378348 | BD | 8100 | Alaris Pump | 04/04/2017 | IU | Active | 1105-86245 | SAH-Clinical Education | FIU-training | SAH | SAH
SAH6560 | Large Volume Pump Module | 378348 | BD | 8100 | Alaris Pump | 03/19/2015 | IU | Active | 1105-86245 | SAH-Clinical Education | 611000670-0-CAP | SAH | SAH
SAH6561 | Large Volume Pump Module | 378348 | BD | 8100 | Alaris Pump | 05/31/2012 | IU | Active | 1105-86245 | SAH-Clinical Education | 920000849-0-CIP | SAH | SAH
SAH6563 | Large Volume Pump Module | 378348 | BD | 8100 | Alaris Pump | 05/31/2012 | IU | Active | 1105-86245 | SAH-Clinical Education | 920000849-0-CIP | SAH | SAH
SAH6564 | Large Volume Pump Module | 378348 | BD | 8100 | Alaris Pump | 04/04/2017 | IU | Active | 1105-86245 | SAH-Clinical Education | FIU-training | SAH | SAH
SAH6565 | Large Volume Pump Module | 378348 | BD | 8100 | Alaris Pump | 05/31/2012 | IU | Active | 1105-86245 | SAH-Clinical Education | 920000849-0-CIP | SAH | SAH
SAH6570 | Transducer 5-1 MHz | 340440 | SonoSite div of FUJIFILM | P07698-15 | P21x | 08/09/2018 | 04 | Inventory | 1105-23100 | SAH-Emergency Service | FIU | SAH | SAH
SAH6573 | Patient Data Module | 440964 | GE Healthcare Technologies | 2016793-003 | PDM | 06/21/2018 | IU | Active | 1105-21500 | SAH-PACU | 411000313-0-CRE | SAH | SAH
SAH6581 | Large Volume Pump Module | 378348 | BD | 8100 | Alaris Pump | 05/31/2012 | IU | Active | 1105-86245 | SAH-Clinical Education | 920000849-0-CIP | SAH | SAH
SAH6620 | Feeding Pump | 452294 | Covidien (US) | 382400 | KANGAROO ePump | 08/08/2012 | IU | Active | 1105-85160 | SAH-Sterile Processing | 611000509 | SAH | SAH
SAH6625 | Sterilization Process Reader | 186653 | Advanced Sterilization Product | 43220 | STERRAD VELOCITY | 03/15/2018 | 04 | Inventory | 1105-85160 | SAH-Sterile Processing | 811020792-0-SVC | SAH | SAH
SAH6627 | PT Table | 439564 | Armedica Mfg Corp | AM 500 | AM 550 | 06/16/2017 | IU | Active | 1815-87515 | SAH-Wellness Center CARIL | FIU | SAH | SAH
SAH6637 | Large Volume Pump Module | 378348 | BD | 8100 | Alaris Pump | 05/31/2012 | IU | Active | 1105-37250 | SAH-Infusion Center | 920000849-0-CIP | SAH | SAH
SAH6638 | Large Volume Pump Module | 378348 | BD | 8100 | Alaris Pump | 09/02/2015 | IU | Active | 1105-37250 | SAH-Infusion Center | 611000697-0-CES | SAH | SAH
SAH6639 | Large Volume Pump Module | 378348 | BD | 8100 | Alaris Pump | 03/30/2016 | IU | Active | 1105-37250 | SAH-Infusion Center | 611000775-0-CAP | SAH | SAH
SAH6640 | Large Volume Pump Module | 378348 | BD | 8100 | Alaris Pump | 09/02/2015 | IU | Active | 1105-37250 | SAH-Infusion Center | 611000697-0-CES | SAH | SAH
SAH6641 | Large Volume Pump Module | 378348 | BD | 8100 | Alaris Pump | 09/02/2015 | IU | Active | 1105-37250 | SAH-Infusion Center | 611000697-0-CES | SAH | SAH
SAH6642 | Large Volume Pump Module | 378348 | BD | 8100 | Alaris Pump | 09/02/2015 | IU | Active | 1105-37250 | SAH-Infusion Center | 611000697-0-CES | SAH | SAH
SAH6643 | Large Volume Pump Module | 378348 | BD | 8100 | Alaris Pump | 09/02/2015 | IU | Active | 1105-37250 | SAH-Infusion Center | 611000697-0-CES | SAH | SAH
SAH6644 | Large Volume Pump Module | 378348 | BD | 8100 | Alaris Pump | 09/02/2015 | IU | Active | 1105-37250 | SAH-Infusion Center | 611000697-0-CES | SAH | SAH
SAH6645 | Exercisers, Continuous | 428420 | McKelor Technologies Ltd | DC2480 | DC2480 | 11/05/2013 | IU | Active | 1105-85160 | SAH-Sterile Processing | NA | SAH | SAH
SAH6646 | Exercisers, Continuous | 428420 | McKelor Technologies Ltd | DC2480 | DC2480 | 05/09/2008 | IU | Active | 1105-85160 | SAH-Sterile Processing | 000 | SAH | SAH
SAH6649 | Exercisers, Continuous | 428420 | McKelor Technologies Ltd | DC2480 | DC2480 | 05/09/2008 | MI | Missing | 1105-85160 | SAH-Sterile Processing | 000 | SAH | SAH
SAH6652 | Large Volume Pump Module | 378348 | BD | 8100 | Alaris Pump | 09/02/2015 | IU | Active | 1105-37250 | SAH-Infusion Center | 611000697-0-CES | SAH | SAH
SAH6653 | Large Volume Pump Module | 378348 | BD | 8100 | Alaris Pump | 09/02/2015 | IU | Active | 1105-37250 | SAH-Infusion Center | 611000697-0-CES | SAH | SAH
SAH6654 | Large Volume Pump Module | 378348 | BD | 8100 | Alaris Pump | 09/02/2015 | IU | Active | 1105-37250 | SAH-Infusion Center | 611000697-0-CES | SAH | SAH
SAH6655 | Large Volume Pump Module | 378348 | BD | 8100 | Alaris Pump | 03/30/2016 | IU | Active | 1105-37250 | SAH-Infusion Center | 611000775-0-CAP | SAH | SAH
SAH6656 | Pump Control Unit 5.7 Screen | 378348 | BD | 8015LS | Alaris PC 5.7 SCREEN | 09/01/2015 | IU | Active | 1105-37250 | SAH-Infusion Center | 611000697-0-CAP | SAH | SAH
SAH6657 | Pump Control Unit 5.7 Screen | 378348 | BD | 8015LS | Alaris PC 5.7 SCREEN | 04/26/2016 | IU | Active | 1105-37250 | SAH-Infusion Center | 611000775-0-CAP | SAH | SAH
SAH6659 | Pump Control Unit 5.7 Screen | 378348 | BD | 8015LS | Alaris PC 5.7 SCREEN | 09/01/2015 | IU | Active | 1105-37250 | SAH-Infusion Center | 611000697-0-CAP | SAH | SAH
SAH6661 | Otoscope, Isolated Wall Unit | 101850 | Welch Allyn Inc A Subsidiary | 767 | 767 | 08/29/2018 | 04 | Inventory | 1105-23100 | SAH-Emergency Service | FIU | SAH | SAH
SAH6664 | Central Station Computer | 440964 | GE Healthcare Technologies | MAI700 V2 | Carescape Central | 08/30/2018 | IU | Active | 1105-21500 | SAH-PACU | 411000312-0-CRE | SAH | SAH
SAH6665 | Pump Control Unit 5.7 Screen | 378348 | BD | 8015LS | Alaris PC 5.7 SCREEN | 04/26/2016 | IU | Active | 1105-37250 | SAH-Infusion Center | 611000775-0-CAP | SAH | SAH
SAH6668 | Large Volume Pump Module | 378348 | BD | 8100 | Alaris Pump | 09/02/2015 | IU | Active | 1105-37250 | SAH-Infusion Center | 611000697-0-CES | SAH | SAH
SAH6669 | Large Volume Pump Module | 378348 | BD | 8100 | Alaris Pump | 09/02/2015 | IU | Active | 1105-37250 | SAH-Infusion Center | 611000697-0-CES | SAH | SAH
SAH6670 | Otoscope, Isolated Wall Unit | 101850 | Welch Allyn Inc A Subsidiary | 767 | 767 | 05/18/2012 | 04 | Inventory | 1105-23100 | SAH-Emergency Service | unknown | SAH | SAH
SAH6671 | Large Volume Pump Module | 378348 | BD | 8100 | Alaris Pump | 03/30/2016 | IU | Active | 1105-37250 | SAH-Infusion Center | 611000775-0-CAP | SAH | SAH
SAH6672 | Large Volume Pump Module | 378348 | BD | 8100 | Alaris Pump | 05/31/2012 | IU | Active | 1105-37250 | SAH-Infusion Center | 920000849-0-CIP | SAH | SAH
SAH6673 | Pump Control Unit 5.7 Screen | 378348 | BD | 8015LS | Alaris PC 5.7 SCREEN | 09/01/2015 | IU | Active | 1105-37250 | SAH-Infusion Center | 611000697-0-CAP | SAH | SAH
SAH6674 | Pump Control Unit 5.7 Screen | 378348 | BD | 8015LS | Alaris PC 5.7 SCREEN | 09/01/2015 | IU | Active | 1105-37250 | SAH-Infusion Center | 611000697-0-CAP | SAH | SAH
SAH6675 | Pump Control Unit 5.7 Screen | 378348 | BD | 8015LS | Alaris PC 5.7 SCREEN | 09/01/2015 | IU | Active | 1105-37250 | SAH-Infusion Center | 611000697-0-CAP | SAH | SAH
SAH6677 | Pump Control Unit 5.7 Screen | 378348 | BD | 8015LS | Alaris PC 5.7 SCREEN | 09/01/2015 | IU | Active | 1105-37250 | SAH-Infusion Center | 611000697-0-CAP | SAH | SAH
SAH6678 | Pump Control Unit 5.7 Screen | 378348 | BD | 8015LS | Alaris PC 5.7 SCREEN | 04/26/2016 | IU | Active | 1105-37250 | SAH-Infusion Center | 611000775-0-CAP | SAH | SAH
SAH6681 | Otoscope, Isolated Wall Unit | 101850 | Welch Allyn Inc A Subsidiary | 767 | 767 | 04/01/2012 | 04 | Inventory | 1105-23100 | SAH-Emergency Service | NA | SAH | SAH
SAH6684 | Large Volume Pump Module | 378348 | BD | 8100 | Alaris Pump | 03/30/2016 | IU | Active | 1105-37250 | SAH-Infusion Center | 611000775-0-CAP | SAH | SAH
SAH6685 | Large Volume Pump Module | 378348 | BD | 8100 | Alaris Pump | 09/02/2015 | IU | Active | 1105-37250 | SAH-Infusion Center | 611000697-0-CES | SAH | SAH
SAH6686 | Large Volume Pump Module | 378348 | BD | 8100 | Alaris Pump | 03/30/2016 | IU | Active | 1105-37250 | SAH-Infusion Center | 611000775-0-CAP | SAH | SAH
SAH6687 | Large Volume Pump Module | 378348 | BD | 8100 | Alaris Pump | 03/30/2016 | IU | Active | 1105-37250 | SAH-Infusion Center | 611000775-0-CAP | SAH | SAH
SAH6688 | Large Volume Pump Module | 378348 | BD | 8100 | Alaris Pump | 03/30/2016 | IU | Active | 1105-37250 | SAH-Infusion Center | 611000775-0-CAP | SAH | SAH
SAH6689 | Large Volume Pump Module | 378348 | BD | 8100 | Alaris Pump | 09/02/2015 | IU | Active | 1105-37250 | SAH-Infusion Center | 611000697-0-CES | SAH | SAH
SAH6690 | Large Volume Pump Module | 378348 | BD | 8100 | Alaris Pump | 03/30/2016 | IU | Active | 1105-37250 | SAH-Infusion Center | 611000775-0-CAP | SAH | SAH
SAH6691 | Large Volume Pump Module | 378348 | BD | 8100 | Alaris Pump | 03/30/2016 | IU | Active | 1105-37250 | SAH-Infusion Center | 611000775-0-CAP | SAH | SAH
SAH6692 | Large Volume Pump Module | 378348 | BD | 8100 | Alaris Pump | 09/02/2015 | IU | Active | 1105-37250 | SAH-Infusion Center | 611000697-0-CES | SAH | SAH
SAH6693 | Large Volume Pump Module | 378348 | BD | 8100 | Alaris Pump | 09/02/2015 | IU | Active | 1105-37250 | SAH-Infusion Center | 611000697-0-CES | SAH | SAH
SAH6694 | Large Volume Pump Module | 378348 | BD | 8100 | Alaris Pump | 03/19/2015 | IU | Active | 1105-37250 | SAH-Infusion Center | 611000670-0-CAP | SAH | SAH
SAH6695 | Large Volume Pump Module | 378348 | BD | 8100 | Alaris Pump | 09/02/2015 | IU | Active | 1105-37250 | SAH-Infusion Center | 611000697-0-CES | SAH | SAH
SAH6696 | Large Volume Pump Module | 378348 | BD | 8100 | Alaris Pump | 09/02/2015 | IU | Active | 1105-37250 | SAH-Infusion Center | 611000697-0-CES | SAH | SAH
SAH6697 | Large Volume Pump Module | 378348 | BD | 8100 | Alaris Pump | 09/02/2015 | IU | Active | 1105-37250 | SAH-Infusion Center | 611000697-0-CES | SAH | SAH
SAH6698 | Large Volume Pump Module | 378348 | BD | 8100 | Alaris Pump | 09/02/2015 | IU | Active | 1105-37250 | SAH-Infusion Center | 611000697-0-CES | SAH | SAH
SAH6699 | Large Volume Pump Module | 378348 | BD | 8100 | Alaris Pump | 03/19/2015 | IU | Active | 1105-37250 | SAH-Infusion Center | 611000670-0-CAP | SAH | SAH
SAH6700 | Large Volume Pump Module | 378348 | BD | 8100 | Alaris Pump | 03/30/2016 | IU | Active | 1105-37250 | SAH-Infusion Center | 611000775-0-CAP | SAH | SAH
SAH6701 | Large Volume Pump Module | 378348 | BD | 8100 | Alaris Pump | 09/02/2015 | IU | Active | 1105-37250 | SAH-Infusion Center | 611000697-0-CES | SAH | SAH
SAH6702 | Large Volume Pump Module | 378348 | BD | 8100 | Alaris Pump | 03/30/2016 | IU | Active | 1105-37250 | SAH-Infusion Center | 611000775-0-CAP | SAH | SAH
SAH6703 | Pump Control Unit 5.7 Screen | 378348 | BD | 8015LS | Alaris PC 5.7 SCREEN | 04/26/2016 | IU | Active | 1105-37250 | SAH-Infusion Center | 611000775-0-CAP | SAH | SAH
SAH6706 | Large Volume Pump Module | 378348 | BD | 8100 | Alaris Pump | 05/31/2012 | IU | Active | 1105-23100 | SAH-Emergency Service | 920000849-0-CIP | SAH | SAH
SAH6709 | Exercisers, Continuous | 428420 | McKelor Technologies Ltd | DC2480 | DC2480 | 05/09/2008 | MI | Missing | 1105-85160 | SAH-Sterile Processing | 000 | SAH | SAH
SAH6711 | Endo Leak Tester | 458471 | Zutron Medical | ZUTR30005 | ZUTR30005 | 10/20/2017 | MI | Missing | 1105-85160 | SAH-Sterile Processing | 260599771 | SAH | SAH
SAH6713 | Battery Chargers | 101991 | Stryker Instruments | 6110-120 | System 6 | 06/27/2008 | 04 | Inventory | 1105-85160 | SAH-Sterile Processing | 000 | SAH | SAH
SAH6714 | Battery Charger | 101991 | Stryker Instruments | 7110-120-000 | SORN | 07/19/2017 | 04 | Inventory | 1105-85160 | SAH-Sterile Processing | 611000872-0-CAP | SAH | SAH
SAH6715 | Battery Chargers | 101991 | Stryker Instruments | 6110-120 | System 6 | 06/27/2008 | 04 | Inventory | 1105-85160 | SAH-Sterile Processing | 000 | SAH | SAH
SAH6716 | Battery Chargers | 101991 | Stryker Instruments | 6110-120 | System 6 | 09/14/2018 | 04 | Inventory | 1105-85160 | SAH-Sterile Processing | FIU | SAH | SAH
SAH6718 | Sealer- Packaging | 105382 | Rennco Inc | LS18-120 | LS18-120 | 12/19/2012 | 04 | Inventory | 1105-85160 | SAH-Sterile Processing | na | SAH | SAH
SAH6727 | Vital Signs Monitor | 101850 | Welch Allyn Inc A Subsidiary | VSM 6000 SERIES | VSM 6000 SERIES | 03/20/2012 | IU | Active | 1105-12245 | SAH-Oncology Unit AT6 | 420002379-cre | SAH | SAH
SAH6729 | Feeding Pump | 452294 | Covidien (US) | 382400 | KANGAROO ePump | 08/08/2012 | IU | Active | 1105-85160 | SAH-Sterile Processing | 611000509 | SAH | SAH
SAH6734 | Exercisers, Continuous | 428420 | McKelor Technologies Ltd | DC2480 | DC2480 | 08/22/2013 | IU | Active | 1105-85160 | SAH-Sterile Processing | NA | SAH | SAH
SAH6740 | Vital Signs Monitor | 440964 | GE Healthcare Technologies | 2034803-002 | Carescape V100 | 11/18/2010 | IU | Active | 1105-89220 | SAH-Faith Community Nursing | 611000407-0-CAP | SAH | SAH
SAH6741 | Infrared Vein Finder | 454450 | AccuVein LLC | AV400 | AccuVein AV400 | 12/04/2015 | 04 | Inventory | 1105-12554 | SAH-Observation Med/Surg 6SW | 711005251-0-CES | SAH | SAH
SAH6742 | Physician Balance Beam | 101206 | Detecto Scale Co Div Cardinal | 439 | 439 Eye-Level Physic | 03/05/2015 | IU | Active | 1815-87515 | SAH-Wellness Center CARIL | N/A-FIU | SAH | SAH
SAH6743 | Auto BP monitor | 107853 | OMRON Healthcare Inc | BP785 | BP785 | 01/18/2016 | IU | Active | 1815-87515 | SAH-Wellness Center CARIL | CC/WALGREEN | SAH | SAH
SAH6744 | Physician Balance Beam | 104906 | Health o meter div Sunbeam Cor | HEALTHOMETER | HEALTHOMETER | 03/05/2015 | IU | Active | 1815-87515 | SAH-Wellness Center CARIL | N/A-FIU | SAH | SAH
SAH6745 | NIBP, Battery Operated | 107853 | OMRON Healthcare Inc | BP742 | BP742 | 01/09/2017 | IU | Active | 1815-87515 | SAH-Wellness Center CARIL | FIU | SAH | SAH
SAH6746 | NIBP, Battery Operated | 107853 | OMRON Healthcare Inc | BP724N | BP724N | 02/05/2018 | IU | Active | 1815-87515 | SAH-Wellness Center CARIL | FIU | SAH | SAH
SAH6747 | Digital Scale | 172239 | Tanita Corp Of America Inc | TBF-300A | TBF-300A | 03/05/2015 | IU | Active | 1815-87515 | SAH-Wellness Center CARIL | N/A-FIU | SAH | SAH
SAH6748 | Physical Therapy Massage Table | 457546 | Earthlite Massage Tables | 15302 | Earth-Lite | 02/22/2017 | MI | Missing | 1815-87515 | SAH-Wellness Center CARIL | FIU | SAH | SAH
SAH6750 | Portable Suction | 104072 | SSCOR Inc | 2314 | 2314 Duet | 05/19/2018 | IU | Active | 1105-33700 | SAH-MRI | FIU | SAH | SAH
SAH6751 | Tabletop Centrifuge | 108882 | Eppendorf North America Inc | 5702 | 5702 | 08/28/2019 | IU | Active | 0015-31330 | SAH-Outreach Lab Carillon | 260715488 | SAH | SAH
SAH6752 | Digital Floor Scale | 104906 | Health o meter div Sunbeam Cor | 500KL | 500KL | 01/09/2020 | IU | Active | 1815-87515 | SAH-Wellness Center CARIL | 260490280 | SAH | SAH
SAH6756 | UPS | 108649 | APC-American Power Conversion | BR1000 | Back-UPS RS 1000VA | 04/16/2012 | OS | In - Active | 1105-31000 | SAH-Laboratory Services | 200016301-cap | SAH | SAH
SAH6759 | HD Video Monitor | 107114 | STERIS Corp | VividImage W | VIVID IMAGE W | 10/05/2018 | IU | Active | 1105-21100 | SAH-Surgery | 411000380 | SAH | SAH
SAH6760 | 27in HD VideoMonitor | 107114 | STERIS Corp | RLM27HD2 | VIVID IMAGE D | 10/05/2018 | IU | Active | 1105-21100 | SAH-Surgery | 411000380 | SAH | SAH
SAH6761 | MULTI VIEW VIDEO DISPLAY OR | 107114 | STERIS Corp | RBDV58MG8MP | RBDV58MG8MP | 10/05/2018 | IU | Active | 1105-21100 | SAH-Surgery | 411000380 | SAH | SAH
SAH6762 | 27in HD VideoMonitor | 107114 | STERIS Corp | RLM27HD2 | VIVID IMAGE D | 10/05/2018 | IU | Active | 1105-21100 | SAH-Surgery | 411000380 | SAH | SAH
SAH6763 | 27in HD VideoMonitor | 107114 | STERIS Corp | RLM27HD2 | VIVID IMAGE D | 10/05/2018 | IU | Active | 1105-21100 | SAH-Surgery | 411000380 | SAH | SAH
SAH6764 | Surgical Light | 107114 | STERIS Corp | HarmonyAIR M5 | HarmonyAIR M5 | 10/05/2018 | IU | Active | 1105-21100 | SAH-Surgery | 411000380 | SAH | SAH
SAH6765 | Surgical Light | 107114 | STERIS Corp | HarmonyAIR M5 | HarmonyAIR M5 | 10/05/2018 | IU | Active | 1105-21100 | SAH-Surgery | 411000380 | SAH | SAH
SAH6766 | Surgical Light | 107114 | STERIS Corp | HarmonyAIR M5 | HarmonyAIR M5 | 10/05/2018 | IU | Active | 1105-21100 | SAH-Surgery | 411000380 | SAH | SAH
SAH6767 | Front End Hemodynamic Monitor | 452291 | Philips Interventional Patient | FC2010 | XPER Flex Cardio | 08/21/2018 | IU | Active | 1105-21100 | SAH-Surgery | 411000398-0-CRE | SAH | SAH
SAH6768 | Surgical Light | 107114 | STERIS Corp | HarmonyAIR M5 | HarmonyAIR M5 | 10/05/2018 | IU | Active | 1105-21100 | SAH-Surgery | 411000380 | SAH | SAH
SAH6769 | Surgical Light | 107114 | STERIS Corp | HarmonyAIR M5 | HarmonyAIR M5 | 10/05/2018 | IU | Active | 1105-21100 | SAH-Surgery | 411000380 | SAH | SAH
SAH6770 | Surgical Light | 107114 | STERIS Corp | HarmonyAIR M5 | HarmonyAIR M5 | 10/05/2018 | IU | Active | 1105-21100 | SAH-Surgery | 411000380 | SAH | SAH
SAH6771 | 27in HD VideoMonitor | 107114 | STERIS Corp | RLM27HD2 | VIVID IMAGE D | 10/05/2018 | IU | Active | 1105-21100 | SAH-Surgery | 411000380 | SAH | SAH
SAH6772 | 27in HD VideoMonitor | 107114 | STERIS Corp | RLM27HD2 | VIVID IMAGE D | 10/05/2018 | IU | Active | 1105-21100 | SAH-Surgery | 411000380 | SAH | SAH
SAH6773 | 27in HD VideoMonitor | 107114 | STERIS Corp | RLM27HD2 | VIVID IMAGE D | 10/05/2018 | IU | Active | 1105-21100 | SAH-Surgery | 411000380 | SAH | SAH
SAH6774 | 27in HD VideoMonitor | 107114 | STERIS Corp | RLM27HD2 | VIVID IMAGE D | 10/05/2018 | IU | Active | 1105-21100 | SAH-Surgery | 411000380 | SAH | SAH
SAH6775 | HD Video Monitor | 107114 | STERIS Corp | VividImage W | VIVID IMAGE W | 10/05/2018 | IU | Active | 1105-21100 | SAH-Surgery | 411000380 | SAH | SAH
SAH6776 | HD Video Monitor | 107114 | STERIS Corp | VividImage W | VIVID IMAGE W | 10/05/2018 | IU | Active | 1105-21100 | SAH-Surgery | 411000380 | SAH | SAH
SAH6777 | 27in HD VideoMonitor | 107114 | STERIS Corp | RLM27HD2 | VIVID IMAGE D | 10/05/2018 | IU | Active | 1105-21100 | SAH-Surgery | 411000380 | SAH | SAH
SAH6778 | 27in HD VideoMonitor | 107114 | STERIS Corp | RLM27HD2 | VIVID IMAGE D | 10/05/2018 | IU | Active | 1105-21100 | SAH-Surgery | 411000380 | SAH | SAH
SAH6779 | Surgical Light | 107114 | STERIS Corp | HarmonyAIR M5 | HarmonyAIR M5 | 10/05/2018 | IU | Active | 1105-21100 | SAH-Surgery | 411000380 | SAH | SAH
SAH6780 | Surgical Light | 107114 | STERIS Corp | HarmonyAIR M5 | HarmonyAIR M5 | 10/05/2018 | IU | Active | 1105-21100 | SAH-Surgery | 411000380 | SAH | SAH
SAH6783 | Bedside Physiologic Monitor | 440964 | GE Healthcare Technologies | Dash 4000 | Dash 4000 | 06/28/2007 | IU | Active | 1105-23100 | SAH-Emergency Service | NA | SAH | SAH
SAH6791 | Exam Table | 103304 | Midmark Corp | 100-025 | Ritter 100 | 10/19/1999 | 04 | Inventory | 1105-34620 | SAH-Radiation Therapy | 000 | SAH | SAH
SAH6792 | Giraffe Floor Exam Light | 340382 | Goodwin Mfg Inc | 1183-MOBIL | 1183-MOBIL | 10/19/1999 | 04 | Inventory | 1105-34620 | SAH-Radiation Therapy | 000 | SAH | SAH
SAH6795 | Telemetry Transmitter | 440964 | GE Healthcare Technologies | ApexPro CH | ApexPro CH | 03/25/2009 | 04 | Inventory | 1105-10600 | SAH-Monitor Techs CMU | 000 | SAH | SAH
SAH6796 | Telemetry Transmitter | 440964 | GE Healthcare Technologies | ApexPro CH | ApexPro CH | 07/18/2018 | 04 | Inventory | 1105-10600 | SAH-Monitor Techs CMU | 26062776 | SAH | SAH
SAH6798 | Telemetry Transmitter | 440964 | GE Healthcare Technologies | ApexPro CH | ApexPro CH | 07/18/2018 | 04 | Inventory | 1105-10600 | SAH-Monitor Techs CMU | 26062776 | SAH | SAH
SAH6799 | Telemetry Transmitter | 440964 | GE Healthcare Technologies | ApexPro CH | ApexPro CH | 07/18/2018 | 04 | Inventory | 1105-10600 | SAH-Monitor Techs CMU | 26062776 | SAH | SAH
SAH6802 | Telemetry Transmitter | 440964 | GE Healthcare Technologies | ApexPro CH | ApexPro CH | 07/18/2018 | 04 | Inventory | 1105-10600 | SAH-Monitor Techs CMU | 26062776 | SAH | SAH
SAH6803 | Telemetry Transmitter | 440964 | GE Healthcare Technologies | ApexPro CH | ApexPro CH | 07/18/2018 | 04 | Inventory | 1105-10600 | SAH-Monitor Techs CMU | 26062776 | SAH | SAH
SAH6805 | Telemetry Transmitter | 440964 | GE Healthcare Technologies | ApexPro CH | ApexPro CH | 08/24/2007 | 04 | Inventory | 1105-10600 | SAH-Monitor Techs CMU | 000 | SAH | SAH
SAH6806 | Telemetry Transmitter | 440964 | GE Healthcare Technologies | ApexPro CH | ApexPro CH | 09/13/2016 | 04 | Inventory | 1105-10600 | SAH-Monitor Techs CMU | 260524927 | SAH | SAH
SAH6808 | Telemetry Transmitter | 440964 | GE Healthcare Technologies | ApexPro CH | ApexPro CH | 04/22/2016 | 04 | Inventory | 1105-10600 | SAH-Monitor Techs CMU | 260499021 | SAH | SAH
SAH6810 | Telemetry Transmitter | 440964 | GE Healthcare Technologies | ApexPro CH | ApexPro CH | 08/29/2018 | 04 | Inventory | 1105-10600 | SAH-Monitor Techs CMU | 260653710 | SAH | SAH
SAH6812 | Telemetry Transmitter | 440964 | GE Healthcare Technologies | ApexPro CH | ApexPro CH | 03/10/2017 | 04 | Inventory | 1105-10600 | SAH-Monitor Techs CMU | 260563480 | SAH | SAH
SAH6815 | Telemetry Transmitter | 440964 | GE Healthcare Technologies | ApexPro CH | ApexPro CH | 03/24/2003 | 04 | Inventory | 1105-10600 | SAH-Monitor Techs CMU | 000 | SAH | SAH
SAH6816 | Telemetry Transmitter | 440964 | GE Healthcare Technologies | ApexPro CH | ApexPro CH | 10/09/2017 | 04 | Inventory | 1105-10600 | SAH-Monitor Techs CMU | 260602132 | SAH | SAH
SAH6822 | Telemetry Transmitter | 440964 | GE Healthcare Technologies | ApexPro CH | ApexPro CH | 12/30/2008 | 04 | Inventory | 1105-10600 | SAH-Monitor Techs CMU | 000 | SAH | SAH
SAH6823 | Telemetry Transmitter | 440964 | GE Healthcare Technologies | ApexPro CH | ApexPro CH | 03/07/2011 | 04 | Inventory | 1105-10600 | SAH-Monitor Techs CMU | 61100434-0-CAP | SAH | SAH
SAH6824 | Telemetry Transmitter | 440964 | GE Healthcare Technologies | ApexPro CH | ApexPro CH | 01/06/2016 | 04 | Inventory | 1105-10600 | SAH-Monitor Techs CMU | 611000707-0-CAP | SAH | SAH
SAH6826 | Telemetry Transmitter | 440964 | GE Healthcare Technologies | ApexPro CH | ApexPro CH | 12/18/2013 | 04 | Inventory | 1105-10600 | SAH-Monitor Techs CMU | NA | SAH | SAH
SAH6827 | Telemetry Transmitter | 440964 | GE Healthcare Technologies | ApexPro CH | ApexPro CH | 03/07/2011 | 04 | Inventory | 1105-10600 | SAH-Monitor Techs CMU | 61100434-0-CAP | SAH | SAH
SAH6829 | Telemetry Transmitter | 440964 | GE Healthcare Technologies | ApexPro CH | ApexPro CH | 05/02/2017 | 04 | Inventory | 1105-10600 | SAH-Monitor Techs CMU | 826125665-0-SVC | SAH | SAH
SAH6830 | Telemetry Transmitter | 440964 | GE Healthcare Technologies | ApexPro CH | ApexPro CH | 02/17/2015 | 04 | Inventory | 1105-10600 | SAH-Monitor Techs CMU | 260452263 | SAH | SAH
SAH6832 | Telemetry Transmitter | 440964 | GE Healthcare Technologies | ApexPro CH | ApexPro CH | 07/27/2017 | 04 | Inventory | 1105-10600 | SAH-Monitor Techs CMU | 3064174 | SAH | SAH
SAH6835 | Telemetry Transmitter | 440964 | GE Healthcare Technologies | ApexPro CH | ApexPro CH | 01/16/2017 | 04 | Inventory | 1105-10600 | SAH-Monitor Techs CMU | 260544592 | SAH | SAH
SAH6838 | Telemetry Transmitter | 440964 | GE Healthcare Technologies | ApexPro CH | ApexPro CH | 01/06/2016 | 04 | Inventory | 1105-10600 | SAH-Monitor Techs CMU | 611000707-0-CAP | SAH | SAH
SAH6839 | Telemetry Transmitter | 440964 | GE Healthcare Technologies | ApexPro CH | ApexPro CH | 01/06/2016 | 04 | Inventory | 1105-10600 | SAH-Monitor Techs CMU | 611000707-0-CAP | SAH | SAH
SAH6841 | Telemetry Transmitter | 440964 | GE Healthcare Technologies | ApexPro CH | ApexPro CH | 02/26/2018 | 04 | Inventory | 1105-10600 | SAH-Monitor Techs CMU | 711007554-0-CES | SAH | SAH
SAH6842 | Telemetry Transmitter | 440964 | GE Healthcare Technologies | ApexPro CH | ApexPro CH | 08/24/2007 | 04 | Inventory | 1105-10600 | SAH-Monitor Techs CMU | 000 | SAH | SAH
SAH6843 | Telemetry Transmitter | 440964 | GE Healthcare Technologies | ApexPro CH | ApexPro CH | 07/18/2018 | 04 | Inventory | 1105-10600 | SAH-Monitor Techs CMU | 26062776 | SAH | SAH
SAH6844 | Telemetry Transmitter | 440964 | GE Healthcare Technologies | ApexPro CH | ApexPro CH | 01/09/2018 | 04 | Inventory | 1105-10600 | SAH-Monitor Techs CMU | 260614764 | SAH | SAH
SAH6845 | Telemetry Transmitter | 440964 | GE Healthcare Technologies | ApexPro CH | ApexPro CH | 01/06/2016 | 04 | Inventory | 1105-10600 | SAH-Monitor Techs CMU | 611000707-0-CAP | SAH | SAH
SAH6846 | Telemetry Transmitter | 440964 | GE Healthcare Technologies | ApexPro CH | ApexPro CH | 07/18/2018 | 04 | Inventory | 1105-10600 | SAH-Monitor Techs CMU | 26062776 | SAH | SAH
SAH6847 | Telemetry Transmitter | 440964 | GE Healthcare Technologies | ApexPro CH | ApexPro CH | 02/26/2018 | 04 | Inventory | 1105-10600 | SAH-Monitor Techs CMU | 711007554-0-CES | SAH | SAH
SAH6849 | Telemetry Transmitter | 440964 | GE Healthcare Technologies | ApexPro CH | ApexPro CH | 02/24/2016 | 04 | Inventory | 1105-10600 | SAH-Monitor Techs CMU | 260488018 | SAH | SAH
SAH6858 | Electrosurgical Unit | 108422 | ERBE USA Inc | 10140-100 | VIO 300 D | 03/06/2018 | IU | Active | 1105-21221 | SAH-Endoscopy (2SE) | 411000321-0-CRE | SAH | SAH
SAH6859 | Argon Plasma Coag Module | 108422 | ERBE USA Inc | 10134-000 | APC2 | 03/06/2018 | IU | Active | 1105-21221 | SAH-Endoscopy (2SE) | 411000321-0-CRE | SAH | SAH
SAH6860 | Electrosurgical Unit | 108422 | ERBE USA Inc | 10140-100 | VIO 300 D | 03/06/2018 | IU | Active | 1105-21221 | SAH-Endoscopy (2SE) | 411000321-0-CRE | SAH | SAH
SAH6861 | Telemetry Transmitter | 440964 | GE Healthcare Technologies | ApexPro CH | ApexPro CH | 02/08/2013 | 04 | Inventory | 1105-10600 | SAH-Monitor Techs CMU | NA | SAH | SAH
SAH6867 | Telemetry Transmitter | 440964 | GE Healthcare Technologies | ApexPro CH | ApexPro CH | 03/25/2009 | 04 | Inventory | 1105-10600 | SAH-Monitor Techs CMU | 000 | SAH | SAH
SAH6868 | Telemetry Transmitter | 440964 | GE Healthcare Technologies | ApexPro CH | ApexPro CH | 07/18/2018 | 04 | Inventory | 1105-10600 | SAH-Monitor Techs CMU | 26062776 | SAH | SAH
SAH6869 | Telemetry Transmitter | 440964 | GE Healthcare Technologies | ApexPro CH | ApexPro CH | 08/24/2007 | 04 | Inventory | 1105-10600 | SAH-Monitor Techs CMU | 000 | SAH | SAH
SAH6871 | Telemetry Transmitter | 440964 | GE Healthcare Technologies | ApexPro CH | ApexPro CH | 07/18/2018 | 04 | Inventory | 1105-10600 | SAH-Monitor Techs CMU | 26062776 | SAH | SAH
SAH6875 | Telemetry Transmitter | 440964 | GE Healthcare Technologies | ApexPro CH | ApexPro CH | 09/14/2018 | 04 | Inventory | 1105-10600 | SAH-Monitor Techs CMU | exchange | SAH | SAH
SAH6877 | Exam Table | 428598 | Sammons Preston USA A Patterso | 061270164 | Performa | 01/02/2014 | IU | Active | 1105-39150 | SAH-Rehab Services OP SARC | na | SAH | SAH
SAH6881 | Physical Therapy Table | 452204 | DJO Global Inc | TRT200 | TRT200 | 07/18/2001 | IU | Active | 1105-39150 | SAH-Rehab Services OP SARC | 000 | SAH | SAH
SAH6882 | Manipulation Treatment Table | 184653 | Metron Medical Australia Pty L | T8718W | Elite Aster | 11/22/2014 | IU | Active | 1105-39150 | SAH-Rehab Services OP SARC | N/A-FOI | SAH | SAH
SAH6885 | 2 Channel Combination System | 452204 | DJO Global Inc | 2761 | Vectra Genisys | 08/13/2012 | IU | Active | 1105-39150 | SAH-Rehab Services OP SARC | 000 | SAH | SAH
SAH6886 | Ultrasound, Physical Therapy | 452204 | DJO Global Inc | INTELECT LEGEND |  | 04/05/2002 | IU | Active | 1105-39150 | SAH-Rehab Services OP SARC | 000 | SAH | SAH
SAH6887 | 2 Channel Electrotherapy Syste | 452204 | DJO Global Inc | LEGEND COMBO | LEGEND COMBO 2C | 05/05/2014 | IU | Active | 1105-39150 | SAH-Rehab Services OP SARC | N/A - FIU | SAH | SAH
SAH6888 | Muscle Stimulator | 103620 | Empi A DJO Co Inc | 300PV | 300PV | 07/31/2015 | IU | Active | 1105-39150 | SAH-Rehab Services OP SARC | N/A-FIU | SAH | SAH
SAH6889 | Muscle Stimulator | 103620 | Empi A DJO Co Inc | SportX | SportX | 09/22/2015 | IU | Active | 1105-39150 | SAH-Rehab Services OP SARC | FIU | SAH | SAH
SAH6891 | Muscle Stimulator | 103620 | Empi A DJO Co Inc | 6100-39400 | IF 3wave | 09/24/2015 | MI | Missing | 1105-39150 | SAH-Rehab Services OP SARC | FIU | SAH | SAH
SAH6894 | Drug Delivery Iontophoresis | 458380 | ActivaTek Inc | 001-48 | ActivaDose II | 12/06/2014 | IU | Active | 1105-39150 | SAH-Rehab Services OP SARC | N/A-FIU | SAH | SAH
SAH6895 | Neuromuscular Stimulator | 441475 | Zynex Medical Inc | E-Wave | E-Wave | 12/06/2014 | IU | Active | 1105-39150 | SAH-Rehab Services OP SARC | N/A-FIU | SAH | SAH
SAH6896 | PT Hi-Lo table, Bariatric | 439564 | Armedica Mfg Corp | AMBA234 | AMBA234 | 07/30/2019 | IU | Active | 1105-39155 | SAH-Rehab O/P Clinic Sports Med | 19097 | SAH | SAH
SAH6898 | Digital Floor Scale | 453003 | Befour Inc | MX810 | MX810 | 01/31/2017 | IU | Active | 1105-39813 | SAH-Life Help Clinic | 411000290-0-CRE | SAH | SAH
SAH6899 | Electric Adjustable Exam Table | 184653 | Metron Medical Australia Pty L | T8568W | Elite Neuro 1.2M | 11/14/2013 | IU | Active | 1105-39150 | SAH-Rehab Services OP SARC | NA | SAH | SAH
SAH6900 | Manipulation Treatment Table | 520194 | Performance Health | TSB88EA3SWIB | ELITE ASTER | 08/30/2017 | IU | Active | 1105-39150 | SAH-Rehab Services OP SARC | 260593699 | SAH | SAH
SAH6901 | Manipulation Treatment Table | 184653 | Metron Medical Australia Pty L | T8718W | Elite Aster | 11/04/2013 | IU | Active | 1105-39150 | SAH-Rehab Services OP SARC | na | SAH | SAH
SAH6902 | Manipulation Treatment Table | 184653 | Metron Medical Australia Pty L | T8718W | Elite Aster | 11/04/2013 | IU | Active | 1105-39150 | SAH-Rehab Services OP SARC | na | SAH | SAH
SAH6905 | Neuromuscular Stimulator | 484949 | Current Solutions LLC A Roscoe | TENS 7000 | TENS 7000 | 11/09/2016 | IU | Active | 1105-39150 | SAH-Rehab Services OP SARC | FIU | SAH | SAH
SAH6910 | Stimulator, Muscle | 451071 | BioMedical Resources Inc | NT-2000 |  | 10/19/2007 | IU | Active | 1105-39150 | SAH-Rehab Services OP SARC | 000 | SAH | SAH
SAH6922 | Patient Data Module | 440964 | GE Healthcare Technologies | 2016793-003 | PDM | 07/25/2012 | IU | Active | 1105-30610 | SAH-Cardiac Cath Lab | NA | SAH | SAH
SAH6923 | Bedside Physiologic Monitor | 440964 | GE Healthcare Technologies | B650 v1 | Carescape B650 v1 | 07/25/2012 | IU | Active | 1105-30610 | SAH-Cardiac Cath Lab | NA | SAH | SAH
SAH6924 | POC Whole Blood Oximeter | 452926 | Waters Medical Systems | 2100 | OXICOM | 09/26/2007 | IU | Active | 1105-31350 | SAH-Point of Care Testing (POCT) 3rd | 711001564-0-CES | SAH | SAH
SAH6927 | UPS | 108649 | APC-American Power Conversion | BK500 | Back-UPS 500 | 05/12/2009 | IU | Active | 1105-30610 | SAH-Cardiac Cath Lab | 000 | SAH | SAH
SAH6931 | LP20e Defibrillator/Pacer | 452575 | Physio-Control Inc | LP20E | LIFEPAK 20E | 05/10/2018 | LS | High Risk | 1105-30610 | SAH-Cardiac Cath Lab | 626001430-0-CAP | SAH | SAH
SAH6935 | B/W Video Printer | 182624 | Sony Electronics Inc Medical S | UP-D898MD | UP-D898MD | 12/04/2015 | 04 | Inventory | 1105-30610 | SAH-Cardiac Cath Lab | 611000728-0-CAP | SAH | SAH
SAH6936 | RF Cardiac Ablation Generator | 546728 | Abbott Cardiac Arrhythmias and | H700488 | Ampere Generator | 04/24/2018 | IU | Active | 1105-30610 | SAH-Cardiac Cath Lab | 626001418-0-CAP | SAH | SAH
SAH6937 | Cardiac Ablation System | 107135 | Boston Scientific Corp | 21000TC | 21000TC | 05/14/2012 | IU | Active | 1105-30610 | SAH-Cardiac Cath Lab | 411000095-cap | SAH | SAH
SAH6938 | Cardiac Electrophysiology | 546728 | Abbott Cardiac Arrhythmias and | 100014514 | Velocity Amplifier | 01/08/2015 | IU | Active | 1105-30610 | SAH-Cardiac Cath Lab | 611000522-0-CAP | SAH | SAH
SAH6939 | Flat Panel Display | D10003 | Dell Computer Corporation | U2412M | UltraSharp | 01/08/2015 | 04 | Inventory | 1105-30610 | SAH-Cardiac Cath Lab | 611005222-0-CAP | SAH | SAH
SAH6940 | Color InkJet Printer | 101883 | Hewlett-Packard | CQ514A | Officejet Pro 8000 | 02/13/2015 | 04 | Inventory | 1105-30610 | SAH-Cardiac Cath Lab | 611000522-0-CAP | SAH | SAH
SAH6943 | UPS | 106890 | Tripp Lite | SMART 1200XLHG | SMART 1200XLHG | 03/17/2015 | IU | Active | 1105-30610 | SAH-Cardiac Cath Lab | 260426913 | SAH | SAH
SAH6944 | UPS | 106890 | Tripp Lite | SMART 1200XLHG | SMART 1200XLHG | 11/20/2007 | IU | Active | 1105-30610 | SAH-Cardiac Cath Lab | 000 | SAH | SAH
SAH6951 | eICU A/V Server | 453551 | Philips Healthcare | MediaLink | Medialink-Philips-US | 12/01/2014 | 04 | Inventory | 1105-13102 | SAH-Intensive Care Unit II 3NW | 426000338-0-CRE | SAH | SAH
SAH6952 | eICU Monitors | 556213 | TRU-Vu Monitors Inc | MM-19B-BL | MM-19B-BL | 12/01/2014 | 04 | Inventory | 1105-13102 | SAH-Intensive Care Unit II 3NW | 426000338-0-CRE | SAH | SAH
SAH6957 | Nerve Block Stimulators | 105216 | Neuro Technology Inc | MICROSTIM | MicroStim Plus | 01/12/2011 | 04 | Inventory | 1105-21100 | SAH-Surgery | 260177218 | SAH | SAH
SAH6958 | Telemetry Transmitter | 440964 | GE Healthcare Technologies | ApexPro CH | ApexPro CH | 07/18/2018 | 04 | Inventory | 1105-10600 | SAH-Monitor Techs CMU | 26062776 | SAH | SAH
SAH6963 | eICU A/V Server | 453551 | Philips Healthcare | MediaLink | Medialink-Philips-US | 12/01/2014 | 04 | Inventory | 1105-13102 | SAH-Intensive Care Unit II 3NW | 426000338-0-CRE | SAH | SAH
SAH6964 | eICU Monitors | 556213 | TRU-Vu Monitors Inc | MM-19B-BL | MM-19B-BL | 12/01/2014 | 04 | Inventory | 1105-13102 | SAH-Intensive Care Unit II 3NW | 426000338-0-CRE | SAH | SAH
SAH6969 | eICU A/V Server | 453551 | Philips Healthcare | MediaLink | Medialink-Philips-US | 12/01/2014 | 04 | Inventory | 1105-13102 | SAH-Intensive Care Unit II 3NW | 426000338-0-CRE | SAH | SAH
SAH6970 | eICU Monitors | 556213 | TRU-Vu Monitors Inc | MM-19B-BL | MM-19B-BL | 12/01/2014 | 04 | Inventory | 1105-13102 | SAH-Intensive Care Unit II 3NW | 426000338-0-CRE | SAH | SAH
SAH6971 | Syringe Infuser | 453713 | Baxter Healthcare Corp Medicat | AS50 | Auto Syringe AS50 | 04/22/2010 | IU | Active | 1105-21100 | SAH-Surgery | FIU | SAH | SAH
SAH6972 | Syringe Infuser | 453713 | Baxter Healthcare Corp Medicat | AS50 | Auto Syringe AS50 | 04/22/2010 | IU | Active | 1105-21100 | SAH-Surgery | 000 | SAH | SAH
SAH6978 | Telemetry Transmitter | 440964 | GE Healthcare Technologies | ApexPro CH | ApexPro CH | 08/24/2007 | 04 | Inventory | 1105-10600 | SAH-Monitor Techs CMU | 000 | SAH | SAH
SAH6980 | Bedside Physiologic Monitor | 440964 | GE Healthcare Technologies | B650 | Carescape B650 | 11/13/2017 | IU | Active | 1105-13100 | SAH-Intensive Care Unit | 626000585-0-CAP | SAH | SAH
SAH6981 | eICU Monitors | 556213 | TRU-Vu Monitors Inc | MM-19B-BL | MM-19B-BL | 12/01/2014 | 04 | Inventory | 1105-13100 | SAH-Intensive Care Unit | 426000338-0-CRE | SAH | SAH
SAH6982 | eICU A/V Server | 453551 | Philips Healthcare | MediaLink | Medialink-Philips-US | 12/01/2014 | 04 | Inventory | 1105-13100 | SAH-Intensive Care Unit | 426000338-0-CRE | SAH | SAH
SAH6984 | Bedside Physiologic Monitor | 440964 | GE Healthcare Technologies | B650 | Carescape B650 | 11/13/2017 | IU | Active | 1105-13100 | SAH-Intensive Care Unit | 626000585-0-CAP | SAH | SAH
SAH6985 | eICU Monitors | 556213 | TRU-Vu Monitors Inc | MM-19B-BL | MM-19B-BL | 12/01/2014 | 04 | Inventory | 1105-13100 | SAH-Intensive Care Unit | 426000338-0-CRE | SAH | SAH
SAH6986 | eICU A/V Server | 453551 | Philips Healthcare | MediaLink | Medialink-Philips-US | 12/01/2014 | 04 | Inventory | 1105-13100 | SAH-Intensive Care Unit | 426000338-0-CRE | SAH | SAH
SAH6987 | Patient Data Module | 440964 | GE Healthcare Technologies | 2016793-003 | PDM | 11/13/2017 | IU | Active | 1105-13100 | SAH-Intensive Care Unit | 626000585-0-CAP | SAH | SAH
SAH6990 | Telemetry Transmitter | 440964 | GE Healthcare Technologies | ApexPro CH | ApexPro CH | 05/02/2017 | 04 | Inventory | 1105-10600 | SAH-Monitor Techs CMU | 826125665-0-SVC | SAH | SAH
SAH6991 | Telemetry Transmitter | 440964 | GE Healthcare Technologies | ApexPro CH | ApexPro CH | 07/10/2018 | 04 | Inventory | 1105-10600 | SAH-Monitor Techs CMU | 260642280 | SAH | SAH
SAH6992 | Telemetry Transmitter | 440964 | GE Healthcare Technologies | ApexPro CH | ApexPro CH | 07/02/2018 | 04 | Inventory | 1105-10600 | SAH-Monitor Techs CMU | 260642548 | SAH | SAH
SAH6993 | Vascular Transducer 6-13MHz | 340440 | SonoSite div of FUJIFILM | P07691-71 | L25X | 06/10/2019 | 04 | Inventory | 1105-13102 | SAH-Intensive Care Unit II 3NW | 61100796-0-CAP | SAH | SAH
SAH6995 | Telemetry Transmitter | 440964 | GE Healthcare Technologies | ApexPro CH | ApexPro CH | 08/24/2007 | 04 | Inventory | 1105-10600 | SAH-Monitor Techs CMU | 000 | SAH | SAH
SAH6998 | Telemetry Transmitter | 440964 | GE Healthcare Technologies | ApexPro CH | ApexPro CH | 01/09/2018 | 04 | Inventory | 1105-10600 | SAH-Monitor Techs CMU | 260614764 | SAH | SAH
SAH7001 | Large Volume Pump Module | 378348 | BD | 8100 | Alaris Pump | 05/31/2012 | IU | Active | 1105-85160 | SAH-Sterile Processing | 920000849-0-CIP | SAH | SAH
SAH7002 | Large Volume Pump Module | 378348 | BD | 8100 | Alaris Pump | 05/31/2012 | IU | Active | 1105-85160 | SAH-Sterile Processing | 920000849-0-CIP | SAH | SAH
SAH7005 | Large Volume Pump Module | 378348 | BD | 8100 | Alaris Pump | 05/31/2012 | IU | Active | 1105-85160 | SAH-Sterile Processing | 920000849-0-CIP | SAH | SAH
SAH7006 | Large Volume Pump Module | 378348 | BD | 8100 | Alaris Pump | 05/31/2012 | IU | Active | 1105-85160 | SAH-Sterile Processing | 920000849-0-CIP | SAH | SAH
SAH7010 | Large Volume Pump Module | 378348 | BD | 8100 | Alaris Pump | 05/31/2012 | IU | Active | 1105-85160 | SAH-Sterile Processing | 920000849-0-CIP | SAH | SAH
SAH7011 | Large Volume Pump Module | 378348 | BD | 8100 | Alaris Pump | 05/31/2012 | IU | Active | 1105-85160 | SAH-Sterile Processing | 920000849-0-CIP | SAH | SAH
SAH7012 | Large Volume Pump Module | 378348 | BD | 8100 | Alaris Pump | 05/31/2012 | IU | Active | 1105-85160 | SAH-Sterile Processing | 920000849-0-CIP | SAH | SAH
SAH7014 | Large Volume Pump Module | 378348 | BD | 8100 | Alaris Pump | 05/31/2012 | IU | Active | 1105-85160 | SAH-Sterile Processing | 920000849-0-CIP | SAH | SAH
SAH7015 | Large Volume Pump Module | 378348 | BD | 8100 | Alaris Pump | 05/31/2012 | IU | Active | 1105-85160 | SAH-Sterile Processing | 920000849-0-CIP | SAH | SAH
SAH7017 | Dialysate Conductivity Meters | 101527 | Myron L Co | D-1 | D-1 | 08/18/2016 | 04 | Inventory | 1105-32100 | SAH-Hemodialysis | 260444139 | SAH | SAH
SAH7018 | Dialysate Conductivity Meters | 101527 | Myron L Co | D-1 | D-1 | 07/31/2018 | 04 | Inventory | 1105-32100 | SAH-Hemodialysis | 260444139 | SAH | SAH
SAH7020 | Large Volume Pump Module | 378348 | BD | 8100 | Alaris Pump | 05/31/2012 | IU | Active | 1105-85160 | SAH-Sterile Processing | 920000849-0-CIP | SAH | SAH
SAH7021 | Large Volume Pump Module | 378348 | BD | 8100 | Alaris Pump | 05/31/2012 | IU | Active | 1105-85160 | SAH-Sterile Processing | 920000849-0-CIP | SAH | SAH
SAH7023 | Large Volume Pump Module | 378348 | BD | 8100 | Alaris Pump | 05/31/2012 | IU | Active | 1105-85160 | SAH-Sterile Processing | 920000849-0-CIP | SAH | SAH
SAH7024 | Large Volume Pump Module | 378348 | BD | 8100 | Alaris Pump | 05/31/2012 | IU | Active | 1105-85160 | SAH-Sterile Processing | 920000849-0-CIP | SAH | SAH
SAH7025 | Large Volume Pump Module | 378348 | BD | 8100 | Alaris Pump | 05/31/2012 | IU | Active | 1105-85160 | SAH-Sterile Processing | 920000849-0-CIP | SAH | SAH
SAH7026 | Large Volume Pump Module | 378348 | BD | 8100 | Alaris Pump | 05/31/2012 | IU | Active | 1105-85160 | SAH-Sterile Processing | 920000849-0-CIP | SAH | SAH
SAH7027 | Large Volume Pump Module | 378348 | BD | 8100 | Alaris Pump | 12/12/2016 | IU | Active | 1105-85160 | SAH-Sterile Processing | 260534611 | SAH | SAH
SAH7028 | Vital Signs Monitor | 101850 | Welch Allyn Inc A Subsidiary | VSM 6000 SERIES | VSM 6000 SERIES | 02/27/2013 | IU | Active | 1105-12510 | SAH-Cardiac Medical I (3SW) | 611000541 | SAH | SAH
SAH7029 | Vital Signs Monitor | 101850 | Welch Allyn Inc A Subsidiary | VSM 6000 SERIES | VSM 6000 SERIES | 11/11/2014 | IU | Active | 1105-18415 | SAH-Neuroscience Unit 5N | 611000640-0-CAP | SAH | SAH
SAH7030 | Large Volume Pump Module | 378348 | BD | 8100 | Alaris Pump | 05/31/2012 | IU | Active | 1105-85160 | SAH-Sterile Processing | 920000849-0-CIP | SAH | SAH
SAH7033 | Large Volume Pump Module | 378348 | BD | 8100 | Alaris Pump | 05/31/2012 | IU | Active | 1105-85160 | SAH-Sterile Processing | 920000849-0-CIP | SAH | SAH
SAH7034 | Large Volume Pump Module | 378348 | BD | 8100 | Alaris Pump | 05/31/2012 | IU | Active | 1105-85160 | SAH-Sterile Processing | 920000849-0-CIP | SAH | SAH
SAH7035 | Large Volume Pump Module | 378348 | BD | 8100 | Alaris Pump | 05/31/2012 | IU | Active | 1105-85160 | SAH-Sterile Processing | 920000849-0-CIP | SAH | SAH
SAH7038 | ICU Ventilator | 458114 | Covidien RMS Respiratory & Mon | PB980 | Puritan Bennett 980 | 07/10/2015 | LS | High Risk | 1105-35000 | SAH-Respiratory Care Services 2nd | 611000694-0-CAP | SAH | SAH
SAH7039 | Humidifier, Heated | 255300 | Fisher & Paykel Healthcare Inc | MR850JHU | MR850 | 01/02/2012 | IU | Active | 1105-35000 | SAH-Respiratory Care Services 2nd | 000 | SAH | SAH
SAH7040 | 4x 15A 15ft Cord HGPower Strip | 106890 | Tripp Lite | PS-415-HG-OEM | PS-415-HG-OEM | 01/20/2017 | IU | Active | 1105-35000 | SAH-Respiratory Care Services 2nd | STAPLES | SAH | SAH
SAH7041 | ICU Ventilator | 458114 | Covidien RMS Respiratory & Mon | PB980 | Puritan Bennett 980 | 07/10/2015 | LS | High Risk | 1105-35000 | SAH-Respiratory Care Services 2nd | 611000709-0-CAP | SAH | SAH
SAH7043 | Nebulizer controller | 453493 | Aerogen (Ireland) Ltd | Aeroneb Pro-X | Aeroneb Pro-X | 12/11/2014 | 04 | Inventory | 1105-35000 | SAH-Respiratory Care Services 2nd | 260409303 | SAH | SAH
SAH7044 | 4x 15A 15ft Cord HGPower Strip | 106890 | Tripp Lite | PS-415-HG-OEM | PS-415-HG-OEM | 01/23/2017 | IU | Active | 1105-35000 | SAH-Respiratory Care Services 2nd | STAPLES | SAH | SAH
SAH7045 | Nebulizer Controller | 453493 | Aerogen (Ireland) Ltd | AG-PX-1050-US | Aeroneb | 02/22/2017 | 04 | Inventory | 1105-35000 | SAH-Respiratory Care Services 2nd | exchange | SAH | SAH
SAH7046 | ICU Ventilator | 458114 | Covidien RMS Respiratory & Mon | PB980 | Puritan Bennett 980 | 07/10/2015 | LS | High Risk | 1105-35000 | SAH-Respiratory Care Services 2nd | 611000709-0-CAP | SAH | SAH
SAH7048 | 4x 15A 15ft Cord HGPower Strip | 106890 | Tripp Lite | PS-415-HG-OEM | PS-415-HG-OEM | 01/25/2017 | IU | Active | 1105-35000 | SAH-Respiratory Care Services 2nd | STAPLES | SAH | SAH
SAH7049 | ICU Ventilator | 458114 | Covidien RMS Respiratory & Mon | PB980 | Puritan Bennett 980 | 09/26/2016 | LS | High Risk | 1105-35000 | SAH-Respiratory Care Services 2nd | 611000774-0-CAP | SAH | SAH
SAH7050 | Humidifier, Heated | 255300 | Fisher & Paykel Healthcare Inc | MR850JHU | MR850 | 05/04/2016 | IU | Active | 1105-35000 | SAH-Respiratory Care Services 2nd | 260503778 | SAH | SAH
SAH7051 | 4x 15A 15ft Cord HGPower Strip | 106890 | Tripp Lite | PS-415-HG-OEM | PS-415-HG-OEM | 01/25/2017 | IU | Active | 1105-35000 | SAH-Respiratory Care Services 2nd | STAPLES | SAH | SAH
SAH7052 | Nebulizer controller | 453493 | Aerogen (Ireland) Ltd | Aeroneb Pro-X | Aeroneb Pro-X | 02/24/2014 | 04 | Inventory | 1105-35000 | SAH-Respiratory Care Services 2nd | na | SAH | SAH
SAH7054 | Temporal Infrared Thermometer | 107875 | Exergen Corp | TAT-5000 | TAT-5000 | 08/02/2018 | 04 | Inventory | 1105-13100 | SAH-Intensive Care Unit | exchange | SAH | SAH
SAH7055 | Slide Stainer | 151620 | Ventana Medical Systems Inc | 750-600 | Benchmark Ultra | 08/09/2013 | IU | Active | 1105-31000 | SAH-Laboratory Services | 620002306 | SAH | SAH
SAH7056 | Slide Stainer | 151620 | Ventana Medical Systems Inc | 750-600 | Benchmark Ultra | 10/01/2013 | IU | Active | 1105-31200 | SAH-Pathology Services | 620002306-0-CAP | SAH | SAH
SAH7057 | Slide Stainer | 151620 | Ventana Medical Systems Inc | 06468373001 | Benchmark Special | 10/01/2013 | IU | Active | 1105-31200 | SAH-Pathology Services | 620002306-0-CAP | SAH | SAH
SAH7062 | Humidifier, Heated | 255300 | Fisher & Paykel Healthcare Inc | MR850JHU | MR850 | 08/14/2017 | IU | Active | 1105-35000 | SAH-Respiratory Care Services 2nd | 260591522 | SAH | SAH
SAH7064 | 4x 15A 15ft Cord HGPower Strip | 106890 | Tripp Lite | PS-415-HG-OEM | PS-415-HG-OEM | 01/25/2017 | IU | Active | 1105-35000 | SAH-Respiratory Care Services 2nd | STAPLES | SAH | SAH
SAH7073 | EKG Mulitchannel Interp | 440964 | GE Healthcare Technologies | MAC 5500 | MAC 5500 | 01/02/2012 | IU | Active | 1105-30620 | SAH-Non Invasive Cardiology | 411000062-0-CRE | SAH | SAH
SAH7074 | Pulse Ox Docking Station | 371567 | Masimo Corp | RDS-1 | Radical Cradle | 02/16/2017 | 04 | Inventory | 1105-35000 | SAH-Respiratory Care Services 2nd | 260561220. | SAH | SAH
SAH7079 | Touch Screen Pulse Oximeter | 371567 | Masimo Corp | Radical 7 | Radical 7 | 02/27/2017 | IU | Active | 1105-35000 | SAH-Respiratory Care Services 2nd | 260561220 | SAH | SAH
SAH7080 | Pulse Ox Docking Station | 371567 | Masimo Corp | RDS-1 | Radical Cradle | 02/16/2017 | 04 | Inventory | 1105-35000 | SAH-Respiratory Care Services 2nd | 260561220 | SAH | SAH
SAH7082 | US Doppler Flow Detector | 102998 | Parks Medical Electronics Inc | 811BL |  | 06/25/2012 | 04 | Inventory | 1105-12154 | SAH-Cardiovascular Tele PT3 | na | SAH | SAH
SAH7086 | Nebulizer controller | 453493 | Aerogen (Ireland) Ltd | Aeroneb Pro-X | Aeroneb Pro-X | 05/09/2016 | 04 | Inventory | 1105-35000 | SAH-Respiratory Care Services 2nd | FIU | SAH | SAH
SAH7087 | Humidifier, Heated | 255300 | Fisher & Paykel Healthcare Inc | MR850JHU | MR850 | 07/15/2004 | IU | Active | 1105-35000 | SAH-Respiratory Care Services 2nd | 000 | SAH | SAH
SAH7088 | 4x 15A 15ft Cord HGPower Strip | 106890 | Tripp Lite | PS-415-HG-OEM | PS-415-HG-OEM | 12/27/2016 | IU | Active | 1105-35000 | SAH-Respiratory Care Services 2nd | STAPLES | SAH | SAH
SAH7090 | Nebulizer controller | 453493 | Aerogen (Ireland) Ltd | Aeroneb Pro-X | Aeroneb Pro-X | 02/26/2018 | 04 | Inventory | 1105-35000 | SAH-Respiratory Care Services 2nd | 26023703 | SAH | SAH
SAH7091 | Nebulizer controller | 453493 | Aerogen (Ireland) Ltd | Aeroneb Pro-X | Aeroneb Pro-X | 12/11/2017 | 04 | Inventory | 1105-35000 | SAH-Respiratory Care Services 2nd | 260608539 | SAH | SAH
SAH7092 | Nebulizer controller | 453493 | Aerogen (Ireland) Ltd | Aeroneb Pro-X | Aeroneb Pro-X | 02/24/2014 | 04 | Inventory | 1105-35000 | SAH-Respiratory Care Services 2nd | 260351829 | SAH | SAH
SAH7093 | Nebulizer controller | 453493 | Aerogen (Ireland) Ltd | Aeroneb Pro-X | Aeroneb Pro-X | 02/26/2018 | 04 | Inventory | 1105-35000 | SAH-Respiratory Care Services 2nd | 26023703 | SAH | SAH
SAH7094 | Nebulizer controller | 453493 | Aerogen (Ireland) Ltd | Aeroneb Pro-X | Aeroneb Pro-X | 12/11/2014 | 04 | Inventory | 1105-35000 | SAH-Respiratory Care Services 2nd | 260409303 | SAH | SAH
SAH7095 | Nebulizer controller | 453493 | Aerogen (Ireland) Ltd | Aeroneb Pro-X | Aeroneb Pro-X | 12/11/2014 | 04 | Inventory | 1105-35000 | SAH-Respiratory Care Services 2nd | 260409303 | SAH | SAH
SAH7096 | Nebulizer controller | 453493 | Aerogen (Ireland) Ltd | Aeroneb Pro-X | Aeroneb Pro-X | 02/26/2018 | 04 | Inventory | 1105-35000 | SAH-Respiratory Care Services 2nd | 26023703 | SAH | SAH
SAH7097 | LCD HD Video Monitor | 276750 | Olympus America Inc | OEV-191H | OEV-191H | 06/25/2012 | IU | Active | 1105-21100 | SAH-Surgery | na | SAH | SAH
SAH7098 | Video Processor, Endo | 276750 | Olympus America Inc | CV-190 | EVIS EXERA lll | 03/17/2015 | IU | Active | 1105-21100 | SAH-Surgery | 611000661-0-CAP | SAH | SAH
SAH7100 | Printers, Video, Color | 276750 | Olympus America Inc | OEP-5 | OEP-5 | 03/17/2015 | IU | Active | 1105-21100 | SAH-Surgery | 611000661-0-CAP | SAH | SAH
SAH7102 | LED Lab Microscope w-Camera | 107896 | Olympus Scientific Solutions A | BX43F | BX43F | 08/13/2018 | IU | Active | 1105-31000 | SAH-Laboratory Services | 626001562-0-CAP | SAH | SAH
SAH7104 | Hand Held Glucometer | 440769 | Abbott Diabetes Care | 71411-70 | FreeStyle Precision | 06/20/2018 | 04 | Inventory | 1105-31350 | SAH-Point of Care Testing (POCT) 3rd | 626001422-CAP | SAH | SAH
SAH7105 | Touch Screen Pulse Oximeter | 371567 | Masimo Corp | Radical 7 | Radical 7 | 02/27/2017 | IU | Active | 1105-35000 | SAH-Respiratory Care Services 2nd | 260561220 | SAH | SAH
SAH7106 | Pulse Ox Docking Station | 371567 | Masimo Corp | RDS-1 | Radical Cradle | 02/16/2017 | 04 | Inventory | 1105-35000 | SAH-Respiratory Care Services 2nd | 260561220. | SAH | SAH
SAH7109 | Humidifier, Heated | 255300 | Fisher & Paykel Healthcare Inc | MR850JHU | MR850 | 08/14/2017 | IU | Active | 1105-35000 | SAH-Respiratory Care Services 2nd | 260591522 | SAH | SAH
SAH7110 | Nebulizer controller | 453493 | Aerogen (Ireland) Ltd | Aeroneb Pro-X | Aeroneb Pro-X | 12/11/2017 | 04 | Inventory | 1105-35000 | SAH-Respiratory Care Services 2nd | 260608539 | SAH | SAH
SAH7111 | 4x 15A 15ft Cord HGPower Strip | 106890 | Tripp Lite | PS-415-HG-OEM | PS-415-HG-OEM | 02/03/2017 | IU | Active | 1105-35000 | SAH-Respiratory Care Services 2nd | STAPLES | SAH | SAH
SAH7112 | Nebulizer controller | 453493 | Aerogen (Ireland) Ltd | Aeroneb Pro-X | Aeroneb Pro-X | 12/11/2014 | 04 | Inventory | 1105-35000 | SAH-Respiratory Care Services 2nd | 260409303 | SAH | SAH
SAH7113 | Nebulizer controller | 453493 | Aerogen (Ireland) Ltd | Aeroneb Pro-X | Aeroneb Pro-X | 05/06/2016 | 04 | Inventory | 1105-35000 | SAH-Respiratory Care Services 2nd | FIU | SAH | SAH
SAH7114 | Nebulizer controller | 453493 | Aerogen (Ireland) Ltd | Aeroneb Pro-X | Aeroneb Pro-X | 02/26/2018 | 04 | Inventory | 1105-35000 | SAH-Respiratory Care Services 2nd | 26023703 | SAH | SAH
SAH7118 | POC immunoassays Analyzer | 455588 | Alere North America Inc | 55070 | Triage MeterPro | 09/29/2016 | 04 | Inventory | 1105-31350 | SAH-Point of Care Testing (POCT) 3rd | exchange | SAH | SAH
SAH7122 | POC immunoassays Analyzer | 455588 | Alere North America Inc | 55070 | Triage MeterPro | 06/29/2016 | 04 | Inventory | 1105-31350 | SAH-Point of Care Testing (POCT) 3rd | leased | SAH | SAH
SAH7123 | POC immunoassays Analyzer | 455588 | Alere North America Inc | 55070 | Triage MeterPro | 06/29/2016 | 04 | Inventory | 1105-31350 | SAH-Point of Care Testing (POCT) 3rd | leased | SAH | SAH
SAH7124 | Hematology Analyzer | 340083 | Beckman Coulter Inc | DXH 800 | DxH 800 | 08/30/2018 | IU | Active | 1105-31000 | SAH-Laboratory Services | 626001468-0-CAP | SAH | SAH
SAH7125 | Fixed Ceiling Lift 450lb | 466611 | Handicare | C-450 | C-450 | 02/03/2012 | IU | Active | 1105-12154 | SAH-Cardiovascular Tele PT3 | UNKNOWN | SAH | SAH
SAH7126 | Fixed Ceiling Lift 450lb | 466611 | Handicare | C-450 | C-450 | 01/21/2013 | IU | Active | 1105-12154 | SAH-Cardiovascular Tele PT3 | NA | SAH | SAH
SAH7131 | Fixed Ceiling Lift 450lb | 466611 | Handicare | C-450 | C-450 | 01/21/2013 | IU | Active | 1105-12154 | SAH-Cardiovascular Tele PT3 | NA | SAH | SAH
SAH7132 | Fixed Ceiling Lift 450lb | 466611 | Handicare | C-450 | C-450 | 02/03/2012 | IU | Active | 1105-12154 | SAH-Cardiovascular Tele PT3 | UNKNOWN | SAH | SAH
SAH7133 | Fixed Ceiling Lift 450lb | 466611 | Handicare | C-450 | C-450 | 02/03/2012 | IU | Active | 1105-12154 | SAH-Cardiovascular Tele PT3 | UNKNOWN | SAH | SAH
SAH7134 | Fixed Ceiling Lift 450lb | 466611 | Handicare | C-450 | C-450 | 02/03/2012 | IU | Active | 1105-12154 | SAH-Cardiovascular Tele PT3 | UNKNOWN | SAH | SAH
SAH7135 | Fixed Ceiling Lift 450lb | 466611 | Handicare | C-450 | C-450 | 02/03/2012 | IU | Active | 1105-12154 | SAH-Cardiovascular Tele PT3 | UNKNOWN | SAH | SAH
SAH7136 | Fixed Ceiling Lift 450lb | 466611 | Handicare | C-450 | C-450 | 02/03/2012 | IU | Active | 1105-12154 | SAH-Cardiovascular Tele PT3 | UNKNOWN | SAH | SAH
SAH7137 | Fixed Ceiling Lift 450lb | 466611 | Handicare | C-450 | C-450 | 02/03/2012 | IU | Active | 1105-12154 | SAH-Cardiovascular Tele PT3 | UNKNOWN | SAH | SAH
SAH7138 | Fixed Ceiling Lift 450lb | 466611 | Handicare | C-450 | C-450 | 02/03/2012 | IU | Active | 1105-12154 | SAH-Cardiovascular Tele PT3 | UNKNOWN | SAH | SAH
SAH7139 | Lab Microscope | 103312 | Nikon Instruments Inc | ECLIPSE Ci-L | ECLIPSE CI-L | 08/21/2018 | IU | Active | 1105-31000 | SAH-Laboratory Services | 626001444-0-CAP | SAH | SAH
SAH7144 | Giraffe Floor Exam Light | 340382 | Goodwin Mfg Inc | 1163 | 1163 | 10/20/2005 | 04 | Inventory | 1105-34620 | SAH-Radiation Therapy | 000 | SAH | SAH
SAH7145 | Giraffe Floor Exam Light | 340382 | Goodwin Mfg Inc | 1183-CB | 1183-CB | 10/19/1999 | 04 | Inventory | 1105-34620 | SAH-Radiation Therapy | 000 | SAH | SAH
SAH7146 | Vacuum and Inflate Compressor | 106711 | Civco Medical Solutions | MTVL1FP | Vac-Lok | 09/05/2018 | IU | Active | 1105-34620 | SAH-Radiation Therapy | FIU | SAH | SAH
SAH7149 | Temporal Infrared Thermometer | 107875 | Exergen Corp | TAT-5000 | TAT-5000 | 08/29/2018 | 04 | Inventory | 1105-13100 | SAH-Intensive Care Unit | warran exchange | SAH | SAH
SAH7154 | Large Volume Pump Module | 378348 | BD | 8100 | Alaris Pump | 03/30/2016 | IU | Active | 1105-37250 | SAH-Infusion Center | 611000775-0-CAP | SAH | SAH
SAH7155 | Large Volume Pump Module | 378348 | BD | 8100 | Alaris Pump | 09/02/2015 | IU | Active | 1105-37250 | SAH-Infusion Center | 611000697-0-CES | SAH | SAH
SAH7156 | Large Volume Pump Module | 378348 | BD | 8100 | Alaris Pump | 09/02/2015 | IU | Active | 1105-37250 | SAH-Infusion Center | 611000697-0-CES | SAH | SAH
SAH7157 | Large Volume Pump Module | 378348 | BD | 8100 | Alaris Pump | 03/30/2016 | IU | Active | 1105-37250 | SAH-Infusion Center | 611000775-0-CAP | SAH | SAH
SAH7158 | Large Volume Pump Module | 378348 | BD | 8100 | Alaris Pump | 03/19/2015 | IU | Active | 1105-37250 | SAH-Infusion Center | 611000670-0-CAP | SAH | SAH
SAH7159 | Large Volume Pump Module | 378348 | BD | 8100 | Alaris Pump | 03/30/2016 | IU | Active | 1105-37250 | SAH-Infusion Center | 611000775-0-CAP | SAH | SAH
SAH7160 | Large Volume Pump Module | 378348 | BD | 8100 | Alaris Pump | 09/02/2015 | IU | Active | 1105-37250 | SAH-Infusion Center | 611000697-0-CES | SAH | SAH
SAH7161 | Large Volume Pump Module | 378348 | BD | 8100 | Alaris Pump | 05/31/2012 | IU | Active | 1105-85160 | SAH-Sterile Processing | 920000849-0-CIP | SAH | SAH
SAH7162 | Large Volume Pump Module | 378348 | BD | 8100 | Alaris Pump | 05/31/2012 | IU | Active | 1105-85160 | SAH-Sterile Processing | 920000849-0-CIP | SAH | SAH
SAH7163 | Nebulizer controller | 453493 | Aerogen (Ireland) Ltd | Aeroneb Pro-X | Aeroneb Pro-X | 12/11/2017 | 04 | Inventory | 1105-35000 | SAH-Respiratory Care Services 2nd | 260608539 | SAH | SAH
SAH7164 | Nebulizer Controller | 453493 | Aerogen (Ireland) Ltd | AG-PX-1050-US | Aeroneb | 05/09/2015 | 04 | Inventory | 1105-35000 | SAH-Respiratory Care Services 2nd | N/A-FIU | SAH | SAH
SAH7165 | Nebulizer controller | 453493 | Aerogen (Ireland) Ltd | Aeroneb Pro-X | Aeroneb Pro-X | 06/15/2017 | 04 | Inventory | 1105-35000 | SAH-Respiratory Care Services 2nd | FIU | SAH | SAH
SAH7168 | POC Whole Blood Oximeter | 452926 | Waters Medical Systems | 2100 | OXICOM | 04/10/2007 | IU | Active | 1105-31350 | SAH-Point of Care Testing (POCT) 3rd | 711001564-0-CES | SAH | SAH
SAH7169 | Fixed Ceiling Lift 450lb | 466611 | Handicare | C-450 | C-450 | 02/03/2012 | IU | Active | 1105-12154 | SAH-Cardiovascular Tele PT3 | UNKNOWN | SAH | SAH
SAH7170 | Fixed Ceiling Lift 450lb | 466611 | Handicare | C-450 | C-450 | 02/03/2012 | IU | Active | 1105-12154 | SAH-Cardiovascular Tele PT3 | UNKNOWN | SAH | SAH
SAH7172 | Large Volume Pump Module | 378348 | BD | 8100 | Alaris Pump | 05/31/2012 | MI | Missing | 1105-85160 | SAH-Sterile Processing | 920000849-0-CIP | SAH | SAH
SAH7176 | Centrifuges, Tabletop | 452492 | Hettich Lab Technology North A | 1101-01 | EBA 0280 | 05/30/2017 | IU | Active | 0015-31333 | SAH-Outreach Lab Suncoast MOB | 620003114 | SAH | SAH
SAH7177 | Tabletop Centrifuge | 108882 | Eppendorf North America Inc | 5702 | 5702 | 09/06/2011 | IU | Active | 0015-31333 | SAH-Outreach Lab Suncoast MOB | 000 | SAH | SAH
SAH7179 | Centrifuge,Tabletop, Microsamp | 340083 | Beckman Coulter Inc | M502-22 | Statspin Express 3 | 01/02/2012 | IU | Active | 1105-31350 | SAH-Point of Care Testing (POCT) 3rd | 000 | SAH | SAH
SAH7180 | Tabletop Centrifuge | 108882 | Eppendorf North America Inc | 5702 | 5702 | 10/31/2006 | IU | Active | 0015-31333 | SAH-Outreach Lab Suncoast MOB | 000 | SAH | SAH
SAH7184 | Centrifuge, Tabletop | 107126 | Statspin Technologies | M502-22 | Stat Spin Express 3 | 07/21/2005 | IU | Active | 1105-31000 | SAH-Laboratory Services | 000 | SAH | SAH
SAH7185 | Tabletop Centrifuge | 451895 | Thermo Fisher Scientific Inc | 75004231 | MegaFuge16 | 12/16/2016 | IU | Active | 1105-31000 | SAH-Laboratory Services | 620002926-0-CAP | SAH | SAH
SAH7186 | Tabletop Centrifuge | 451895 | Thermo Fisher Scientific Inc | 75004231 | MegaFuge16 | 12/16/2016 | IU | Active | 1105-31000 | SAH-Laboratory Services | 620002926-0-CAP | SAH | SAH
SAH7187 | Tabletop Centrifuge | 451895 | Thermo Fisher Scientific Inc | 75004231 | MegaFuge16 | 10/13/2016 | IU | Active | 1105-31000 | SAH-Laboratory Services | 620002825-0-CAP | SAH | SAH
SAH7191 | Centrifuges, Tabletop | 452492 | Hettich Lab Technology North A | 1101-01 | EBA 280 | 06/06/2016 | IU | Active | 1105-31100 | SAH-Blood Services | 620002728-0-CAP | SAH | SAH
SAH7192 | Centrifuges, Tabletop | 452492 | Hettich Lab Technology North A | 1101-01 | EBA 280 | 06/06/2016 | IU | Active | 1105-31100 | SAH-Blood Services | 620002728-0-CAP | SAH | SAH
SAH7193 | Cell Washer Centrifuge | 107717 | HELMER Inc | UltraCW | UltraCW | 03/17/2011 | IU | Active | 1105-31100 | SAH-Blood Services | UNKNOWN | SAH | SAH
SAH7194 | Centrifuges, Tabletop | 452492 | Hettich Lab Technology North A | 1101-01 | EBA 280 | 07/23/2018 | IU | Active | 1105-31100 | SAH-Blood Services | 626001623-0-CAP | SAH | SAH
SAH7195 | Centrifuge,Tabletop, Microsamp | 340083 | Beckman Coulter Inc | M502-22 | Statspin Express 3 | 02/09/2012 | IU | Active | 1105-31100 | SAH-Blood Services | 260240443 | SAH | SAH
SAH7196 | Tabletop Cyto Centrifuge | 156404 | Sakura Finetek USA Inc | CF-12E | Cyto-Tek 2500 | 06/15/2016 | IU | Active | 1105-31000 | SAH-Laboratory Services | 620002758-0-CES | SAH | SAH
SAH7198 | Dell CPU Inspiron CPU | 107586 | Computer Sports Medicine Inc | 770 Work Station | 770 Work Station | 09/14/2018 | 04 | Inventory | 1105-39155 | SAH-Rehab O/P Clinic Sports Med | 711007900-0-CES | SAH | SAH
SAH7200 | Dialysate Meter | 161819 | Mesa Laboratories Inc | pHoenix | pHoenix | 07/10/2015 | IU | Active | 1105-32100 | SAH-Hemodialysis | FIU | SAH | SAH
SAH7201 | Lab Microscope | 107896 | Olympus Scientific Solutions A | BX46 | BX46 | 03/08/2013 | IU | Active | 1105-31000 | SAH-Laboratory Services | 620002780-0-CAP | SAH | SAH
SAH7202 | LED Lab Microscope w-Camera | 107896 | Olympus Scientific Solutions A | BX43F | BX43F | 05/26/2015 | IU | Active | 1105-31200 | SAH-Pathology Services | 611000678-0-CAP | SAH | SAH
SAH7203 | Lab Microscope | 107896 | Olympus Scientific Solutions A | BX41TF | BX41TF | 04/12/2013 | IU | Active | 1105-31000 | SAH-Laboratory Services | NA | SAH | SAH
SAH7205 | Lab Microscope | 107896 | Olympus Scientific Solutions A | BX41 | BX41 | 10/01/2004 | IU | Active | 1105-31200 | SAH-Pathology Services | 000 | SAH | SAH
SAH7206 | LED Lab Microscope w-Camera | 107896 | Olympus Scientific Solutions A | BX43F | BX43F | 12/19/2017 | IU | Active | 1105-31000 | SAH-Laboratory Services | 626000798-0-CAP | SAH | SAH
SAH7207 | LED Lab Microscope w-Camera | 107896 | Olympus Scientific Solutions A | BX43F | BX43F | 04/29/2014 | IU | Active | 1105-31200 | SAH-Pathology Services | 611000602-CAP | SAH | SAH
SAH7208 | Lab Microscope | 107896 | Olympus Scientific Solutions A | BX40 | BX40 | 01/17/2007 | IU | Active | 1105-31200 | SAH-Pathology Services | 000 | SAH | SAH
SAH7210 | LED Lab Microscope w-Camera | 107896 | Olympus Scientific Solutions A | BX43F | BX43F | 10/23/2015 | IU | Active | 1105-31000 | SAH-Laboratory Services | 611000716-0-CAP | SAH | SAH
SAH7214 | Lab Microscope | 107896 | Olympus Scientific Solutions A | BX46 | BX46 | 03/08/2013 | IU | Active | 1105-31000 | SAH-Laboratory Services | 0 | SAH | SAH
SAH7215 | Lab Microscope | 107896 | Olympus Scientific Solutions A | BX46 | BX46 | 03/08/2013 | IU | Active | 1105-31000 | SAH-Laboratory Services | 0 | SAH | SAH
SAH7216 | Dialysate Conductivity Meters | 101527 | Myron L Co | D-1 | D-1 | 09/28/2018 | 04 | Inventory | 1105-32100 | SAH-Hemodialysis | FIU | SAH | SAH
SAH7221 | Lab Microscope | 107896 | Olympus Scientific Solutions A | BX40F | BX40F | 07/01/1999 | IU | Active | 1105-31000 | SAH-Laboratory Services | . | SAH | SAH
SAH7222 | Lab Microscope | 107896 | Olympus Scientific Solutions A | BH2 | BH2 | 08/04/2004 | IU | Active | 1105-31000 | SAH-Laboratory Services | FIU | SAH | SAH
SAH7223 | LED Lab Microscope w-Camera | 107896 | Olympus Scientific Solutions A | BX43F | BX43F | 05/31/2017 | IU | Active | 1105-31000 | SAH-Laboratory Services | 620002892-0-CAP | SAH | SAH
SAH7231 | Oximeters- Pulse | 371567 | Masimo Corp | RAD-5V | RAD-5V | 09/28/2018 | IU | Active | 1105-35000 | SAH-Respiratory Care Services 2nd | 260652645-9-CAP | SAH | SAH
SAH7232 | Oximeters- Pulse | 371567 | Masimo Corp | RAD-5V | RAD-5V | 09/28/2018 | MI | Missing | 1105-35000 | SAH-Respiratory Care Services 2nd | 260652645-9-CAP | SAH | SAH
SAH7233 | Oximeters- Pulse | 371567 | Masimo Corp | RAD-5V | RAD-5V | 09/28/2018 | IU | Active | 1105-35000 | SAH-Respiratory Care Services 2nd | 260652645-9-CAP | SAH | SAH
SAH7234 | Oximeters- Pulse | 371567 | Masimo Corp | RAD-5V | RAD-5V | 09/28/2018 | IU | Active | 1105-35000 | SAH-Respiratory Care Services 2nd | 260652645-9-CAP | SAH | SAH
SAH7235 | Oximeters- Pulse | 371567 | Masimo Corp | RAD-5V | RAD-5V | 09/28/2018 | IU | Active | 1105-35000 | SAH-Respiratory Care Services 2nd | 260652645-9-CAP | SAH | SAH
SAH7236 | Oximeters- Pulse | 371567 | Masimo Corp | RAD-5V | RAD-5V | 09/28/2018 | IU | Active | 1105-35000 | SAH-Respiratory Care Services 2nd | 260652645-9-CAP | SAH | SAH
SAH7237 | Oximeters- Pulse | 371567 | Masimo Corp | RAD-5V | RAD-5V | 09/28/2018 | IU | Active | 1105-35000 | SAH-Respiratory Care Services 2nd | 260652645-9-CAP | SAH | SAH
SAH7238 | Oximeters- Pulse | 371567 | Masimo Corp | RAD-5V | RAD-5V | 09/28/2018 | IU | Active | 1105-35000 | SAH-Respiratory Care Services 2nd | 260652645-9-CAP | SAH | SAH
SAH7239 | Oximeters- Pulse | 371567 | Masimo Corp | RAD-5V | RAD-5V | 09/28/2018 | IU | Active | 1105-35000 | SAH-Respiratory Care Services 2nd | 260652645-9-CAP | SAH | SAH
SAH7240 | Oximeters- Pulse | 371567 | Masimo Corp | RAD-5V | RAD-5V | 09/28/2018 | IU | Active | 1105-35000 | SAH-Respiratory Care Services 2nd | 260652645-9-CAP | SAH | SAH
SAH7241 | Oximeters- Pulse | 371567 | Masimo Corp | RAD-5V | RAD-5V | 09/28/2018 | IU | Active | 1105-35000 | SAH-Respiratory Care Services 2nd | 260652645-9-CAP | SAH | SAH
SAH7242 | Centrifuge | 102141 | Hamilton Bell Co Inc | V6500 | vanguard V6500 | 12/16/2013 | IU | Active | 0015-31330 | SAH-Outreach Lab Carillon | NA | SAH | SAH
SAH7243 | Centrifuge | 102141 | Hamilton Bell Co Inc | V6500 | vanguard V6500 | 09/14/2016 | OS | In - Active | 0015-31330 | SAH-Outreach Lab Carillon | FIU | SAH | SAH
SAH7246 | Vortex Mixer | 454038 | Marketlab Inc | Mini-Vortexer | Mini-Vortexer | 10/04/2018 | 04 | Inventory | 1105-31000 | SAH-Laboratory Services | 260659740 | SAH | SAH
SAH7247 | Test Tube Dry Bath | 457035 | Benchmark Scientific Inc | BSH200 | My Block Mini | 09/17/2018 | 04 | Inventory | 1105-31000 | SAH-Laboratory Services | 260659774 | SAH | SAH
SAH7248 | Lab Rotator Mixer | 391899 | Roche Diagnostics Corp | 544-21200-05-0 | Heidolph Vibramax100 | 10/04/2018 | OS | In - Active | 1105-31000 | SAH-Laboratory Services | . | SAH | SAH
SAH7249 | Chemistry Analyzer | 391899 | Roche Diagnostics Corp | COBAS INTEGRA400plus | COBAS INTEGRA400plus | 09/17/2018 | IU | Active | 1105-31000 | SAH-Laboratory Services | 626001516 | SAH | SAH
SAH7250 | LCD Tower UPS 1500VA 1.5KVA | 106890 | Tripp Lite | SMART1500LCDT | SmartPro LCD | 09/15/2013 | IU | Active | 1105-88570 | SAH-Clinical Engineering | NA | SAH | SAH
SAH7251 | Power Systems, Uninterruptible | 106890 | Tripp Lite | T1052162 | SMART1500LCDT | 02/24/2014 | IU | Active | 1105-31000 | SAH-Laboratory Services | NA | SAH | SAH
SAH7252 | Vortex Mixer | 457035 | Benchmark Scientific Inc | BV1000 | BenchMixer | 02/16/2016 | 04 | Inventory | 1105-31000 | SAH-Laboratory Services | 620002673-0-CAP | SAH | SAH
SAH7254 | Cardiac Trigger Monitor | 105952 | Ivy Biomedical Systems Inc | 101NR | Cardiac Trigger Moni | 09/17/2014 | IU | Active | 1105-36000 | SAH-Nuclear Medicine | NA - FIU | SAH | SAH
SAH7255 | Tissue Processor | 156404 | Sakura Finetek USA Inc | VIP6-A1 | Tissue Tek VIP6 AI | 10/08/2014 | IU | Active | 1105-31200 | SAH-Pathology Services | 611000569-0-CAP | SAH | SAH
SAH7256 | Cryostat-Microtome | 107938 | Leica Microsystems Inc | CM1860UV | CM1860UV | 10/04/2013 | IU | Active | 1105-31200 | SAH-Pathology Services | NA | SAH | SAH
SAH7257 | Test Tube Heater | 451895 | Thermo Fisher Scientific Inc | 2057 | Multi-Blok | 09/19/2013 | 04 | Inventory | 1105-31100 | SAH-Blood Services | N/A | SAH | SAH
SAH7258 | Platelet Incubator Agitator | 107717 | HELMER Inc | PC100i | i.Series | 04/30/2008 | IU | Active | 1105-31000 | SAH-Laboratory Services | 000 | SAH | SAH
SAH7259 | Precision Electronic Balance | 179812 | A & D Medical | EK-2000i | EK-2000i | 01/11/2018 | IU | Active | 1105-31200 | SAH-Pathology Services | FIU | SAH | SAH
SAH7260 | Precision Electronic Balance | 179812 | A & D Medical | EK-2000i | EK-2000i | 01/11/2018 | IU | Active | 1105-31200 | SAH-Pathology Services | FIU | SAH | SAH
SAH7261 | Breath Analyzer | A10067 | AlcoPro Inc | ALCO-SENSOR IV | ALCO-SENSOR IV | 07/01/1999 | IU | Active | 1105-23160 | SAH-Emergency Service Beh Hlth | FIU | SAH | SAH
SAH7262 | Scale Platform, Bariatric Digi | 101206 | Detecto Scale Co Div Cardinal | Apex | Apex | 10/04/2018 | IU | Active | 1105-21500 | SAH-PACU | 260659888-0-CAP | SAH | SAH
SAH7263 | Digital Floor Scale | 101206 | Detecto Scale Co Div Cardinal | Apex | Apex | 09/26/2018 | IU | Active | 1105-21500 | SAH-PACU | 260659888-0-CAP | SAH | SAH
SAH7268 | Bath, Water, Plasma Thawing | 107717 | HELMER Inc | DH 8 | QuickThaw | 08/21/2008 | IU | Active | 1105-31100 | SAH-Blood Services | 000 | SAH | SAH
SAH7270 | Platelet Agitator | 107717 | HELMER Inc | PF15i | i.Series | 04/30/2008 | IU | Active | 1105-31000 | SAH-Laboratory Services | 000 | SAH | SAH
SAH7271 | Cryostat-Microtome | 107938 | Leica Microsystems Inc | CM1850 | CM1850 | 01/01/2001 | IU | Active | 1105-31200 | SAH-Pathology Services | 000 | SAH | SAH
SAH7272 | Microtomes- Rotary | 107938 | Leica Microsystems Inc | RM2025 | RM2025 | 07/01/1999 | IU | Active | 1105-31200 | SAH-Pathology Services | 000 | SAH | SAH
SAH7273 | Microtomes, Rotary | 107938 | Leica Microsystems Inc | RM2125 | RM2125 | 09/01/2003 | IU | Active | 1105-31200 | SAH-Pathology Services | 000 | SAH | SAH
SAH7275 | Tissue Flotation Bath | 261930 | Boekel Scientific Inc | 145901 | 145901 | 11/07/2017 | 04 | Inventory | 1105-31200 | SAH-Pathology Services | 260603140 | SAH | SAH
SAH7276 | Microtomes, Rotary | 107938 | Leica Microsystems Inc | RM2125RTS | RM2125RTS | 12/11/2017 | IU | Active | 1105-31200 | SAH-Pathology Services | 62600970-0-CAP | SAH | SAH
SAH7277 | Dispensers, Paraffin | A10070 | American MasterTech Scientific | E66SLD/120B | SlimLine | 06/19/2007 | IU | Active | 1105-31200 | SAH-Pathology Services | 000 | SAH | SAH
SAH7278 | Microtomes- Rotary | 107938 | Leica Microsystems Inc | RM2025 | RM2025 | 07/01/1999 | IU | Active | 1105-31200 | SAH-Pathology Services | 000 | SAH | SAH
SAH7279 | Tissue Flotation Bath | 375242 | Fisher Healthcare Div Thermo S | 135 | 135 | 05/31/2006 | 04 | Inventory | 1105-31200 | SAH-Pathology Services | 000 | SAH | SAH
SAH7280 | Tissue Cassette Wax Trimmer | 568447 | Epredia | PARA TRIMMER | PARA TRIMMER | 11/23/2014 | 04 | Inventory | 1105-31000 | SAH-Laboratory Services | N/A-FIU | SAH | SAH
SAH7282 | Autopsy Saw | 300135 | MOPEC Inc | BD040 | Standard Autopsy Saw | 05/19/2010 | 04 | Inventory | 1105-31000 | SAH-Laboratory Services | 000 | SAH | SAH
SAH7283 | ICU Ventilator | 458114 | Covidien RMS Respiratory & Mon | PB980 | Puritan Bennett 980 | 04/26/2017 | LS | High Risk | 1105-35000 | SAH-Respiratory Care Services 2nd | 611000864-0-CAP | SAH | SAH
SAH7284 | ICU Ventilator | 458114 | Covidien RMS Respiratory & Mon | PB980 | Puritan Bennett 980 | 08/02/2018 | LS | High Risk | 1105-35000 | SAH-Respiratory Care Services 2nd | 626001542-0-CAP | SAH | SAH
SAH7285 | ICU Ventilator | 458114 | Covidien RMS Respiratory & Mon | PB980 | Puritan Bennett 980 | 08/02/2018 | LS | High Risk | 1105-35000 | SAH-Respiratory Care Services 2nd | 626001542-0-CAP | SAH | SAH
SAH7286 | ICU Ventilator | 458114 | Covidien RMS Respiratory & Mon | PB980 | Puritan Bennett 980 | 08/02/2018 | LS | High Risk | 1105-35000 | SAH-Respiratory Care Services 2nd | 626001542-0-CAP | SAH | SAH
SAH7287 | ICU Ventilator | 458114 | Covidien RMS Respiratory & Mon | PB980 | Puritan Bennett 980 | 04/26/2017 | LS | High Risk | 1105-35000 | SAH-Respiratory Care Services 2nd | 611000864-0-CAP | SAH | SAH
SAH7289 | Laboratory Incubator | 375242 | Fisher Healthcare Div Thermo S | 116D | 116D | 07/01/1999 | IU | Active | 1105-31200 | SAH-Pathology Services | 000 | SAH | SAH
SAH7290 | Power Systems, Uninterruptible | 106890 | Tripp Lite | T1052162 | SMART1500LCDT | 02/24/2014 | IU | Active | 1105-31000 | SAH-Laboratory Services | NA | SAH | SAH
SAH7291 | UPS | 108649 | APC-American Power Conversion | BX1300G | XS1300 | 11/14/2012 | IU | Active | 1105-31200 | SAH-Pathology Services | 611000519 | SAH | SAH
SAH7292 | Slide Warmer | 105239 | Premier Medical Products Co | XH-2002 | XH-2002 | 03/01/2016 | 04 | Inventory | 1105-31000 | SAH-Laboratory Services | 260491890 | SAH | SAH
SAH7297 | Pathology Cassette Printer | 568447 | Epredia | A79500002 | PrintMate AS 450 | 12/19/2012 | IU | Active | 1105-31200 | SAH-Pathology Services | NA | SAH | SAH
SAH7298 | Nebulizer controller | 453493 | Aerogen (Ireland) Ltd | Aeroneb Pro-X | Aeroneb Pro-X | 02/26/2018 | 04 | Inventory | 1105-35000 | SAH-Respiratory Care Services 2nd | 26023703 | SAH | SAH
SAH7301 | ICU Ventilator | 458114 | Covidien RMS Respiratory & Mon | PB980 | Puritan Bennett 980 | 08/02/2018 | LS | High Risk | 1105-35000 | SAH-Respiratory Care Services 2nd | 626001542-0-CAP | SAH | SAH
SAH7303 | Nucleic Acid Analyzer | 451038 | Cepheid | 900-0537 | GeneXpert Infinity | 10/10/2018 | IU | Active | 1105-31000 | SAH-Laboratory Services | 626001785-0-CAP | SAH | SAH
SAH7304 | Uninterruptible Power Supply | 170637 | POWERVAR Inc | 17302-53R | 17302-53R | 10/10/2018 | IU | Active | 1105-31000 | SAH-Laboratory Services | 626001785-0-CAP | SAH | SAH
SAH7305 | Hand Held Glucometer | 440769 | Abbott Diabetes Care | 71411-70 | FreeStyle Precision | 06/20/2018 | 04 | Inventory | 1105-31350 | SAH-Point of Care Testing (POCT) 3rd | 626001422-CAP | SAH | SAH
SAH7306 | Tabletop Centrifuge | 466869 | Drucker Diagnostics | Horizon 6 | horizon 6 Marketlab | 10/18/2018 | IU | Active | 1105-31000 | SAH-Laboratory Services | 260657531-0-CAP | SAH | SAH
SAH7307 | Tabletop Centrifuge | 466869 | Drucker Diagnostics | Horizon 6 | horizon 6 Marketlab | 10/18/2018 | IU | Active | 1105-31000 | SAH-Laboratory Services | 260657531-0-CAP | SAH | SAH
SAH7308 | Tabletop Centrifuge | 466869 | Drucker Diagnostics | Horizon 6 | horizon 6 Marketlab | 10/18/2018 | IU | Active | 1105-31000 | SAH-Laboratory Services | 260657531-0-CAP | SAH | SAH
SAH7309 | POC Whole Blood Oximeter | 452926 | Waters Medical Systems | 2100 | OXICOM | 01/02/2007 | IU | Active | 1105-31350 | SAH-Point of Care Testing (POCT) 3rd | 000 | SAH | SAH
SAH7312 | Vortex Mixer | 457035 | Benchmark Scientific Inc | BV1000 | BenchMixer | 08/01/2018 | 04 | Inventory | 1105-31000 | SAH-Laboratory Services | 260646767 | SAH | SAH
SAH7314 | UPS | 108649 | APC-American Power Conversion | BK1500G | Back-UPS Pro 1500 | 05/30/2018 | IU | Active | 1105-31000 | SAH-Laboratory Services | Staples Order | SAH | SAH
SAH7315 | UPS | 108649 | APC-American Power Conversion | SMT1500 | Smart UPS 1500 | 02/12/2016 | IU | Active | 1105-31000 | SAH-Laboratory Services | 7467GK | SAH | SAH
SAH7318 | UPS | 108649 | APC-American Power Conversion | BE550G | BE550G | 10/21/2014 | IU | Active | 1105-31000 | SAH-Laboratory Services | NO PO - FIU | SAH | SAH
SAH7320 | Air-Oxygen Blenders | 362036 | Maxtec Inc | MaxVenturi | Max Venturi | 12/29/2014 | IU | Active | 1105-35000 | SAH-Respiratory Care Services 2nd | N/A-FIU | SAH | SAH
SAH7322 | Dry Block Heater | 103922 | Henry Troemner LLC | 949502 | Talboys | 10/27/2014 | 04 | Inventory | 1105-31000 | SAH-Laboratory Services | BISC-1971798 | SAH | SAH
SAH7324 | Semi-Auto Urine Analyzer | 451971 | Siemens Healthcare Diagnostics | Clinitek Advantus | Clinitek Advantus | 02/15/2018 | 04 | Inventory | 1105-31000 | SAH-Laboratory Services | 626001016 | SAH | SAH
SAH7327 | Vortex Mixer | 457035 | Benchmark Scientific Inc | BV1000 | BenchMixer | 01/09/2018 | 04 | Inventory | 1105-31200 | SAH-Pathology Services | 260615940 | SAH | SAH
SAH7331 | HP Variant II Workstation | 152371 | Bio-Rad Laboratories Inc Clini | HP RP5700 | Variant II Workstati | 04/22/2015 | OS | In - Active | 1105-31000 | SAH-Laboratory Services | 611000673-0-CAP | SAH | SAH
SAH7332 | UPS | 108649 | APC-American Power Conversion | SUA1000 | Smart-UPS 1000 | 07/12/2013 | IU | Active | 1105-33510 | SAH-Mammography | NA | SAH | SAH
SAH7333 | Infectious Pathogens Reader | 452925 | Nanosphere Inc A Luminex Co | 10-0000-02 | Verigene Reader | 11/15/2015 | IU | Active | 1105-31000 | SAH-Laboratory Services | 620002673-0-CAP | SAH | SAH
SAH7334 | Processor /Analyzer | 452925 | Nanosphere Inc A Luminex Co | 10-0000-07 | Verigene PRSCR SP | 12/23/2015 | IU | Active | 1105-31000 | SAH-Laboratory Services | 620002673-0-CAP | SAH | SAH
SAH7336 | Vortex Mixer | 457035 | Benchmark Scientific Inc | BV1000 | BenchMixer | 11/15/2015 | 04 | Inventory | 1105-31000 | SAH-Laboratory Services | 620002673-0-CAP | SAH | SAH
SAH7340 | Tissue Processor | 156404 | Sakura Finetek USA Inc | VIP6-A1 | Tissue Tek VIP6 AI | 11/22/2017 | IU | Active | 1105-31200 | SAH-Pathology Services | 626000768-0-CAP | SAH | SAH
SAH7341 | Cover Slipper Machines | 107938 | Leica Microsystems Inc | CV5030 | CV5030 | 08/08/2011 | IU | Active | 1105-31200 | SAH-Pathology Services | 611000453 | SAH | SAH
SAH7342 | Cover Slipper Transfer Station | 107938 | Leica Microsystems Inc | TS5015 | TS5015 | 07/15/2016 | IU | Active | 1105-31200 | SAH-Pathology Services | FIU | SAH | SAH
SAH7343 | Autostainer | 107938 | Leica Microsystems Inc | AUTOSTAINER XL | AUTOSTAINER XL | 03/24/2009 | IU | Active | 1105-31200 | SAH-Pathology Services | 611000453 | SAH | SAH
SAH7344 | Hot Plate | 255300 | Fisher & Paykel Healthcare Inc | 210T | 210T | 09/11/2003 | 04 | Inventory | 1105-31000 | SAH-Laboratory Services | 000 | SAH | SAH
SAH7345 | Tissue Processor | 156404 | Sakura Finetek USA Inc | TEC 5 CMA-1 | Tissue Tek TEC5 | 09/04/2014 | IU | Active | 1105-31200 | SAH-Pathology Services | 611000627 | SAH | SAH
SAH7346 | Tissue Processor | 156404 | Sakura Finetek USA Inc | TEC 5 EMA-1 | Tissue Tek TEC5 | 09/04/2014 | IU | Active | 1105-31200 | SAH-Pathology Services | 611000627 | SAH | SAH
SAH7352 | Dialysate Meter | 161819 | Mesa Laboratories Inc | pHoenix | pHoenix | 11/24/2015 | IU | Active | 1105-32100 | SAH-Hemodialysis | FIU | SAH | SAH
SAH7355 | Nebulizer controller | 453493 | Aerogen (Ireland) Ltd | Aeroneb Pro-X | Aeroneb Pro-X | 12/11/2017 | 04 | Inventory | 1105-35000 | SAH-Respiratory Care Services 2nd | 260608539 | SAH | SAH
SAH7356 | Humidifier, Heated | 255300 | Fisher & Paykel Healthcare Inc | MR850JHU | MR850 | 09/26/2011 | IU | Active | 1105-35000 | SAH-Respiratory Care Services 2nd | UNKNOWN | SAH | SAH
SAH7357 | 4x 15A 15ft Cord HGPower Strip | 106890 | Tripp Lite | PS-415-HG-OEM | PS-415-HG-OEM | 02/03/2017 | IU | Active | 1105-35000 | SAH-Respiratory Care Services 2nd | STAPLES | SAH | SAH
SAH7359 | ICU Ventilator | 458114 | Covidien RMS Respiratory & Mon | PB980 | Puritan Bennett 980 | 04/26/2017 | LS | High Risk | 1105-35000 | SAH-Respiratory Care Services 2nd | 611000864-0-CAP | SAH | SAH
SAH7367 | Nebulizer controller | 453493 | Aerogen (Ireland) Ltd | Aeroneb Pro-X | Aeroneb Pro-X | 12/11/2017 | 04 | Inventory | 1105-35000 | SAH-Respiratory Care Services 2nd | 260608539 | SAH | SAH
SAH7368 | 4x 15A 15ft Cord HGPower Strip | 106890 | Tripp Lite | PS-415-HG-OEM | PS-415-HG-OEM | 01/12/2017 | IU | Active | 1105-35000 | SAH-Respiratory Care Services 2nd | STAPLES | SAH | SAH
SAH7371 | Humidifier, Heated | 255300 | Fisher & Paykel Healthcare Inc | MR850JHU | MR850 | 07/15/2004 | IU | Active | 1105-35000 | SAH-Respiratory Care Services 2nd | 000 | SAH | SAH
SAH7372 | 4x 15A 15ft Cord HGPower Strip | 106890 | Tripp Lite | PS-415-HG-OEM | PS-415-HG-OEM | 02/22/2017 | IU | Active | 1105-35000 | SAH-Respiratory Care Services 2nd | STAPLES | SAH | SAH
SAH7374 | Non-Invasive Ventilator | 454161 | Philips Respironics | V60 | Respironics V60 | 07/17/2012 | LS | High Risk | 1105-35000 | SAH-Respiratory Care Services 2nd | NA | SAH | SAH
SAH7375 | Humidifier, Heated | 255300 | Fisher & Paykel Healthcare Inc | MR850JHU | MR850 | 04/09/2015 | IU | Active | 1105-35000 | SAH-Respiratory Care Services 2nd | N/A-LEASED | SAH | SAH
SAH7376 | 4x 15A 15ft Cord HGPower Strip | 106890 | Tripp Lite | PS-415-HG-OEM | PS-415-HG-OEM | 11/20/2017 | IU | Active | 1105-35000 | SAH-Respiratory Care Services 2nd | CONTRACT | SAH | SAH
SAH7382 | Nebulizer controller | 453493 | Aerogen (Ireland) Ltd | Aeroneb Pro-X | Aeroneb Pro-X | 12/11/2017 | 04 | Inventory | 1105-35000 | SAH-Respiratory Care Services 2nd | 260608539 | SAH | SAH
SAH7385 | Humidifier, Heated | 255300 | Fisher & Paykel Healthcare Inc | MR850JHU | MR850 | 07/15/2004 | IU | Active | 1105-35000 | SAH-Respiratory Care Services 2nd | 000 | SAH | SAH
SAH7388 | 4x 15A 15ft Cord HGPower Strip | 106890 | Tripp Lite | PS-415-HG-OEM | PS-415-HG-OEM | 02/02/2017 | IU | Active | 1105-35000 | SAH-Respiratory Care Services 2nd | STAPLES | SAH | SAH
SAH7395 | 4x 15A 15ft Cord HGPower Strip | 106890 | Tripp Lite | PS-415-HG-OEM | PS-415-HG-OEM | 01/25/2017 | IU | Active | 1105-35000 | SAH-Respiratory Care Services 2nd | STAPLES | SAH | SAH
SAH7397 | UPS | 108649 | APC-American Power Conversion | BK500 | Back-UPS 500 | 04/23/2015 | MI | Missing | 1105-39500 | SAH-Neurodiagnostics | 260430668 | SAH | SAH
SAH7409 | BAYCARE Computer | D10003 | Dell Computer Corporation | 7010 | OptiPlex | 03/29/2013 | 04 | Inventory | 1105-39500 | SAH-Neurodiagnostics | SAHSP4EEG1017DK | SAH | SAH
SAH7410 | UPS | 108649 | APC-American Power Conversion | BK500CS | Back-UPS 500 | 03/19/2015 | IU | Active | 1105-39500 | SAH-Neurodiagnostics | N/A-FIU | SAH | SAH
SAH7412 | UPS | 108649 | APC-American Power Conversion | BK500 | Back-UPS 500 | 04/23/2015 | IU | Active | 1105-36000 | SAH-Nuclear Medicine | 260430668 | SAH | SAH
SAH7420 | MRI Patient Monitor | 308478 | Invivo Corp | 865214 | Expression | 10/30/2014 | IU | Active | 1105-33700 | SAH-MRI | 611000630-0-CAP | SAH | SAH
SAH7421 | MRI Information Portal Monitor | 308478 | Invivo Corp | 865471 | Expression IP5 | 11/20/2014 | IU | Active | 1105-33700 | SAH-MRI | 611000630-0-CAP | SAH | SAH
SAH7422 | Wireless ModuleBattery Charger | 308478 | Invivo Corp | 989803152891 | 9023 | 02/18/2015 | 04 | Inventory | 1105-33700 | SAH-MRI | 611000630-0-CAP | SAH | SAH
SAH7423 | MRI Wireless Sp02 Module Gen 2 | 308478 | Invivo Corp | 989803163111 | Expression Sp02 | 02/18/2015 | IU | Active | 1105-33700 | SAH-MRI | 611000630-0-CAP | SAH | SAH
SAH7424 | MRI Wireless ECG Module Gen 2 | 308478 | Invivo Corp | 989803163121 | Expression ECG | 02/18/2015 | IU | Active | 1105-33700 | SAH-MRI | 611000630-0-CAP | SAH | SAH
SAH7425 | MRI Battery Charger | 308478 | Invivo Corp | 9044 | 9044 | 02/24/2015 | 04 | Inventory | 1105-33700 | SAH-MRI | 611000630-0-CAP | SAH | SAH
SAH7428 | Digital Floor Scale | 101206 | Detecto Scale Co Div Cardinal | DR550 | DR550 | 01/07/2014 | IU | Active | 1105-34000 | SAH-Diagnostic Imaging | NA | SAH | SAH
SAH7431 | Humidifier, Heated | 255300 | Fisher & Paykel Healthcare Inc | MR850JHU | MR850 | 05/04/2016 | IU | Active | 1105-35000 | SAH-Respiratory Care Services 2nd | 260503778 | SAH | SAH
SAH7433 | Vital Signs Monitor | 101850 | Welch Allyn Inc A Subsidiary | VSM 6000 SERIES | VSM 6000 SERIES | 02/27/2013 | IU | Active | 1105-32100 | SAH-Hemodialysis | 611000541 | SAH | SAH
SAH7434 | Dual Channel EMG System | 175971 | The Prometheus Group | MR-20 | Pathway MR-20 | 06/26/2014 | IU | Active | 1105-39150 | SAH-Rehab Services OP SARC | 260506836 | SAH | SAH
SAH7437 | POC Whole Blood Analyzer | 450992 | Abbott Point of Care Div | 300G | i-STAT 1 | 11/29/2018 | 04 | Inventory | 1105-31350 | SAH-Point of Care Testing (POCT) 3rd | Exchange | SAH | SAH
SAH7438 | UPS | 108649 | APC-American Power Conversion | SMT1000RM2U | SMART UPS 1000 | 11/30/2018 | IU | Active | 1105-31000 | SAH-Laboratory Services | 260623056 | SAH | SAH
SAH7442 | Dual Channel EMG System | 175971 | The Prometheus Group | MR-20 | Pathway MR-20 | 06/26/2014 | IU | Active | 1105-39150 | SAH-Rehab Services OP SARC | FIU | SAH | SAH
SAH7445 | Hydrocollators | 101645 | Richmar | HT-PAT-D120 | Hydratherm | 12/18/2018 | IU | Active | 1105-39155 | SAH-Rehab O/P Clinic Sports Med | 260671798 | SAH | SAH
SAH7450 | Nebulizer Controller | 453493 | Aerogen (Ireland) Ltd | AG-PX1000 | PRO-X | 12/11/2018 | 04 | Inventory | 1105-35000 | SAH-Respiratory Care Services 2nd | 260670128 | SAH | SAH
SAH7451 | Nebulizer Controller | 453493 | Aerogen (Ireland) Ltd | AG-PX1000 | PRO-X | 12/11/2018 | 04 | Inventory | 1105-35000 | SAH-Respiratory Care Services 2nd | 260670128 | SAH | SAH
SAH7455 | Compressor/Nebulizer | 103171 | Monaghan Medical Corp | 105510 | Ombra | 12/18/2018 | 04 | Inventory | 1105-35000 | SAH-Respiratory Care Services 2nd | 260674286 | SAH | SAH
SAH7456 | Compressor/Nebulizer | 103171 | Monaghan Medical Corp | 105510 | Ombra | 12/18/2018 | 04 | Inventory | 1105-35000 | SAH-Respiratory Care Services 2nd | 260674286 | SAH | SAH
SAH7457 | Compressor/Nebulizer | 103171 | Monaghan Medical Corp | 105510 | Ombra | 12/18/2018 | 04 | Inventory | 1105-35000 | SAH-Respiratory Care Services 2nd | 260674286 | SAH | SAH
SAH7465 | Nebulizer controller | 453493 | Aerogen (Ireland) Ltd | Aeroneb Pro-X | Aeroneb Pro-X | 12/11/2014 | 04 | Inventory | 1105-35000 | SAH-Respiratory Care Services 2nd | 260409303 | SAH | SAH
SAH7466 | Humidifier, Heated | 255300 | Fisher & Paykel Healthcare Inc | MR850JHU | MR850 | 04/09/2015 | MI | Missing | 1105-35000 | SAH-Respiratory Care Services 2nd | N/A-LEASED | SAH | SAH
SAH7467 | 4x 15A 15ft Cord HGPower Strip | 106890 | Tripp Lite | PS-415-HG-OEM | PS-415-HG-OEM | 04/17/2017 | IU | Active | 1105-35000 | SAH-Respiratory Care Services 2nd | STAPLES | SAH | SAH
SAH7468 | 4x 15A 15ft Cord HGPower Strip | 106890 | Tripp Lite | PS-415-HG-OEM | PS-415-HG-OEM | 01/09/2017 | IU | Active | 1105-35000 | SAH-Respiratory Care Services 2nd | STAPLES ACCT | SAH | SAH
SAH7469 | Humidifier, Heated | 255300 | Fisher & Paykel Healthcare Inc | MR850JHU | MR850 | 09/26/2011 | IU | Active | 1105-35000 | SAH-Respiratory Care Services 2nd | UNKNOWN | SAH | SAH
SAH7471 | 4x 15A 15ft Cord HGPower Strip | 106890 | Tripp Lite | PS-415-HG-OEM | PS-415-HG-OEM | 01/25/2017 | IU | Active | 1105-35000 | SAH-Respiratory Care Services 2nd | STAPLES | SAH | SAH
SAH7475 | Non-Invasive Ventilator | 454161 | Philips Respironics | V60 | Respironics V60 | 02/20/2017 | LS | High Risk | 1105-35000 | SAH-Respiratory Care Services 2nd | 611000853-0-CAP | SAH | SAH
SAH7476 | Humidifier, Heated | 255300 | Fisher & Paykel Healthcare Inc | MR850JHU | MR850 | 02/03/2017 | IU | Active | 1105-35000 | SAH-Respiratory Care Services 2nd | 260558877 | SAH | SAH
SAH7477 | Non-Invasive Ventilator | 454161 | Philips Respironics | V60 | Respironics V60 | 11/19/2012 | LS | High Risk | 1105-35000 | SAH-Respiratory Care Services 2nd | 411000135-0-CRE | SAH | SAH
SAH7479 | Nebulizer controller | 453493 | Aerogen (Ireland) Ltd | Aeroneb Pro-X | Aeroneb Pro-X | 12/11/2014 | 04 | Inventory | 1105-35000 | SAH-Respiratory Care Services 2nd | 260409303 | SAH | SAH
SAH7480 | Non-Invasive Ventilator | 454161 | Philips Respironics | V60 | Respironics V60 | 01/16/2012 | LS | High Risk | 1105-35000 | SAH-Respiratory Care Services 2nd | 000 | SAH | SAH
SAH7481 | Humidifier, Heated | 255300 | Fisher & Paykel Healthcare Inc | MR850JHU | MR850 | 08/14/2017 | IU | Active | 1105-35000 | SAH-Respiratory Care Services 2nd | 260591522 | SAH | SAH
SAH7482 | 4x 15A 15ft Cord HGPower Strip | 106890 | Tripp Lite | PS-415-HG-OEM | PS-415-HG-OEM | 06/13/2017 | IU | Active | 1105-35000 | SAH-Respiratory Care Services 2nd | STAPLES | SAH | SAH
SAH7483 | Air-Oxygen Blenders | 362036 | Maxtec Inc | MaxVenturi | Max Venturi | 12/29/2014 | IU | Active | 1105-35000 | SAH-Respiratory Care Services 2nd | N/A-FIU | SAH | SAH
SAH7484 | Humidifier, Heated | 255300 | Fisher & Paykel Healthcare Inc | MR850JHU | MR850 | 11/18/2014 | IU | Active | 1105-35000 | SAH-Respiratory Care Services 2nd | N/A-LEASED | SAH | SAH
SAH7485 | Non-Invasive Ventilator | 454161 | Philips Respironics | V60 | Respironics V60 | 10/22/2015 | LS | High Risk | 1105-35000 | SAH-Respiratory Care Services 2nd | 611000708-0-CAP | SAH | SAH
SAH7486 | Humidifier, Heated | 255300 | Fisher & Paykel Healthcare Inc | MR850JHU | MR850 | 04/29/2014 | IU | Active | 1105-35000 | SAH-Respiratory Care Services 2nd | 000 | SAH | SAH
SAH7487 | 4x 15A 15ft Cord HGPower Strip | 106890 | Tripp Lite | PS-415-HG-OEM | PS-415-HG-OEM | 04/10/2021 | IU | Active | 1105-35000 | SAH-Respiratory Care Services 2nd | FIU | SAH | SAH
SAH7489 | Non-Invasive Ventilator | 454161 | Philips Respironics | V60 | Respironics V60 | 01/02/2012 | LS | High Risk | 1105-35000 | SAH-Respiratory Care Services 2nd | 000 | SAH | SAH
SAH7490 | Nebulizer controller | 453493 | Aerogen (Ireland) Ltd | Aeroneb Pro-X | Aeroneb Pro-X | 02/24/2014 | 04 | Inventory | 1105-35000 | SAH-Respiratory Care Services 2nd | 260351829 | SAH | SAH
SAH7491 | 4x 15A 15ft Cord HGPower Strip | 106890 | Tripp Lite | PS-415-HG-OEM | PS-415-HG-OEM | 12/16/2016 | IU | Active | 1105-35000 | SAH-Respiratory Care Services 2nd | STAPLES | SAH | SAH
SAH7492 | Non-Invasive Ventilator | 454161 | Philips Respironics | V60 | Respironics V60 | 11/19/2012 | LS | High Risk | 1105-35000 | SAH-Respiratory Care Services 2nd | 411000135-0-CRE | SAH | SAH
SAH7493 | Humidifier, Heated | 255300 | Fisher & Paykel Healthcare Inc | MR850JHU | MR850 | 10/20/2016 | IU | Active | 1105-35000 | SAH-Respiratory Care Services 2nd | 260536137 | SAH | SAH
SAH7495 | Non-Invasive Ventilator | 454161 | Philips Respironics | V60 | Respironics V60 | 10/22/2015 | LS | High Risk | 1105-35000 | SAH-Respiratory Care Services 2nd | 611000708-0-CAP | SAH | SAH
SAH7496 | Humidifier, Heated | 255300 | Fisher & Paykel Healthcare Inc | MR850JHU | MR850 | 09/26/2011 | IU | Active | 1105-35000 | SAH-Respiratory Care Services 2nd | UNKNOWN | SAH | SAH
SAH7498 | Nebulizer controller | 453493 | Aerogen (Ireland) Ltd | Aeroneb Pro-X | Aeroneb Pro-X | 05/06/2016 | 04 | Inventory | 1105-35000 | SAH-Respiratory Care Services 2nd | FIU | SAH | SAH
SAH7499 | Percussor- Vest | 398536 | Advanced Respiratory | 103 | 103 | 10/04/2002 | IU | Active | 1105-35000 | SAH-Respiratory Care Services 2nd | 000 | SAH | SAH
SAH7500 | Centrifuges, Tabletop | 452492 | Hettich Lab Technology North A | 1800-01 | EBA 200 | 02/08/2022 | IU | Active | 1105-31000 | SAH-Laboratory Services | 260856572 | SAH | SAH
SAH7501 | Desk Charger Oto/Ophth | 101850 | Welch Allyn Inc A Subsidiary | 7114X | 7114X | 11/05/2008 | 04 | Inventory | 1105-34620 | SAH-Radiation Therapy | 000 | SAH | SAH
SAH7502 | Giraffe Floor Exam Light | 340382 | Goodwin Mfg Inc | 1183-CB | 1183-CB | 10/19/1999 | 04 | Inventory | 1105-34620 | SAH-Radiation Therapy | 000 | SAH | SAH
SAH7503 | Exam Table | 103304 | Midmark Corp | 100-025 | Ritter 100 | 10/19/1999 | 04 | Inventory | 1105-34620 | SAH-Radiation Therapy | 000 | SAH | SAH
SAH7504 | Giraffe Floor Exam Light | 340382 | Goodwin Mfg Inc | 1183-MOBIL | 1183-MOBIL | 10/19/1999 | 04 | Inventory | 1105-34620 | SAH-Radiation Therapy | found in use | SAH | SAH
SAH7505 | Exam Table | 103304 | Midmark Corp | 100-025 | Ritter 100 | 10/19/1999 | 04 | Inventory | 1105-34620 | SAH-Radiation Therapy | 000 | SAH | SAH
SAH7506 | Oto/Ophthalmoscope | 101850 | Welch Allyn Inc A Subsidiary | 74710 | 74710 | 11/04/2013 | 04 | Inventory | 1105-34620 | SAH-Radiation Therapy | FIU | SAH | SAH
SAH7507 | Telemetry Transmitter | 146734 | ScottCare Corp A Scott Fetzer | Innovo | Tele Rehab | 02/08/2022 | IU | Active | 1105-39600 | SAH-Cardiac Rehab | 260856765 | SAH | SAH
SAH7509 | Bladder Vol and Mass Ultrasnd | 451928 | Verathon Inc | Bladderscan Prime PL | Bladderscan Prime Pl | 04/07/2021 | IU | Active | 1105-18100 | SAH-Orthopedics Unit | 626004068-0-CAP | SAH | SAH
SAH7511 | Rehabilitation System | 107586 | Computer Sports Medicine Inc | 770 | Humac Norm, Cybex | 04/27/2006 | IU | Active | 1105-39155 | SAH-Rehab O/P Clinic Sports Med | 000 | SAH | SAH
SAH7512 | Monitor- Bp | 107853 | OMRON Healthcare Inc | HEM907XL | HEM907XL | 01/04/2017 | IU | Active | 1105-39813 | SAH-Life Help Clinic | 411000290-0-CRE | SAH | SAH
SAH7513 | Monitor- Bp | 107853 | OMRON Healthcare Inc | HEM907XL | HEM907XL | 01/04/2017 | IU | Active | 1105-39813 | SAH-Life Help Clinic | 411000290-0-CRE | SAH | SAH
SAH7514 | Digital Floor Scale | 104906 | Health o meter div Sunbeam Cor | 500KL | 500KL | 02/25/2016 | IU | Active | 1105-34620 | SAH-Radiation Therapy | 260490280 | SAH | SAH
SAH7516 | Large Volume Pump Module | 378348 | BD | 8100 | Alaris Pump | 05/31/2012 | IU | Active | 1105-85160 | SAH-Sterile Processing | 920000849-0-CIP | SAH | SAH
SAH7517 | Large Volume Pump Module | 378348 | BD | 8100 | Alaris Pump | 05/31/2012 | IU | Active | 1105-85160 | SAH-Sterile Processing | 920000849-0-CIP | SAH | SAH
SAH7518 | Large Volume Pump Module | 378348 | BD | 8100 | Alaris Pump | 05/31/2012 | IU | Active | 1105-85160 | SAH-Sterile Processing | 920000849-0-CIP | SAH | SAH
SAH7519 | Large Volume Pump Module | 378348 | BD | 8100 | Alaris Pump | 05/31/2012 | IU | Active | 1105-85160 | SAH-Sterile Processing | 920000849-0-CIP | SAH | SAH
SAH7521 | Large Volume Pump Module | 378348 | BD | 8100 | Alaris Pump | 05/31/2012 | IU | Active | 1105-85160 | SAH-Sterile Processing | 920000849-0-CIP | SAH | SAH
SAH7524 | Large Volume Pump Module | 378348 | BD | 8100 | Alaris Pump | 05/31/2012 | IU | Active | 1105-85160 | SAH-Sterile Processing | 920000849-0-CIP | SAH | SAH
SAH7525 | Large Volume Pump Module | 378348 | BD | 8100 | Alaris Pump | 05/31/2012 | IU | Active | 1105-85160 | SAH-Sterile Processing | 920000849-0-CIP | SAH | SAH
SAH7526 | Large Volume Pump Module | 378348 | BD | 8100 | Alaris Pump | 05/31/2012 | IU | Active | 1105-85160 | SAH-Sterile Processing | 920000849-0-CIP | SAH | SAH
SAH7527 | Patient Controlled Pump | 378348 | BD | 8120 | Alaris PCA 8120 | 05/17/2014 | IU | Active | 1105-85160 | SAH-Sterile Processing | na | SAH | SAH
SAH7528 | Large Volume Pump Module | 378348 | BD | 8100 | Alaris Pump | 05/31/2012 | IU | Active | 1105-85160 | SAH-Sterile Processing | 920000849-0-CIP | SAH | SAH
SAH7529 | Large Volume Pump Module | 378348 | BD | 8100 | Alaris Pump | 05/31/2012 | IU | Active | 1105-85160 | SAH-Sterile Processing | 920000849-0-CIP | SAH | SAH
SAH7534 | Large Volume Pump Module | 378348 | BD | 8100 | Alaris Pump | 05/31/2012 | IU | Active | 1105-85160 | SAH-Sterile Processing | 920000849-0-CIP | SAH | SAH
SAH7540 | US Doppler Flow Detector | 102998 | Parks Medical Electronics Inc | 811BL |  | 06/25/2012 | 04 | Inventory | 1105-12530 | SAH-Surgical Unit I AT4 | na | SAH | SAH
SAH7541 | Head Light | 101850 | Welch Allyn Inc A Subsidiary | 79103 | 79103 | 10/19/1999 | IU | Active | 1105-34620 | SAH-Radiation Therapy | 000 | SAH | SAH
SAH7542 | Electron Foam Cutter | 106920 | MED-TEC Inc | MT900 | MT900 | 02/13/2012 | 04 | Inventory | 1105-34620 | SAH-Radiation Therapy | unknown | SAH | SAH
SAH7548 | Telemetry Transmitter | 440964 | GE Healthcare Technologies | ApexPro CH | ApexPro CH | 01/06/2016 | 04 | Inventory | 1105-10600 | SAH-Monitor Techs CMU | 611000701-0-CAP | SAH | SAH
SAH7556 | Telemetry Transmitter | 440964 | GE Healthcare Technologies | ApexPro CH | ApexPro CH | 01/31/2012 | 04 | Inventory | 1105-10600 | SAH-Monitor Techs CMU | 611000482-CAP | SAH | SAH
SAH7557 | Large Volume Pump Module | 378348 | BD | 8100 | Alaris Pump | 11/30/2018 | IU | Active | 1105-37250 | SAH-Infusion Center | 626001972 | SAH | SAH
SAH7558 | Large Volume Pump Module | 378348 | BD | 8100 | Alaris Pump | 11/30/2018 | IU | Active | 1105-37250 | SAH-Infusion Center | 626001972 | SAH | SAH
SAH7559 | Large Volume Pump Module | 378348 | BD | 8100 | Alaris Pump | 11/30/2018 | IU | Active | 1105-37250 | SAH-Infusion Center | 626001972 | SAH | SAH
SAH7560 | Large Volume Pump Module | 378348 | BD | 8100 | Alaris Pump | 11/30/2018 | IU | Active | 1105-37250 | SAH-Infusion Center | 626001972 | SAH | SAH
SAH7561 | Large Volume Pump Module | 378348 | BD | 8100 | Alaris Pump | 11/30/2018 | IU | Active | 1105-37250 | SAH-Infusion Center | 626001972 | SAH | SAH
SAH7562 | Large Volume Pump Module | 378348 | BD | 8100 | Alaris Pump | 11/30/2018 | IU | Active | 1105-37250 | SAH-Infusion Center | 626001972 | SAH | SAH
SAH7563 | Large Volume Pump Module | 378348 | BD | 8100 | Alaris Pump | 05/31/2012 | IU | Active | 1105-85160 | SAH-Sterile Processing | 920000849-0-CIP | SAH | SAH
SAH7564 | Large Volume Pump Module | 378348 | BD | 8100 | Alaris Pump | 05/31/2012 | IU | Active | 1105-37250 | SAH-Infusion Center | 920000849-0-CIP | SAH | SAH
SAH7565 | Large Volume Pump Module | 378348 | BD | 8100 | Alaris Pump | 05/31/2012 | IU | Active | 1105-85160 | SAH-Sterile Processing | 920000849-0-CIP | SAH | SAH
SAH7566 | Telemetry Transmitter | 440964 | GE Healthcare Technologies | ApexPro CH | ApexPro CH | 05/02/2017 | 04 | Inventory | 1105-10600 | SAH-Monitor Techs CMU | 826125665-0-SVC | SAH | SAH
SAH7567 | Telemetry Transmitter | 440964 | GE Healthcare Technologies | ApexPro CH | ApexPro CH | 03/30/2009 | 04 | Inventory | 1105-10600 | SAH-Monitor Techs CMU | 000 | SAH | SAH
SAH7568 | Telemetry Transmitter | 440964 | GE Healthcare Technologies | ApexPro CH | ApexPro CH | 11/22/2014 | 04 | Inventory | 1105-10600 | SAH-Monitor Techs CMU | Exchanged | SAH | SAH
SAH7573 | Telemetry Transmitter | 440964 | GE Healthcare Technologies | ApexPro CH | ApexPro CH | 07/10/2018 | 04 | Inventory | 1105-10600 | SAH-Monitor Techs CMU | 260642282 | SAH | SAH
SAH7574 | Telemetry Transmitter | 440964 | GE Healthcare Technologies | ApexPro CH | ApexPro CH | 06/21/2010 | 04 | Inventory | 1105-10600 | SAH-Monitor Techs CMU | 000 | SAH | SAH
SAH7576 | Telemetry Transmitter | 440964 | GE Healthcare Technologies | ApexPro CH | ApexPro CH | 09/04/2018 | 04 | Inventory | 1105-10600 | SAH-Monitor Techs CMU | exchange | SAH | SAH
SAH7580 | Telemetry Transmitter | 440964 | GE Healthcare Technologies | ApexPro CH | ApexPro CH | 01/06/2016 | 04 | Inventory | 1105-10600 | SAH-Monitor Techs CMU | 611000707-0-CAP | SAH | SAH
SAH7582 | Telemetry Transmitter | 440964 | GE Healthcare Technologies | ApexPro CH | ApexPro CH | 12/30/2008 | 04 | Inventory | 1105-10600 | SAH-Monitor Techs CMU | 000 | SAH | SAH
SAH7585 | Telemetry Transmitter | 440964 | GE Healthcare Technologies | ApexPro CH | ApexPro CH | 09/14/2018 | 04 | Inventory | 1105-10600 | SAH-Monitor Techs CMU | exchange | SAH | SAH
SAH7586 | Telemetry Transmitter | 440964 | GE Healthcare Technologies | ApexPro CH | ApexPro CH | 07/05/2013 | 04 | Inventory | 1105-10600 | SAH-Monitor Techs CMU | NA | SAH | SAH
SAH7588 | Telemetry Transmitter | 440964 | GE Healthcare Technologies | ApexPro CH | ApexPro CH | 01/06/2016 | 04 | Inventory | 1105-10600 | SAH-Monitor Techs CMU | 611000701-0-CAP | SAH | SAH
SAH7589 | Telemetry Transmitter | 440964 | GE Healthcare Technologies | ApexPro CH | ApexPro CH | 02/26/2018 | 04 | Inventory | 1105-10600 | SAH-Monitor Techs CMU | 711007554-0-CES | SAH | SAH
SAH7602 | Touch Screen Pulse Oximeter | 371567 | Masimo Corp | Radical 7 | Radical 7 | 07/28/2003 | IU | Active | 1105-12245 | SAH-Oncology Unit AT6 | 000 | SAH | SAH
SAH7603 | Pulse Ox Docking Station | 371567 | Masimo Corp | RDS-1 | Radical Cradle | 09/10/2004 | 04 | Inventory | 1105-35000 | SAH-Respiratory Care Services 2nd | FIU | SAH | SAH
SAH7605 | Endometrial Ablation System | 106487 | Hologic Inc | RFC2010-115 | NovaSure 10 | 10/04/2018 | IU | Active | 1105-21100 | SAH-Surgery | 811022372 | SAH | SAH
SAH7611 | UPS | 108649 | APC-American Power Conversion | BK1500G | Back-UPS Pro 1500 | 01/03/2019 | IU | Active | 1105-88570 | SAH-Clinical Engineering | Staples | SAH | SAH
SAH7614 | Telemetry Transmitter | 440964 | GE Healthcare Technologies | ApexPro CH | ApexPro CH | 01/06/2016 | 04 | Inventory | 1105-10600 | SAH-Monitor Techs CMU | 611000701-0-CAP | SAH | SAH
SAH7615 | Temporal Infrared Thermometer | 107875 | Exergen Corp | TAT-5000 | TAT-5000 | 12/13/2018 | 04 | Inventory | 1105-13102 | SAH-Intensive Care Unit II 3NW | BISC | SAH | SAH
SAH7616 | Vital Signs Monitor | 101850 | Welch Allyn Inc A Subsidiary | VSM 6000 SERIES | VSM 6000 SERIES | 12/07/2018 | IU | Active | 1105-37250 | SAH-Infusion Center | 260665803 | SAH | SAH
SAH7617 | Telemetry Transmitter | 440964 | GE Healthcare Technologies | ApexPro CH | ApexPro CH | 11/26/2018 | 04 | Inventory | 1105-10600 | SAH-Monitor Techs CMU | 260668690 | SAH | SAH
SAH7619 | Telemetry Transmitter | 440964 | GE Healthcare Technologies | ApexPro CH | ApexPro CH | 11/26/2018 | 04 | Inventory | 1105-10600 | SAH-Monitor Techs CMU | 260668690 | SAH | SAH
SAH7620 | Large Volume Pump Module | 378348 | BD | 8100 | Alaris Pump | 05/31/2012 | IU | Active | 1105-85160 | SAH-Sterile Processing | 920000849-0-CIP | SAH | SAH
SAH7621 | Telemetry Transmitter | 440964 | GE Healthcare Technologies | ApexPro CH | ApexPro CH | 09/14/2018 | 04 | Inventory | 1105-10600 | SAH-Monitor Techs CMU | exchange | SAH | SAH
SAH7622 | Telemetry Transmitter | 440964 | GE Healthcare Technologies | ApexPro CH | ApexPro CH | 01/06/2016 | 04 | Inventory | 1105-10600 | SAH-Monitor Techs CMU | 611000707-0-CAP | SAH | SAH
SAH7632 | Telemetry Transmitter | 440964 | GE Healthcare Technologies | ApexPro CH | ApexPro CH | 01/06/2016 | 04 | Inventory | 1105-10600 | SAH-Monitor Techs CMU | 611000701-0-CAP | SAH | SAH
SAH7633 | Vital Signs Monitor | 101850 | Welch Allyn Inc A Subsidiary | VSM 6000 SERIES | VSM 6000 SERIES | 11/27/2018 | IU | Active | 1105-37250 | SAH-Infusion Center | 626001991-0-CAP | SAH | SAH
SAH7634 | Vital Signs Monitor | 101850 | Welch Allyn Inc A Subsidiary | VSM 6000 SERIES | VSM 6000 SERIES | 11/27/2018 | IU | Active | 1105-34620 | SAH-Radiation Therapy | 626001991-0-CAP | SAH | SAH
SAH7635 | Vital Signs Monitor | 101850 | Welch Allyn Inc A Subsidiary | VSM 6000 SERIES | VSM 6000 SERIES | 11/27/2018 | IU | Active | 1105-37250 | SAH-Infusion Center | 626001991-0-CAP | SAH | SAH
SAH7637 | Pump Control Unit 5.7 Screen | 378348 | BD | 8015LS | Alaris PC 5.7 SCREEN | 05/21/2018 | IU | Active | 1105-10000 | SAH-Nursing Administration | 411000421-0-CRE | SAH | SAH
SAH7638 | Large Volume Pump Module | 378348 | BD | 8100 | Alaris Pump | 05/21/2018 | IU | Active | 1105-10000 | SAH-Nursing Administration | 411000421-0-CRE | SAH | SAH
SAH7639 | Large Volume Pump Module | 378348 | BD | 8100 | Alaris Pump | 05/31/2012 | IU | Active | 1105-85160 | SAH-Sterile Processing | 920000849-0-CIP | SAH | SAH
SAH7640 | Large Volume Pump Module | 378348 | BD | 8100 | Alaris Pump | 05/31/2012 | IU | Active | 1105-85160 | SAH-Sterile Processing | 920000849-0-CIP | SAH | SAH
SAH7641 | 0-60 Digital Pressure Gauge | 451564 | Ashcroft Inc | 302089SD02L60 | 302089SD02L60 | 02/19/2014 | IU | Active | 1105-88570 | SAH-Clinical Engineering | NA | SAH | SAH
SAH7643 | Thermocouple | 178848 | Fluke Biomedical | 80TK | 80 TK | 01/03/2013 | IU | Active | 1105-88570 | SAH-Clinical Engineering | 711007089-0-CES | SAH | SAH
SAH7646 | Pressure Trans Tester | 103373 | Utah Medical Products Inc | 650-900 | Veri-Cal | 02/16/2017 | IU | Active | 1105-88570 | SAH-Clinical Engineering | 711006460-0-CES | SAH | SAH
SAH7647 | Electrical Safety Analyzer | R10051 | Rigel Medical | SafeTest 50 | SafeTest 50 | 06/07/2017 | IU | Active | 1105-88570 | SAH-Clinical Engineering | 711006795-0-CES | SAH | SAH
SAH7648 | Simulators, Noninvasive Blood | 451211 | Pronk Technologies Inc | SC-5 | SimCube | 07/17/2008 | IU | Active | 1105-88570 | SAH-Clinical Engineering | 000 | SAH | SAH
SAH7649 | Multimeter | 178848 | Fluke Biomedical | 179 | 179 | 01/15/2007 | IU | Active | 1105-88570 | SAH-Clinical Engineering | FIU | SAH | SAH
SAH7650 | Multimeter | 178848 | Fluke Biomedical | 179 | 179 | 01/15/2007 | IU | Active | 1105-88570 | SAH-Clinical Engineering | na | SAH | SAH
SAH7651 | Multi-Parameter Patient Simula | 451211 | Pronk Technologies Inc | SL-8 SimSlim | SL-8 SimSlim | 06/05/2017 | IU | Active | 1105-88570 | SAH-Clinical Engineering | 711006808-0-CES | SAH | SAH
SAH7652 | Electrical Safety Analyzer | R10051 | Rigel Medical | SafeTest 50 | SafeTest 50 | 06/07/2017 | IU | Active | 1105-88570 | SAH-Clinical Engineering | 711006795-0-CES | SAH | SAH
SAH7653 | Certifier FA Test System | 105413 | TSI Inc | 4071A | 4071A | 01/04/2013 | IU | Active | 1105-88570 | SAH-Clinical Engineering | NA | SAH | SAH
SAH7654 | Photo/Contact Tachometer | 103182 | Extech Instruments Corp | 461995 | Photo/Contact Tachom | 02/01/2014 | IU | Active | 1105-88570 | SAH-Clinical Engineering | n/a | SAH | SAH
SAH7655 | Stop Watch | 103182 | Extech Instruments Corp | 365510 | Stopwatch/Clock | 02/01/2014 | IU | Active | 1105-88570 | SAH-Clinical Engineering | NA | SAH | SAH
SAH7656 | Photo Tachometer | 103182 | Extech Instruments Corp | 461893 | Photo Tachometer | 01/15/2007 | IU | Active | 1105-88570 | SAH-Clinical Engineering | N/A | SAH | SAH
SAH7657 | Water Flow - Temp Tester | 101281 | Gaymar Industries Inc Div Stry | TPT9 | TPT9 | 01/03/2013 | IU | Active | 1105-88570 | SAH-Clinical Engineering | NA | SAH | SAH
SAH7658 | 0-60 Digital Pressure Gauge | 451564 | Ashcroft Inc | 302089SD02L60 | 302089SD02L60 | 03/10/2016 | IU | Active | 1105-88570 | SAH-Clinical Engineering | 711005427-0-CES | SAH | SAH
SAH7660 | SPO2 Simulator | 451211 | Pronk Technologies Inc | OXSIM OX-1 | Oxsim | 03/07/2016 | IU | Active | 1105-88570 | SAH-Clinical Engineering | stock | SAH | SAH
SAH7662 | Multi-Parameter Patient Simula | 451211 | Pronk Technologies Inc | SL-8 SimSlim | SL-8 SimSlim | 06/05/2017 | IU | Active | 1105-88570 | SAH-Clinical Engineering | 711006808-0-CES | SAH | SAH
SAH7665 | Scale | 107660 | Sartorius Stedim North America | AY212 | M-Prove | 12/01/2013 | IU | Active | 1105-88570 | SAH-Clinical Engineering | na | SAH | SAH
SAH7667 | VENTILATOR TESTER | 105413 | TSI Inc | 4078 | CERTIFIER FA | 02/14/2012 | IU | Active | 1105-88570 | SAH-Clinical Engineering | UNKNOWN | SAH | SAH
SAH7668 | Certifier FA Test System | 105413 | TSI Inc | 4074A | 4074A | 01/04/2013 | IU | Active | 1105-88570 | SAH-Clinical Engineering | NA | SAH | SAH
SAH7671 | Electrical Safety Analyzer | R10051 | Rigel Medical | SafeTest 50 | SafeTest 50 | 03/02/2018 | IU | Active | 1105-88570 | SAH-Clinical Engineering | 711007579-0-CES | SAH | SAH
SAH7672 | SpO2 Tester | 178848 | Fluke Biomedical | PROSIM SpO2 | SPOT LIGHT | 07/03/2013 | IU | Active | 1105-88570 | SAH-Clinical Engineering | 711003221-0-CES | SAH | SAH
SAH7673 | SpO2 Tester | 178848 | Fluke Biomedical | PROSIM SpO2 | SPOT LIGHT | 07/03/2013 | IU | Active | 1105-88570 | SAH-Clinical Engineering | 711003221-0-CES | SAH | SAH
SAH7674 | External Pacemaker Analyzer | 178848 | Fluke Biomedical | SigmaPace | SigmaPace | 05/14/2012 | IU | Active | 1105-88570 | SAH-Clinical Engineering | na | SAH | SAH
SAH7675 | Electrical Safety Analyzer | 178848 | Fluke Biomedical | ESA612 | Electrical Safety An | 05/14/2012 | IU | Active | 1105-88570 | SAH-Clinical Engineering | UNKNOWN | SAH | SAH
SAH7678 | Network Analyzer | 178848 | Fluke Biomedical | AT1000 | Link Runner | 03/27/2014 | 04 | Inventory | 1105-88570 | SAH-Clinical Engineering | unknown | SAH | SAH
SAH7679 | Oscilloscope | 104341 | Tektronix Inc | TPS2014 |  | 05/11/2007 | IU | Active | 1105-88570 | SAH-Clinical Engineering | 000 | SAH | SAH
SAH7680 | Temporal Infrared Thermometer | 107875 | Exergen Corp | TAT-5000 | TAT-5000 | 05/16/2016 | 04 | Inventory | 1105-21500 | SAH-PACU | exchanged | SAH | SAH
SAH7681 | Simulators, Noninvasive Blood | 451211 | Pronk Technologies Inc | SC-5 | SimCube | 07/17/2008 | IU | Active | 1105-88570 | SAH-Clinical Engineering | 000 | SAH | SAH
SAH7685 | Respitory Test Equipment | 170479 | Ingmar Medical | 1500100 | Quick Lung | 06/08/2016 | 04 | Inventory | 1105-88570 | SAH-Clinical Engineering | 711005725-0-CES | SAH | SAH
SAH7686 | Certifier FA Test System | 105413 | TSI Inc | 4088D | Certifier FA PLus | 09/27/2017 | IU | Active | 1105-88570 | SAH-Clinical Engineering | 626000611-0-CAP | SAH | SAH
SAH7687 | Air Flow Analyzer / HI Flow | 105413 | TSI Inc | 4081 |  | 09/27/2017 | IU | Active | 1105-88570 | SAH-Clinical Engineering | 626000611-0-CAP | SAH | SAH
SAH7688 | ESU Analyzer | R10051 | Rigel Medical | Uni-Therm | Uni-Therm | 01/26/2018 | IU | Active | 1105-88570 | SAH-Clinical Engineering | 626000921-0-CAP | SAH | SAH
SAH7691 | Service Test Box | 101850 | Welch Allyn Inc A Subsidiary | 106270 | 106270 | 06/27/2017 | 04 | Inventory | 1105-88570 | SAH-Clinical Engineering | 711006889-0-CES | SAH | SAH
SAH7692 | Temporal Infrared Thermometer | 107875 | Exergen Corp | TAT-5000 | TAT-5000 | 08/23/2018 | 04 | Inventory | 1105-13100 | SAH-Intensive Care Unit | EXCHANGE | SAH | SAH
SAH7693 | Calibration Tester | 101850 | Welch Allyn Inc A Subsidiary | 9600 Plus | 9600 Calibration | 09/20/2013 | IU | Active | 1105-88570 | SAH-Clinical Engineering | 711003366-0-CES | SAH | SAH
SAH7694 | Calibration Tester | 101850 | Welch Allyn Inc A Subsidiary | 9600 Plus | 9600 Calibration | 02/19/2015 | IU | Active | 1105-88570 | SAH-Clinical Engineering | 711004520-0-CES | SAH | SAH
SAH7696 | Simulators, Noninvasive Blood | 451211 | Pronk Technologies Inc | SC-5 | SimCube | 03/07/2016 | IU | Active | 1105-88570 | SAH-Clinical Engineering | stock | SAH | SAH
SAH7697 | Wide Range Precision Resistanc | 104883 | IET Labs Inc | RS-201W | RS-201W | 06/20/2016 | IU | Active | 1105-88570 | SAH-Clinical Engineering | 711005556-0-CES | SAH | SAH
SAH7698 | Air Flow Analyzer / Lo Flow | 105413 | TSI Inc | 4082C | 4082C | 09/27/2017 | IU | Active | 1105-88570 | SAH-Clinical Engineering | 626000611-0-CAP | SAH | SAH
SAH7700 | Patient Controlled Pump | 378348 | BD | 8120 | Alaris PCA 8120 | 05/17/2014 | IU | Active | 1105-85160 | SAH-Sterile Processing | na | SAH | SAH
SAH7701 | Large Volume Pump Module | 378348 | BD | 8100 | Alaris Pump | 05/31/2012 | IU | Active | 1105-85160 | SAH-Sterile Processing | 920000849-0-CIP | SAH | SAH
SAH7702 | Large Volume Pump Module | 378348 | BD | 8100 | Alaris Pump | 05/31/2012 | IU | Active | 1105-85160 | SAH-Sterile Processing | 920000849-0-CIP | SAH | SAH
SAH7704 | Scale | 107660 | Sartorius Stedim North America | AY212 | M-Prove | 12/01/2013 | IU | Active | 1105-88570 | SAH-Clinical Engineering | na | SAH | SAH
SAH7706 | Telemetry Transmitter | 440964 | GE Healthcare Technologies | ApexPro CH | ApexPro CH | 01/06/2016 | 04 | Inventory | 1105-10600 | SAH-Monitor Techs CMU | 611000707-0-CAP | SAH | SAH
SAH7707 | Large Volume Pump Module | 378348 | BD | 8100 | Alaris Pump | 05/31/2012 | IU | Active | 1105-85160 | SAH-Sterile Processing | 920000849-0-CIP | SAH | SAH
SAH7709 | Large Volume Pump Module | 378348 | BD | 8100 | Alaris Pump | 05/31/2012 | IU | Active | 1105-85160 | SAH-Sterile Processing | 920000849-0-CIP | SAH | SAH
SAH7710 | Multimeter | 178848 | Fluke Biomedical | 179 | 179 | 03/08/2007 | IU | Active | 1105-88570 | SAH-Clinical Engineering | 000 | SAH | SAH
SAH7713 | Fiberglass 6 FT Ladder | W10019 | Werner Co | 7206 | 7206 | 12/24/2015 | IU | Active | 1105-88570 | SAH-Clinical Engineering | FOUND IN USE | SAH | SAH
SAH7714 | 12 ft Fiberglass Ladder | W10019 | Werner Co | P6206 | P6206 | 12/30/2015 | IU | Active | 1105-88570 | SAH-Clinical Engineering | 00 | SAH | SAH
SAH7715 | Fiberglass 6 FT Ladder | W10019 | Werner Co | 7206 | 7206 | 06/22/2007 | IU | Active | 1105-88570 | SAH-Clinical Engineering | 000 | SAH | SAH
SAH7716 | Electronic Thermometer | 101850 | Welch Allyn Inc A Subsidiary | 679 | SURE TEMP | 04/01/2012 | 04 | Inventory | 1105-37250 | SAH-Infusion Center | NA | SAH | SAH
SAH7717 | Large Volume Pump Module | 378348 | BD | 8100 | Alaris Pump | 05/31/2012 | IU | Active | 1105-85160 | SAH-Sterile Processing | 920000849-0-CIP | SAH | SAH
SAH7719 | Pediatric/Infant Scale | 101850 | Welch Allyn Inc A Subsidiary | 4802D-AK | 4802D | 12/17/2018 | IU | Active | 1105-21100 | SAH-Surgery | 260672233 | SAH | SAH
SAH7720 | Feeding Pump | 452294 | Covidien (US) | 382400 | KANGAROO ePump | 08/08/2012 | IU | Active | 1105-85160 | SAH-Sterile Processing | 611000509 | SAH | SAH
SAH7722 | Temporal Infrared Thermometer | 107875 | Exergen Corp | TAT-5000 | TAT-5000 | 11/14/2011 | 04 | Inventory | 1105-34620 | SAH-Radiation Therapy | 711002186-0-CES | SAH | SAH
SAH7723 | Large Volume Pump Module | 378348 | BD | 8100 | Alaris Pump | 03/19/2015 | IU | Active | 1105-85160 | SAH-Sterile Processing | 611000670-0-CAP | SAH | SAH
SAH7725 | Physicians Scale | 101694 | Scale-Tronix Inc | 5100SP | Physicians Scale | 12/18/2018 | IU | Active | 1105-12245 | SAH-Oncology Unit AT6 | FIU | SAH | SAH
SAH7727 | Large Volume Pump Module | 378348 | BD | 8100 | Alaris Pump | 05/21/2018 | IU | Active | 1105-10000 | SAH-Nursing Administration | 411000421-0-CRE | SAH | SAH
SAH7728 | Large Volume Pump Module | 378348 | BD | 8100 | Alaris Pump | 05/21/2018 | IU | Active | 1105-10000 | SAH-Nursing Administration | 411000421-0-CRE | SAH | SAH
SAH7729 | Large Volume Pump Module | 378348 | BD | 8100 | Alaris Pump | 05/31/2012 | IU | Active | 1105-85160 | SAH-Sterile Processing | 920000849-0-CIP | SAH | SAH
SAH7730 | Pump Control Unit 5.7 Screen | 378348 | BD | 8015LS | Alaris PC 5.7 SCREEN | 05/21/2018 | IU | Active | 1105-10000 | SAH-Nursing Administration | 411000421-0-CRE | SAH | SAH
SAH7731 | Pump Control Unit 5.7 Screen | 378348 | BD | 8015LS | Alaris PC 5.7 SCREEN | 05/21/2018 | IU | Active | 1105-10000 | SAH-Nursing Administration | 411000421-0-CRE | SAH | SAH
SAH7732 | LP20e Defibrillator/Pacer | 452575 | Physio-Control Inc | LP20E | LIFEPAK 20E | 12/26/2018 | LS | High Risk | 1105-21221 | SAH-Endoscopy (2SE) | 626002092-0-CAP | SAH | SAH
SAH7733 | LP20e Defibrillator/Pacer | 452575 | Physio-Control Inc | LP20E | LIFEPAK 20E | 12/26/2018 | LS | High Risk | 1105-23100 | SAH-Emergency Service | 626002092-0-CAP | SAH | SAH
SAH7734 | LP20e Defibrillator/Pacer | 452575 | Physio-Control Inc | LP20E | LIFEPAK 20E | 12/26/2018 | LS | High Risk | 1105-12530 | SAH-Surgical Unit I AT4 | 626002092-0-CAP | SAH | SAH
SAH7735 | LP20e Defibrillator/Pacer | 452575 | Physio-Control Inc | LP20E | LIFEPAK 20E | 12/26/2018 | LS | High Risk | 1105-12530 | SAH-Surgical Unit I AT4 | 626002092-0-CAP | SAH | SAH
SAH7736 | LP20e Defibrillator/Pacer | 452575 | Physio-Control Inc | LP20E | LIFEPAK 20E | 12/26/2018 | LS | High Risk | 1105-21500 | SAH-PACU | 626002092-0-CAP | SAH | SAH
SAH7737 | LP20e Defibrillator/Pacer | 452575 | Physio-Control Inc | LP20E | LIFEPAK 20E | 12/26/2018 | LS | High Risk | 1105-23100 | SAH-Emergency Service | 626002092-0-CAP | SAH | SAH
SAH7738 | LP20e Defibrillator/Pacer | 452575 | Physio-Control Inc | LP20E | LIFEPAK 20E | 12/26/2018 | LS | High Risk | 1105-12154 | SAH-Cardiovascular Tele PT3 | 626002092-0-CAP | SAH | SAH
SAH7739 | LP20e Defibrillator/Pacer | 452575 | Physio-Control Inc | LP20E | LIFEPAK 20E | 12/26/2018 | LS | High Risk | 1105-12154 | SAH-Cardiovascular Tele PT3 | 626002092-0-CAP | SAH | SAH
SAH7740 | LP20e Defibrillator/Pacer | 452575 | Physio-Control Inc | LP20E | LIFEPAK 20E | 12/26/2018 | LS | High Risk | 1105-12154 | SAH-Cardiovascular Tele PT3 | 626002092-0-CAP | SAH | SAH
SAH7741 | LP20e Defibrillator/Pacer | 452575 | Physio-Control Inc | LP20E | LIFEPAK 20E | 12/26/2018 | LS | High Risk | 1105-21221 | SAH-Endoscopy (2SE) | 626002092-0-CAP | SAH | SAH
SAH7744 | Dual Chamber Pacemaker | 398065 | Medtronic Inc Cardiac Rhythm M | 5392 | 5392 | 01/14/2019 | LS | High Risk | 1105-30610 | SAH-Cardiac Cath Lab | 626002158-0-CAP | SAH | SAH
SAH7745 | Dual Chamber Pacemaker | 398065 | Medtronic Inc Cardiac Rhythm M | 5392 | 5392 | 01/14/2019 | LS | High Risk | 1105-30610 | SAH-Cardiac Cath Lab | 626002158-0-CAP | SAH | SAH
SAH7747 | Dual Chamber Pacemaker | 398065 | Medtronic Inc Cardiac Rhythm M | 5392 | 5392 | 01/14/2019 | LS | High Risk | 1105-30610 | SAH-Cardiac Cath Lab | 626002158-0-CAP | SAH | SAH
SAH7748 | Dual Chamber Pacemaker | 398065 | Medtronic Inc Cardiac Rhythm M | 5392 | 5392 | 01/14/2019 | LS | High Risk | 1105-30610 | SAH-Cardiac Cath Lab | 626002158-0-CAP | SAH | SAH
SAH7749 | Dual Chamber Pacemaker | 398065 | Medtronic Inc Cardiac Rhythm M | 5392 | 5392 | 01/14/2019 | LS | High Risk | 1105-30610 | SAH-Cardiac Cath Lab | 626002158-0-CAP | SAH | SAH
SAH7753 | Large Volume Pump Module | 378348 | BD | 8100 | Alaris Pump | 05/31/2012 | IU | Active | 1105-85160 | SAH-Sterile Processing | 920000849-0-CIP | SAH | SAH
SAH7755 | Large Volume Pump Module | 378348 | BD | 8100 | Alaris Pump | 05/31/2012 | IU | Active | 1105-37250 | SAH-Infusion Center | 920000849-0-CIP | SAH | SAH
SAH7759 | Large Volume Pump Module | 378348 | BD | 8100 | Alaris Pump | 05/31/2012 | IU | Active | 1105-85160 | SAH-Sterile Processing | 920000849-0-CIP | SAH | SAH
SAH7770 | Large Volume Pump Module | 378348 | BD | 8100 | Alaris Pump | 03/19/2015 | IU | Active | 1105-85160 | SAH-Sterile Processing | 611000670-0-CAP | SAH | SAH
SAH7771 | Large Volume Pump Module | 378348 | BD | 8100 | Alaris Pump | 03/19/2015 | IU | Active | 1105-85160 | SAH-Sterile Processing | 611000670-0-CAP | SAH | SAH
SAH7772 | Large Volume Pump Module | 378348 | BD | 8100 | Alaris Pump | 12/12/2016 | IU | Active | 1105-85160 | SAH-Sterile Processing | 260534611 | SAH | SAH
SAH7773 | Large Volume Pump Module | 378348 | BD | 8100 | Alaris Pump | 12/05/2017 | MI | Missing | 1105-21221 | SAH-Endoscopy (2SE) | 411000326-0-CRE | SAH | SAH
SAH7775 | Large Volume Pump Module | 378348 | BD | 8100 | Alaris Pump | 05/31/2012 | IU | Active | 1105-85160 | SAH-Sterile Processing | 920000849-0-CIP | SAH | SAH
SAH7779 | Surgical Boom | 107114 | STERIS Corp | HarmonyAIR | HarmonyAIR | 07/19/2018 | IU | Active | 1105-21100 | SAH-Surgery | 411000380-0-CRE | SAH | SAH
SAH7780 | Surgical Boom | 107114 | STERIS Corp | HarmonyAIR | HarmonyAIR | 07/16/2018 | IU | Active | 1105-21100 | SAH-Surgery | 411000381-0-CRE | SAH | SAH
SAH7781 | Surgical Boom | 107114 | STERIS Corp | HarmonyAIR | HarmonyAIR | 10/04/2018 | IU | Active | 1105-21100 | SAH-Surgery | 411000381-0-CRE | SAH | SAH
SAH7782 | Surgical Boom | 107114 | STERIS Corp | HarmonyAIR | HarmonyAIR | 07/19/2018 | IU | Active | 1105-21100 | SAH-Surgery | 411000381-0-CRE | SAH | SAH
SAH7783 | Patient Data Module | 440964 | GE Healthcare Technologies | 2016793-003 | PDM | 06/21/2018 | IU | Active | 1105-21500 | SAH-PACU | 411000313-0-CRE | SAH | SAH
SAH7784 | Patient Data Module | 440964 | GE Healthcare Technologies | 2016793-003 | PDM | 06/21/2018 | IU | Active | 1105-21500 | SAH-PACU | 411000313-0-CRE | SAH | SAH
SAH7785 | Patient Data Module | 440964 | GE Healthcare Technologies | 2016793-003 | PDM | 06/21/2018 | IU | Active | 1105-21500 | SAH-PACU | 411000313-0-CRE | SAH | SAH
SAH7786 | Patient Data Module | 440964 | GE Healthcare Technologies | 2016793-003 | PDM | 06/21/2018 | IU | Active | 1105-21500 | SAH-PACU | 411000313-0-CRE | SAH | SAH
SAH7787 | Surgical Boom | 107114 | STERIS Corp | HarmonyAIR | HarmonyAIR | 10/04/2018 | IU | Active | 1105-21100 | SAH-Surgery | 411000381-0-CRE | SAH | SAH
SAH7789 | Large Volume Pump Module | 378348 | BD | 8100 | Alaris Pump | 12/12/2016 | IU | Active | 1105-85160 | SAH-Sterile Processing | 260534611 | SAH | SAH
SAH7791 | Patient Data Module | 440964 | GE Healthcare Technologies | 2016793-003 | PDM | 06/21/2018 | IU | Active | 1105-21500 | SAH-PACU | 411000313-0-CRE | SAH | SAH
SAH7792 | Patient Data Module | 440964 | GE Healthcare Technologies | 2016793-003 | PDM | 06/21/2018 | IU | Active | 1105-21500 | SAH-PACU | 411000313-0-CRE | SAH | SAH
SAH7793 | Patient Data Module | 440964 | GE Healthcare Technologies | 2016793-003 | PDM | 06/21/2018 | IU | Active | 1105-21500 | SAH-PACU | 411000313-0-CRE | SAH | SAH
SAH7800 | Large Volume Pump Module | 378348 | BD | 8100 | Alaris Pump | 12/12/2016 | IU | Active | 1105-85160 | SAH-Sterile Processing | 260534611 | SAH | SAH
SAH7801 | Large Volume Pump Module | 378348 | BD | 8100 | Alaris Pump | 05/31/2012 | IU | Active | 1105-85160 | SAH-Sterile Processing | 920000849-0-CIP | SAH | SAH
SAH7802 | Pump Control Unit 5.7 Screen | 378348 | BD | 8015LS | Alaris PC 5.7 SCREEN | 05/17/2014 | IU | Active | 1105-85160 | SAH-Sterile Processing | na | SAH | SAH
SAH7803 | Pump Control Unit 5.7 Screen | 378348 | BD | 8015LS | Alaris PC 5.7 SCREEN | 03/19/2015 | IU | Active | 1105-85160 | SAH-Sterile Processing | 611000670-0-CAP | SAH | SAH
SAH7806 | Large Volume Pump Module | 378348 | BD | 8100 | Alaris Pump | 05/31/2012 | IU | Active | 1105-85160 | SAH-Sterile Processing | 920000849-0-CIP | SAH | SAH
SAH7808 | Large Volume Pump Module | 378348 | BD | 8100 | Alaris Pump | 05/31/2012 | IU | Active | 1105-85160 | SAH-Sterile Processing | 920000849-0-CIP | SAH | SAH
SAH7809 | Large Volume Pump Module | 378348 | BD | 8100 | Alaris Pump | 05/31/2012 | IU | Active | 1105-85160 | SAH-Sterile Processing | 920000849-0-CIP | SAH | SAH
SAH7810 | Large Volume Pump Module | 378348 | BD | 8100 | Alaris Pump | 05/31/2012 | IU | Active | 1105-85160 | SAH-Sterile Processing | 920000849-0-CIP | SAH | SAH
SAH7811 | Pump Control Unit 5.7 Screen | 378348 | BD | 8015LS | Alaris PC 5.7 SCREEN | 05/17/2014 | IU | Active | 1105-85160 | SAH-Sterile Processing | na | SAH | SAH
SAH7817 | Vital Signs Monitor | 101850 | Welch Allyn Inc A Subsidiary | VSM 6000 SERIES | VSM 6000 SERIES | 02/27/2013 | IU | Active | 1105-12156 | SAH-Observation Close 4Flex | 611000541 | SAH | SAH
SAH7821 | Surgical Boom | 107114 | STERIS Corp | HarmonyAIR | HarmonyAIR | 01/01/2018 | IU | Active | 1105-21100 | SAH-Surgery | 411000381-0-CRE | SAH | SAH
SAH7824 | Medical Grade Digital Printer | 107536 | Stryker Endoscopy | 0240-080-230 | SDP1000 | 06/01/2018 | IU | Active | 1105-21100 | SAH-Surgery | 411000393-0-CRE | SAH | SAH
SAH7826 | LP20e Defibrillator/Pacer | 452575 | Physio-Control Inc | LP20E | LIFEPAK 20E | 03/15/2012 | LS | High Risk | 1105-21221 | SAH-Endoscopy (2SE) | 411000095 | SAH | SAH
SAH7838 | Large Volume Pump Module | 378348 | BD | 8100 | Alaris Pump | 05/31/2012 | IU | Active | 1105-85160 | SAH-Sterile Processing | 920000849-0-CIP | SAH | SAH
SAH7839 | Large Volume Pump Module | 378348 | BD | 8100 | Alaris Pump | 05/31/2012 | IU | Active | 1105-85160 | SAH-Sterile Processing | 920000849-0-CIP | SAH | SAH
SAH7841 | Gas Module | 440964 | GE Healthcare Technologies | E-MiniC-00 | E-MiniC-00 | 07/03/2018 | IU | Active | 1105-21500 | SAH-PACU | 411000313-0-CRE | SAH | SAH
SAH7842 | Gas Module | 440964 | GE Healthcare Technologies | E-MiniC-00 | E-MiniC-00 | 07/03/2018 | IU | Active | 1105-21500 | SAH-PACU | 411000313-0-CRE | SAH | SAH
SAH7843 | Gas Module | 440964 | GE Healthcare Technologies | E-MiniC-00 | E-MiniC-00 | 07/03/2018 | IU | Active | 1105-21500 | SAH-PACU | 411000313-0-CRE | SAH | SAH
SAH7844 | Gas Module | 440964 | GE Healthcare Technologies | E-MiniC-00 | E-MiniC-00 | 07/03/2018 | IU | Active | 1105-21500 | SAH-PACU | 411000313-0-CRE | SAH | SAH
SAH7845 | Gas Module | 440964 | GE Healthcare Technologies | E-MiniC-00 | E-MiniC-00 | 07/03/2018 | IU | Active | 1105-21500 | SAH-PACU | 411000313-0-CRE | SAH | SAH
SAH7846 | Gas Module | 440964 | GE Healthcare Technologies | E-MiniC-00 | E-MiniC-00 | 07/03/2018 | IU | Active | 1105-21500 | SAH-PACU | 411000313-0-CRE | SAH | SAH
SAH7848 | Large Volume Pump Module | 378348 | BD | 8100 | Alaris Pump | 05/31/2012 | IU | Active | 1105-85160 | SAH-Sterile Processing | 920000849-0-CIP | SAH | SAH
SAH7850 | Pump Control Unit 4.7 Screen | 378348 | BD | 8015SS | Alaris PC 4.7 SCREEN | 05/31/2012 | IU | Active | 1105-86245 | SAH-Clinical Education | 920000849-0-CIP | SAH | SAH
SAH7854 | Large Volume Pump Module | 378348 | BD | 8100 | Alaris Pump | 05/31/2012 | IU | Active | 1105-85160 | SAH-Sterile Processing | 920000849-0-CIP | SAH | SAH
SAH7856 | Infrared Vein Finder | 455305 | Christie Medical Holdings Inc | Vision2 | VeinViewer Vision2 | 09/16/2016 | IU | Active | 1105-18100 | SAH-Orthopedics Unit | 611000804 | SAH | SAH
SAH7858 | Transport Monitor, Nellcor | 454750 | Mindray North America A Mindra | 6104F-PA000003 | Passport 8 | 11/18/2015 | IU | Active | 1105-18300 | SAH-Urology 6SW | 611000698-0-CAP | SAH | SAH
SAH7859 | Portable Suction | 452041 | Ohio Medical Corp | 758000 | Care E Vac 3 | 12/28/2007 | IU | Active | 1105-18100 | SAH-Orthopedics Unit | 110032509 | SAH | SAH
SAH7865 | Video Monitor Display | 440964 | GE Healthcare Technologies | D19KT | D19KT | 09/05/2019 | IU | Active | 1105-21100 | SAH-Surgery | 411000317-0-CRE | SAH | SAH
SAH7866 | Video Monitor Display | 440964 | GE Healthcare Technologies | D19KT | D19KT | 09/05/2019 | IU | Active | 1105-21100 | SAH-Surgery | 411000317-0-CRE | SAH | SAH
SAH7871 | Patient Data Module | 440964 | GE Healthcare Technologies | 2016793-003 | PDM | 07/17/2018 | IU | Active | 1105-21100 | SAH-Surgery | 411000313-0-CRE | SAH | SAH
SAH7877 | Thoracic Drainage System | 103640 | Medela Inc | 200.5718 | Thopaz Plus | 02/01/2019 | IU | Active | 1105-21100 | SAH-Surgery | 811023626-0-SVC | SAH | SAH
SAH7878 | Thoracic Drainage System | 103640 | Medela Inc | 200.5718 | Thopaz Plus | 02/01/2019 | IU | Active | 1105-21100 | SAH-Surgery | 811023626-0-SVC | SAH | SAH
SAH7879 | Thoracic Drainage System | 103640 | Medela Inc | 200.5718 | Thopaz Plus | 02/01/2019 | IU | Active | 1105-21100 | SAH-Surgery | 811023626-0-SVC | SAH | SAH
SAH7899 | Large Volume Pump Module | 378348 | BD | 8100 | Alaris Pump | 05/31/2012 | IU | Active | 1105-85160 | SAH-Sterile Processing | 920000849-0-CIP | SAH | SAH
SAH7901 | Anesthetic Agent Analyzer | 223154 | BC Group International Inc | AA-8000 | AA-8000 | 02/27/2019 | OS | In - Active | 1105-88570 | SAH-Clinical Engineering | 711008575-0-CES | SAH | SAH
SAH7902 | BayCare CES Laptop | 101883 | Hewlett-Packard | ELITEBOOK 745 G5 | ELITEBOOK 745 G5 | 04/03/2019 | 04 | Inventory | 1105-88570 | SAH-Clinical Engineering | IS refresh | SAH | SAH
SAH7904 | Large Volume Pump Module | 378348 | BD | 8100 | Alaris Pump | 05/31/2012 | IU | Active | 1105-85160 | SAH-Sterile Processing | 920000849-0-CIP | SAH | SAH
SAH7905 | Large Volume Pump Module | 378348 | BD | 8100 | Alaris Pump | 12/12/2016 | IU | Active | 1105-23100 | SAH-Emergency Service | 260534611 | SAH | SAH
SAH7908 | Large Volume Pump Module | 378348 | BD | 8100 | Alaris Pump | 05/31/2012 | IU | Active | 1105-23100 | SAH-Emergency Service | 920000849-0-CIP | SAH | SAH
SAH7909 | Dual Chamber Pacemaker | 398065 | Medtronic Inc Cardiac Rhythm M | 5392 | 5392 | 01/14/2019 | LS | High Risk | 1105-30610 | SAH-Cardiac Cath Lab | 626002158-0-CAP | SAH | SAH
SAH7911 | Large Volume Pump Module | 378348 | BD | 8100 | Alaris Pump | 05/31/2012 | IU | Active | 1105-85160 | SAH-Sterile Processing | 920000849-0-CIP | SAH | SAH
SAH7912 | Large Volume Pump Module | 378348 | BD | 8100 | Alaris Pump | 05/31/2012 | IU | Active | 1105-85160 | SAH-Sterile Processing | 920000849-0-CIP | SAH | SAH
SAH7913 | Large Volume Pump Module | 378348 | BD | 8100 | Alaris Pump | 05/21/2018 | IU | Active | 1105-10000 | SAH-Nursing Administration | 411000421-0-CRE | SAH | SAH
SAH7919 | Patient Data Module | 440964 | GE Healthcare Technologies | 2016793-003 | PDM | 06/21/2018 | IU | Active | 1105-21500 | SAH-PACU | 411000313-0-CRE | SAH | SAH
SAH7924 | Large Volume Pump Module | 378348 | BD | 8100 | Alaris Pump | 05/31/2012 | IU | Active | 1105-85160 | SAH-Sterile Processing | 920000849-0-CIP | SAH | SAH
SAH7925 | Video Monitor Display | 440964 | GE Healthcare Technologies | D19KT | D19KT | 09/05/2019 | IU | Active | 1105-21100 | SAH-Surgery | 411000317-0-CRE | SAH | SAH
SAH7929 | Patient Data Module | 440964 | GE Healthcare Technologies | 2016793-003 | PDM | 11/13/2017 | IU | Active | 1105-13100 | SAH-Intensive Care Unit | 626000585-0-CAP | SAH | SAH
SAH7930 | Bedside Physiologic Monitor | 440964 | GE Healthcare Technologies | B650 | Carescape B650 | 11/13/2017 | IU | Active | 1105-13100 | SAH-Intensive Care Unit | 626000585-0-CAP | SAH | SAH
SAH7931 | Patient Data Module | 440964 | GE Healthcare Technologies | 2016793-003 | PDM | 07/17/2018 | IU | Active | 1105-21100 | SAH-Surgery | 411000313-0-CRE | SAH | SAH
SAH7932 | Digital Recorder/Printer | 440964 | GE Healthcare Technologies | 2062913-001 | PRN-50-M+ | 07/17/2018 | IU | Active | 1105-21100 | SAH-Surgery | 411000317-0-CRE | SAH | SAH
SAH7935 | Rackmount UPS | 106890 | Tripp Lite | SMART1000RM1U | SmartPro 1U | 09/28/2018 | IU | Active | 1105-21100 | SAH-Surgery | 411000380-0-CRE | SAH | SAH
SAH7936 | OR Video Integration Systems | 107114 | STERIS Corp | CXPS System | Black Diamond CXPS | 07/16/2018 | IU | Active | 1105-21100 | SAH-Surgery | 411000380-0-CRE | SAH | SAH
SAH7940 | Large Volume Pump Module | 378348 | BD | 8100 | Alaris Pump | 05/21/2018 | IU | Active | 1105-10000 | SAH-Nursing Administration | 411000421-0-CRE | SAH | SAH
SAH7941 | Large Volume Pump Module | 378348 | BD | 8100 | Alaris Pump | 05/31/2012 | IU | Active | 1105-85160 | SAH-Sterile Processing | 920000849-0-CIP | SAH | SAH
SAH7942 | Telemetry Server | 440964 | GE Healthcare Technologies | MP100R | CARESCAPE PRO SERVER | 02/14/2019 | IU | Active | 1105-18415 | SAH-Neuroscience Unit 5N | 626002102 | SAH | SAH
SAH7945 | Patient Data Module | 440964 | GE Healthcare Technologies | 2016793-003 | PDM | 11/13/2017 | IU | Active | 1105-13102 | SAH-Intensive Care Unit II 3NW | 626000585-0-CAP | SAH | SAH
SAH7946 | Bedside Physiologic Monitor | 440964 | GE Healthcare Technologies | B650 | Carescape B650 | 11/20/2017 | IU | Active | 1105-13100 | SAH-Intensive Care Unit | 626000585-0-CAP | SAH | SAH
SAH7947 | Rackmount UPS | 106890 | Tripp Lite | SMART1000RM1U | SmartPro 1U | 09/28/2018 | IU | Active | 1105-21100 | SAH-Surgery | 411000380-0-CRE | SAH | SAH
SAH7948 | Rackmount UPS | 106890 | Tripp Lite | SMART1000RM1U | SmartPro 1U | 09/28/2018 | IU | Active | 1105-21100 | SAH-Surgery | 411000380-0-CRE | SAH | SAH
SAH7950 | 26 in LED Video Monitor | 107536 | Stryker Endoscopy | 0240-031-020 | VisionPro 26 LED | 08/02/2018 | IU | Active | 1105-21100 | SAH-Surgery | 411000393-0-CRE | SAH | SAH
SAH7951 | 26 in LED Video Monitor | 107536 | Stryker Endoscopy | 0240-031-020 | VisionPro 26 LED | 08/02/2018 | IU | Active | 1105-21100 | SAH-Surgery | 411000393-0-CRE | SAH | SAH
SAH7953 | UPS | 106890 | Tripp Lite | SMART 1200XLHG | SMART 1200XLHG | 07/01/2018 | MI | Missing | 1105-21100 | SAH-Surgery | 411000461-0-CRE | SAH | SAH
SAH7955 | US Doppler Flow Detector | 102998 | Parks Medical Electronics Inc | 811BL |  | 06/01/2011 | 04 | Inventory | 1105-12510 | SAH-Cardiac Medical I (3SW) | 260190111 | SAH | SAH
SAH7956 | Compact Camera Control Box | 102159 | KARL STORZ Endoscopy-America I | 202903 20 | C-Hub II | 11/18/2020 | IU | Active | 1105-21100 | SAH-Surgery | NON-CAPITAL | SAH | SAH
SAH7957 | Digital Recorder/Printer | 440964 | GE Healthcare Technologies | 2062913-001 | PRN-50-M+ | 07/17/2018 | IU | Active | 1105-21100 | SAH-Surgery | 411000317-0-CRE | SAH | SAH
SAH7958 | Patient Data Module | 440964 | GE Healthcare Technologies | 2016793-003 | PDM | 07/17/2018 | IU | Active | 1105-21100 | SAH-Surgery | 411000313-0-CRE | SAH | SAH
SAH7961 | Large Volume Pump Module | 378348 | BD | 8100 | Alaris Pump | 05/31/2012 | IU | Active | 1105-85160 | SAH-Sterile Processing | 920000849-0-CIP | SAH | SAH
SAH7962 | Large Volume Pump Module | 378348 | BD | 8100 | Alaris Pump | 05/31/2012 | IU | Active | 1105-85160 | SAH-Sterile Processing | 920000849-0-CIP | SAH | SAH
SAH7963 | Large Volume Pump Module | 378348 | BD | 8100 | Alaris Pump | 05/21/2018 | IU | Active | 1105-10000 | SAH-Nursing Administration | 411000421-0-CRE | SAH | SAH
SAH7966 | Large Volume Pump Module | 378348 | BD | 8100 | Alaris Pump | 05/31/2012 | IU | Active | 1105-85160 | SAH-Sterile Processing | 920000849-0-CIP | SAH | SAH
SAH7967 | Large Volume Pump Module | 378348 | BD | 8100 | Alaris Pump | 05/31/2012 | IU | Active | 1105-85160 | SAH-Sterile Processing | 920000849-0-CIP | SAH | SAH
SAH7968 | Large Volume Pump Module | 378348 | BD | 8100 | Alaris Pump | 05/31/2012 | IU | Active | 1105-85160 | SAH-Sterile Processing | 920000849-0-CIP | SAH | SAH
SAH7973 | Large Volume Pump Module | 378348 | BD | 8100 | Alaris Pump | 05/31/2012 | IU | Active | 1105-85160 | SAH-Sterile Processing | 920000849-0-CIP | SAH | SAH
SAH7977 | Large Volume Pump Module | 378348 | BD | 8100 | Alaris Pump | 05/21/2018 | IU | Active | 1105-10000 | SAH-Nursing Administration | 411000421-0-CRE | SAH | SAH
SAH7981 | Spirometer, HandHeld | 187741 | Medical International Research | Spirolab | Spirolab | 05/17/2018 | IU | Active | 1105-35000 | SAH-Respiratory Care Services 2nd | 260636966 | SAH | SAH
SAH7982 | Spirometer, HandHeld | 187741 | Medical International Research | 575-911021 | Spirobank II | 05/11/2017 | 04 | Inventory | 1105-35000 | SAH-Respiratory Care Services 2nd | 260575384 | SAH | SAH
SAH7983 | Large Volume Pump Module | 378348 | BD | 8100 | Alaris Pump | 05/21/2018 | IU | Active | 1105-10000 | SAH-Nursing Administration | 411000421-0-CRE | SAH | SAH
SAH7984 | Large Volume Pump Module | 378348 | BD | 8100 | Alaris Pump | 05/31/2012 | IU | Active | 1105-85160 | SAH-Sterile Processing | 920000849-0-CIP | SAH | SAH
SAH7985 | Patient Controlled Pump | 378348 | BD | 8120 | Alaris PCA 8120 | 05/17/2014 | IU | Active | 1105-85160 | SAH-Sterile Processing | na | SAH | SAH
SAH7988 | Large Volume Pump Module | 378348 | BD | 8100 | Alaris Pump | 12/12/2016 | IU | Active | 1105-85160 | SAH-Sterile Processing | 260534611 | SAH | SAH
SAH7989 | Large Volume Pump Module | 378348 | BD | 8100 | Alaris Pump | 05/31/2012 | IU | Active | 1105-85160 | SAH-Sterile Processing | 920000849-0-CIP | SAH | SAH
SAH7990 | Large Volume Pump Module | 378348 | BD | 8100 | Alaris Pump | 05/31/2012 | IU | Active | 1105-37250 | SAH-Infusion Center | 920000849-0-CIP | SAH | SAH
SAH7991 | Large Volume Pump Module | 378348 | BD | 8100 | Alaris Pump | 05/31/2012 | IU | Active | 1105-85160 | SAH-Sterile Processing | 920000849-0-CIP | SAH | SAH
SAH7993 | Patient Controlled Pump | 378348 | BD | 8120 | Alaris PCA 8120 | 05/17/2014 | IU | Active | 1105-85160 | SAH-Sterile Processing | na | SAH | SAH
SAH7995 | Large Volume Pump Module | 378348 | BD | 8100 | Alaris Pump | 12/12/2016 | IU | Active | 1105-85160 | SAH-Sterile Processing | 260534611 | SAH | SAH
SAH7997 | Pulse Ox Docking Station | 371567 | Masimo Corp | RDS-1 | Radical Cradle | 09/09/2004 | 04 | Inventory | 1105-12245 | SAH-Oncology Unit AT6 | 000 | SAH | SAH
SAH7998 | Touch Screen Pulse Oximeter | 371567 | Masimo Corp | Radical 7 | Radical 7 | 09/09/2004 | MI | Missing | 1105-12245 | SAH-Oncology Unit AT6 | 000 | SAH | SAH
SAH8000 | Large Volume Pump Module | 378348 | BD | 8100 | Alaris Pump | 05/31/2012 | IU | Active | 1105-85160 | SAH-Sterile Processing | 920000849-0-CIP | SAH | SAH
SAH8001 | Large Volume Pump Module | 378348 | BD | 8100 | Alaris Pump | 05/31/2012 | IU | Active | 1105-86245 | SAH-Clinical Education | 920000849-0-CIP | SAH | SAH
SAH8002 | Large Volume Pump Module | 378348 | BD | 8100 | Alaris Pump | 05/31/2012 | IU | Active | 1105-86245 | SAH-Clinical Education | 920000849-0-CIP | SAH | SAH
SAH8003 | Large Volume Pump Module | 378348 | BD | 8100 | Alaris Pump | 04/04/2017 | IU | Active | 1105-86245 | SAH-Clinical Education | FIU-training | SAH | SAH
SAH8004 | Large Volume Pump Module | 378348 | BD | 8100 | Alaris Pump | 04/04/2017 | IU | Active | 1105-86245 | SAH-Clinical Education | FIU-training | SAH | SAH
SAH8005 | Large Volume Pump Module | 378348 | BD | 8100 | Alaris Pump | 05/31/2012 | IU | Active | 1105-85160 | SAH-Sterile Processing | 920000849-0-CIP | SAH | SAH
SAH8006 | Large Volume Pump Module | 378348 | BD | 8100 | Alaris Pump | 05/31/2012 | IU | Active | 1105-86245 | SAH-Clinical Education | 920000849-0-CIP | SAH | SAH
SAH8007 | Large Volume Pump Module | 378348 | BD | 8100 | Alaris Pump | 05/31/2012 | IU | Active | 1105-86245 | SAH-Clinical Education | 920000849-0-CIP | SAH | SAH
SAH8008 | Large Volume Pump Module | 378348 | BD | 8100 | Alaris Pump | 05/31/2012 | IU | Active | 1105-86245 | SAH-Clinical Education | 920000849-0-CIP | SAH | SAH
SAH8009 | Large Volume Pump Module | 378348 | BD | 8100 | Alaris Pump | 04/04/2017 | IU | Active | 1105-86245 | SAH-Clinical Education | FIU-training | SAH | SAH
SAH8010 | Large Volume Pump Module | 378348 | BD | 8100 | Alaris Pump | 04/04/2017 | IU | Active | 1105-86245 | SAH-Clinical Education | FIU-training | SAH | SAH
SAH8011 | Large Volume Pump Module | 378348 | BD | 8100 | Alaris Pump | 04/04/2017 | IU | Active | 1105-86245 | SAH-Clinical Education | FIU-training | SAH | SAH
SAH8012 | Patient Controlled Pump | 378348 | BD | 8120 | Alaris PCA 8120 | 05/17/2014 | IU | Active | 1105-86245 | SAH-Clinical Education | na | SAH | SAH
SAH8013 | Large Volume Pump Module | 378348 | BD | 8100 | Alaris Pump | 05/31/2012 | IU | Active | 1105-85160 | SAH-Sterile Processing | 920000849-0-CIP | SAH | SAH
SAH8014 | Large Volume Pump Module | 378348 | BD | 8100 | Alaris Pump | 05/31/2012 | IU | Active | 1105-85160 | SAH-Sterile Processing | 920000849-0-CIP | SAH | SAH
SAH8016 | Large Volume Pump Module | 378348 | BD | 8100 | Alaris Pump | 05/31/2012 | IU | Active | 1105-85160 | SAH-Sterile Processing | 920000849-0-CIP | SAH | SAH
SAH8017 | Large Volume Pump Module | 378348 | BD | 8100 | Alaris Pump | 05/31/2012 | IU | Active | 1105-85160 | SAH-Sterile Processing | 920000849-0-CIP | SAH | SAH
SAH8018 | Large Volume Pump Module | 378348 | BD | 8100 | Alaris Pump | 05/31/2012 | IU | Active | 1105-85160 | SAH-Sterile Processing | 920000849-0-CIP | SAH | SAH
SAH8020 | Patient Controlled Pump | 378348 | BD | 8120 | Alaris PCA 8120 | 05/17/2014 | IU | Active | 1105-85160 | SAH-Sterile Processing | na | SAH | SAH
SAH8024 | Bedside Physiologic Monitor | 440964 | GE Healthcare Technologies | B650 | Carescape B650 | 10/10/2017 | IU | Active | 1105-21221 | SAH-Endoscopy (2SE) | 411000305-0-CRE | SAH | SAH
SAH8025 | Bedside Physiologic Monitor | 440964 | GE Healthcare Technologies | B650 | Carescape B650 | 10/10/2017 | IU | Active | 1105-21221 | SAH-Endoscopy (2SE) | 411000305-0-CRE | SAH | SAH
SAH8026 | Bedside Physiologic Monitor | 440964 | GE Healthcare Technologies | B650 | Carescape B650 | 10/10/2017 | IU | Active | 1105-21221 | SAH-Endoscopy (2SE) | 411000305-0-CRE | SAH | SAH
SAH8027 | Bedside Physiologic Monitor | 440964 | GE Healthcare Technologies | B650 | Carescape B650 | 10/30/2017 | IU | Active | 1105-21221 | SAH-Endoscopy (2SE) | 411000307-0-CRE | SAH | SAH
SAH8028 | Bedside Physiologic Monitor | 440964 | GE Healthcare Technologies | B650 | Carescape B650 | 10/30/2017 | IU | Active | 1105-21221 | SAH-Endoscopy (2SE) | 411000307-0-CRE | SAH | SAH
SAH8029 | Bedside Physiologic Monitor | 440964 | GE Healthcare Technologies | B650 | Carescape B650 | 10/10/2017 | IU | Active | 1105-21221 | SAH-Endoscopy (2SE) | 411000306-0-CRE | SAH | SAH
SAH8030 | Bedside Physiologic Monitor | 440964 | GE Healthcare Technologies | B650 | Carescape B650 | 10/10/2017 | IU | Active | 1105-21221 | SAH-Endoscopy (2SE) | 411000306-0-CRE | SAH | SAH
SAH8031 | Bedside Physiologic Monitor | 440964 | GE Healthcare Technologies | B650 | Carescape B650 | 10/10/2017 | IU | Active | 1105-21221 | SAH-Endoscopy (2SE) | 411000306-0-CRE | SAH | SAH
SAH8032 | Bedside Physiologic Monitor | 440964 | GE Healthcare Technologies | B650 | Carescape B650 | 10/10/2017 | IU | Active | 1105-21221 | SAH-Endoscopy (2SE) | 411000306-0-CRE | SAH | SAH
SAH8033 | Central Station Computer | 440964 | GE Healthcare Technologies | MAI700 V2 | Carescape Central | 10/30/2017 | IU | Active | 1105-21221 | SAH-Endoscopy (2SE) | 41100312-0-CRE | SAH | SAH
SAH8034 | Bedside Physiologic Monitor | 440964 | GE Healthcare Technologies | B650 | Carescape B650 | 10/10/2017 | IU | Active | 1105-21221 | SAH-Endoscopy (2SE) | 411000306-0-CRE | SAH | SAH
SAH8036 | Bedside Physiologic Monitor | 440964 | GE Healthcare Technologies | Dash 4000 | Dash 4000 | 11/21/2005 | IU | Active | 1105-21221 | SAH-Endoscopy (2SE) | NA | SAH | SAH
SAH8040 | Bedside Physiologic Monitor | 440964 | GE Healthcare Technologies | Dash 5000 | Dash 5000 | 07/10/2014 | IU | Active | 1105-21221 | SAH-Endoscopy (2SE) | 611000619-0-CES | SAH | SAH
SAH8046 | Pump Control Unit 5.7 Screen | 378348 | BD | 8015LS | Alaris PC 5.7 SCREEN | 05/17/2014 | IU | Active | 1105-85160 | SAH-Sterile Processing | na | SAH | SAH
SAH8058 | UPS | 108649 | APC-American Power Conversion | BK500 | Back-UPS 500 | 08/09/2018 | IU | Active | 1105-23100 | SAH-Emergency Service | FIU | SAH | SAH
SAH8067 | Large Volume Pump Module | 378348 | BD | 8100 | Alaris Pump | 05/31/2012 | IU | Active | 1105-85160 | SAH-Sterile Processing | 920000849-0-CIP | SAH | SAH
SAH8069 | Large Volume Pump Module | 378348 | BD | 8100 | Alaris Pump | 05/31/2012 | IU | Active | 1105-85160 | SAH-Sterile Processing | 920000849-0-CIP | SAH | SAH
SAH8070 | Large Volume Pump Module | 378348 | BD | 8100 | Alaris Pump | 05/31/2012 | IU | Active | 1105-85160 | SAH-Sterile Processing | 920000849-0-CIP | SAH | SAH
SAH8071 | Large Volume Pump Module | 378348 | BD | 8100 | Alaris Pump | 05/31/2012 | IU | Active | 1105-85160 | SAH-Sterile Processing | 920000849-0-CIP | SAH | SAH
SAH8072 | Large Volume Pump Module | 378348 | BD | 8100 | Alaris Pump | 12/05/2017 | IU | Active | 1105-21221 | SAH-Endoscopy (2SE) | 411000326-0-CRE | SAH | SAH
SAH8074 | Large Volume Pump Module | 378348 | BD | 8100 | Alaris Pump | 05/31/2012 | IU | Active | 1105-85160 | SAH-Sterile Processing | 920000849-0-CIP | SAH | SAH
SAH8075 | UPS | 108649 | APC-American Power Conversion | BK500 | Back-UPS 500 | 08/09/2018 | IU | Active | 1105-23100 | SAH-Emergency Service | FIU | SAH | SAH
SAH8076 | BP test volume fixture | 101850 | Welch Allyn Inc A Subsidiary | 407672 | 407672 | 02/19/2015 | IU | Active | 1105-88570 | SAH-Clinical Engineering | 711004520-0-CES | SAH | SAH
SAH8078 | 2kg-1g Weight Set | 171595 | Rice Lake Weighing Systems | 12524 | 12524 | 04/11/2016 | IU | Active | 1105-88570 | SAH-Clinical Engineering | PCARD 43181 | SAH | SAH
SAH8079 | Large Volume Pump Module | 378348 | BD | 8100 | Alaris Pump | 05/31/2012 | IU | Active | 1105-85160 | SAH-Sterile Processing | 920000849-0-CIP | SAH | SAH
SAH8091 | Large Volume Pump Module | 378348 | BD | 8100 | Alaris Pump | 05/31/2012 | IU | Active | 1105-85160 | SAH-Sterile Processing | 920000849-0-CIP | SAH | SAH
SAH8092 | Large Volume Pump Module | 378348 | BD | 8100 | Alaris Pump | 12/12/2016 | IU | Active | 1105-85160 | SAH-Sterile Processing | 260534611 | SAH | SAH
SAH8096 | Pump Control Unit 5.7 Screen | 378348 | BD | 8015LS | Alaris PC 5.7 SCREEN | 03/19/2015 | IU | Active | 1105-85160 | SAH-Sterile Processing | 611000670-0-CAP | SAH | SAH
SAH8100 | Feeding Pump | 452294 | Covidien (US) | 382400 | KANGAROO ePump | 08/08/2012 | IU | Active | 1105-85160 | SAH-Sterile Processing | 611000509 | SAH | SAH
SAH8106 | 3MP LED Color Med Display | 392478 | Barco Inc | MDNC-3321 | Nio MDNC-3321 | 02/22/2018 | IU | Active | 1105-34000 | SAH-Diagnostic Imaging | 426000890 | SAH | SAH
SAH8107 | 3MP LED Color Med Display | 392478 | Barco Inc | MDNC-3321 | Nio MDNC-3321 | 02/22/2018 | IU | Active | 1105-34000 | SAH-Diagnostic Imaging | 426000890 | SAH | SAH
SAH8144 | UPS | 108649 | APC-American Power Conversion | SUA1500 | Smart-UPS 1500 | 12/03/2018 | IU | Active | 1105-31200 | SAH-Pathology Services | NA | SAH | SAH
SAH8150 | UPS | 108649 | APC-American Power Conversion | SUA1500 | Smart-UPS 1500 | 12/12/2018 | OS | In - Active | 1105-88570 | SAH-Clinical Engineering | STAPLES | SAH | SAH
SAH8151 | UPS | 108649 | APC-American Power Conversion | SMT1000RM2U | SMART UPS 1000 | 12/12/2018 | IU | Active | 1105-88570 | SAH-Clinical Engineering | staples | SAH | SAH
SAH8152 | 3D Digital Mammo | 106487 | Hologic Inc | 3DM-SYS-STD | 3Dimensions AWS | 01/08/2019 | IU | Active | 1105-33510 | SAH-Mammography | 411000513 | SAH | SAH
SAH8159 | Handheld Dental X-Ray Unit | 454309 | Aribex Inc | Nomad Pro 2 | Nomad Pro 2 | 04/30/2021 | OS | In - Active | 1105-21100 | SAH-Surgery | 626004257 | SAH | SAH
SAH8160 | 3D Digital Mammo | 106487 | Hologic Inc | SDM-00001-3D | Selenia Dimension 3D | 06/06/2016 | IU | Active | 1105-33510 | SAH-Mammography | 611000801-0-CAP | SAH | SAH
SAH8162 | Mini C-Arm | 453503 | GE Healthcare Surgery | 6800 | Miniview 6800 | 08/06/2002 | IU | Active | 1105-21100 | SAH-Surgery | 000 | SAH | SAH
SAH8170 | 3MP Color Med Display | 392478 | Barco Inc | MDNC-3421 | Nio MDNC-3421 | 02/01/2019 | IU | Active | 1105-34000 | SAH-Diagnostic Imaging | FIU | SAH | SAH
SAH8171 | 3MP Color Med Display | 392478 | Barco Inc | MDNC-3421 | Nio MDNC-3421 | 02/01/2019 | IU | Active | 1105-34000 | SAH-Diagnostic Imaging | FIU | SAH | SAH
SAH8173 | Mobile C-Arm | 453503 | GE Healthcare Surgery | 9900 ELITE | 9900 ELITE | 08/27/2008 | IU | Active | 1105-21100 | SAH-Surgery | 000 | SAH | SAH
SAH8175 | Mobile C-Arm | 453503 | GE Healthcare Surgery | 9900 ELITE | 9900 ELITE | 04/14/2016 | IU | Active | 1105-21100 | SAH-Surgery | 611000781-0-CAP | SAH | SAH
SAH8176 | Digital X-Ray Detector | 399199 | Siemens Medical Solutions USA | DNUR-S2 | Pixium 3543 EZH | 09/05/2018 | 04 | Inventory | 1105-34000 | SAH-Diagnostic Imaging | unknown | SAH | SAH
SAH8178 | 3MP LED Color Med Display | 392478 | Barco Inc | MDNC-3321 | Nio MDNC-3321 | 10/18/2018 | IU | Active | 1105-34000 | SAH-Diagnostic Imaging | FIU | SAH | SAH
SAH8179 | 3MP LED Color Med Display | 392478 | Barco Inc | MDNC-3321 | Nio MDNC-3321 | 10/18/2018 | IU | Active | 1105-34000 | SAH-Diagnostic Imaging | FIU | SAH | SAH
SAH8181 | 3MP Color Med Display | 392478 | Barco Inc | MDNC-3421 | Nio MDNC-3421 | 10/18/2018 | IU | Active | 1105-34000 | SAH-Diagnostic Imaging | FIU | SAH | SAH
SAH8182 | 3MP Color Med Display | 392478 | Barco Inc | MDNC-3421 | Nio MDNC-3421 | 10/18/2018 | IU | Active | 1105-34000 | SAH-Diagnostic Imaging | FIU | SAH | SAH
SAH8185 | 3MP Color Med Display | 392478 | Barco Inc | MDNC-3421 | Nio MDNC-3421 | 11/08/2017 | IU | Active | 1105-34000 | SAH-Diagnostic Imaging | 620003049 | SAH | SAH
SAH8186 | 3MP Color Med Display | 392478 | Barco Inc | MDNC-3421 | Nio MDNC-3421 | 11/08/2017 | IU | Active | 1105-34000 | SAH-Diagnostic Imaging | 620003049 | SAH | SAH
SAH8187 | 3MP Color Med Display | 392478 | Barco Inc | MDNC-3421 | Nio MDNC-3421 | 11/08/2017 | IU | Active | 1105-34000 | SAH-Diagnostic Imaging | 620003049-0-CAP | SAH | SAH
SAH8188 | 3MP Color Med Display | 392478 | Barco Inc | MDNC-3421 | Nio MDNC-3421 | 11/08/2017 | IU | Active | 1105-34000 | SAH-Diagnostic Imaging | 620003049 | SAH | SAH
SAH8190 | 3MP LED Color Med Display | 392478 | Barco Inc | MDNC-3321 | Nio MDNC-3321 | 03/06/2018 | IU | Active | 1105-34000 | SAH-Diagnostic Imaging | BISC | SAH | SAH
SAH8191 | 3MP LED Color Med Display | 392478 | Barco Inc | MDNC-3321 | Nio MDNC-3321 | 03/06/2018 | IU | Active | 1105-34000 | SAH-Diagnostic Imaging | BISC | SAH | SAH
SAH8193 | 3MP LED Color Med Display | 392478 | Barco Inc | MDNC-3321 | Nio MDNC-3321 | 02/22/2018 | IU | Active | 1105-33510 | SAH-Mammography | 426000890 | SAH | SAH
SAH8195 | 3MP LED Color Med Display | 392478 | Barco Inc | MDNC-3321 | Nio MDNC-3321 | 02/22/2018 | IU | Active | 1105-33510 | SAH-Mammography | 426000890 | SAH | SAH
SAH8199 | Contrast Media Injector | 105381 | Medrad Inc Unit of Bayer Medic | MARK V ProVis | Mark V ProVis | 03/05/2007 | IU | Active | 1105-30610 | SAH-Cardiac Cath Lab | 000 | SAH | SAH
SAH8207 | 6kVa UPS | X10003 | Xtreme Power Conversion Corpor | 90000932 | P90L-BP240 | 05/30/2018 | IU | Active | 1105-36000 | SAH-Nuclear Medicine | 711007833-0-CES | SAH | SAH
SAH8208 | 6kVa UPS | X10003 | Xtreme Power Conversion Corpor | 90000932 | P90L-BP240 | 08/17/2017 | IU | Active | 1105-36000 | SAH-Nuclear Medicine | 711006985-0-CES | SAH | SAH
SAH8209 | Nuclear Medicine Camera System | 399199 | Siemens Medical Solutions USA | 5989079 | E.CAM Gantry v3.7 | 02/27/2003 | IU | Active | 1105-36000 | SAH-Nuclear Medicine | NA | SAH | SAH
SAH8210 | UPS | 108649 | APC-American Power Conversion | SMRTD5000XL | SMART UPS RT | 04/03/2021 | IU | Active | 1105-36000 | SAH-Nuclear Medicine | FIU | SAH | SAH
SAH8211 | Nuclear Medicine Camera System | 399199 | Siemens Medical Solutions USA | 10151532 | Sign Foresight Ecam | 01/30/2015 | IU | Active | 1105-36000 | SAH-Nuclear Medicine | 411000210 | SAH | SAH
SAH8214 | Nuclear Medicine Camera System | 399199 | Siemens Medical Solutions USA | 5989087 | E.CAM DCR Gantry | 03/31/2003 | IU | Active | 1105-36000 | SAH-Nuclear Medicine | NA | SAH | SAH
SAH8222 | Angiographic/Interventional Sy | 453551 | Philips Healthcare | FD-20 | Allura Xper | 10/21/2014 | IU | Active | 1105-30610 | SAH-Cardiac Cath Lab | 411000209 | SAH | SAH
SAH8225 | Contrast Media Injector | 105381 | Medrad Inc Unit of Bayer Medic | MARK V ProVis | Mark V ProVis | 03/08/2007 | IU | Active | 1105-30610 | SAH-Cardiac Cath Lab | 000 | SAH | SAH
SAH8228 | UPS | C10068 | CyberPower Systems Inc | CP1200AVR | 1200AVR | 01/15/2019 | IU | Active | 1105-34000 | SAH-Diagnostic Imaging | . | SAH | SAH
SAH8229 | UPS | C10068 | CyberPower Systems Inc | CP1200AVR | 1200AVR | 01/15/2019 | IU | Active | 1105-23100 | SAH-Emergency Service | . | SAH | SAH
SAH8231 | UPS | 108649 | APC-American Power Conversion | SMC1000C | SMART UPS C1000 | 12/13/2018 | OS | In - Active | 1105-88570 | SAH-Clinical Engineering | staples | SAH | SAH
SAH8234 | UPS | 108649 | APC-American Power Conversion | SMC1000C | SMART UPS C1000 | 12/12/2018 | IU | Active | 1105-88570 | SAH-Clinical Engineering | staples | SAH | SAH
SAH8235 | Gas Delivery System | 101629 | Radx Technology Div S & S Tech | 175 |  | 01/23/2009 | IU | Active | 1105-36000 | SAH-Nuclear Medicine | 000 | SAH | SAH
SAH8236 | Xenon System | 108985 | Biodex Medical Systems Inc | 132-502 | Pulmonex II | 01/22/2009 | IU | Active | 1105-36000 | SAH-Nuclear Medicine | 000 | SAH | SAH
SAH8240 | Canon CXDI Workstation CPU | 441543 | Virtual Imaging Inc A Canon US | 555-NE | CXDI Workstation | 03/28/2016 | OS | In - Active | 1105-34000 | SAH-Diagnostic Imaging | 611000759 | SAH | SAH
SAH8245 | 0-60 Digital Pressure Gauge | 451564 | Ashcroft Inc | 302089SD02L60 | 302089SD02L60 | 05/22/2019 | IU | Active | 1105-88570 | SAH-Clinical Engineering | PCARD 78740 | SAH | SAH
SAH8246 | Contrast Media Injector | 452294 | Covidien (US) | 844003 | Optivantage DH | 07/13/2011 | IU | Active | 1105-33100 | SAH-CT Scan | 611000449-0-CAP | SAH | SAH
SAH8249 | Contrast Media Injector | 225956 | Mallinckrodt Inc | 844100C | OPTIVANTAGE | 03/08/2007 | IU | Active | 1105-33100 | SAH-CT Scan | 000 | SAH | SAH
SAH8250 | Breast Biopsy & Excision Systm | 106487 | Hologic Inc | Sapphire | Suros ATEC Sapphire | 02/01/2012 | IU | Active | 1105-33510 | SAH-Mammography | NA | SAH | SAH
SAH8251 | 5MP Grayscale Mammo 1000cd/m2 | 392478 | Barco Inc | MDMG-5221 | MDMG-5221 | 02/01/2021 | IU | Active | 1105-33510 | SAH-Mammography | 626002391 | SAH | SAH
SAH8253 | 5MP Grayscale Mammo 1000cd/m2 | 392478 | Barco Inc | MDMG-5221 | MDMG-5221 | 02/19/2021 | IU | Active | 1105-33510 | SAH-Mammography | 626002391 | SAH | SAH
SAH8256 | Mobile C-Arm | 453503 | GE Healthcare Surgery | 9900 ELITE | 9900 ELITE | 10/11/2017 | IU | Active | 1105-21100 | SAH-Surgery | 411000299-0-CRE | SAH | SAH
SAH8257 | Radiographic/Fluoroscopic Syst | 362063 | Omega Medical Imaging Inc | CS-50-FP-MP | E-View 50 | 11/21/2017 | IU | Active | 1105-21221 | SAH-Endoscopy (2SE) | 411000300-0-CRE | SAH | SAH
SAH8260 | CT Scanner 128 | 399199 | Siemens Medical Solutions USA | 08098027 | SOMOTOMDefinitionAS+ | 03/20/2020 | IU | Active | 1105-34000 | SAH-Diagnostic Imaging | 411000525-0-CRE | SAH | SAH
SAH8261 | Contrast Media Injector | 105381 | Medrad Inc Unit of Bayer Medic | 3007301 | Stellant | 04/14/2020 | IU | Active | 1105-34000 | SAH-Diagnostic Imaging | 411000524-0-CRE | SAH | SAH
SAH8279 | Bone Densitometer | 106487 | Hologic Inc | Horizon-W | Horizon-W | 05/20/2020 | IU | Active | 1105-33510 | SAH-Mammography | 626003525 | SAH | SAH
SAH8280 | Breast Biopsy System | 106487 | Hologic Inc | BREV100 | Brevera | 10/05/2020 | IU | Active | 1105-33510 | SAH-Mammography | 626003670 | SAH | SAH
SAH8281 | Contrast Media Injector | 105381 | Medrad Inc Unit of Bayer Medic | MARK 7 | Arterion | 11/02/2020 | IU | Active | 1105-34110 | SAH-Angiocardiography | 626003837 | SAH | SAH
SAH8284 | Digital Portable X-ray System | 106973 | Shimadzu Medical Systems, Inc | MX8c | Mobile DaRt Evolutio | 01/12/2021 | IU | Active | 1105-34000 | SAH-Diagnostic Imaging | 626003952 | SAH | SAH
SAH8285 | Radiographic digital detector | 104469 | Canon USA | CXDI-702C | CXDI-702C | 01/20/2021 | 04 | Inventory | 1105-34000 | SAH-Diagnostic Imaging | 626003952 | SAH | SAH
SAH8287 | Radiographic digital detector | 104469 | Canon USA | CXDI-702C | CXDI-702C | 01/20/2021 | 04 | Inventory | 1105-34000 | SAH-Diagnostic Imaging | 626003952 | SAH | SAH
SAH8288 | Diagnostic Ultrasound System | 439946 | GE Healthcare USA | 5669845 | Logiq S8 | 02/12/2021 | IU | Active | 1105-33510 | SAH-Mammography | 626004109-0-CAP | SAH | SAH
SAH8289 | Matrix Linear Array Probe | 439946 | GE Healthcare USA | ML6-15-D | ML6-15-D | 02/12/2021 | IU | Active | 1105-33510 | SAH-Mammography | 626004109-0-CAP | SAH | SAH
SAH8290 | Ultrasound Transducer | 439946 | GE Healthcare USA | 9L-D | 9L-D | 02/12/2021 | IU | Active | 1105-33510 | SAH-Mammography | 626004109-0-CAP | SAH | SAH
SAH8291 | Transducer Probe | 439946 | GE Healthcare USA | 5418916 | C1-6-D | 03/18/2021 | IU | Active | 1105-33900 | SAH-Ultrasound | 626001744-0-cap | SAH | SAH
SAH8292 | Ultrasound Transducer | 439946 | GE Healthcare USA | 9L-D | 9L-D | 04/02/2021 | IU | Active | 1105-33900 | SAH-Ultrasound | 626001744-0-cap | SAH | SAH
SAH8298 | Breast Biopsy System | 106487 | Hologic Inc | PBX-SYS-AFFIRM-3D | Affirm Prone | 06/11/2021 | IU | Active | 1105-33510 | SAH-Mammography | PENDING | SAH | SAH
SAH8301 | Nuclear Medicine Camera System | 439946 | GE Healthcare USA | Discovery 530c | Discovery NM 530c | 07/14/2021 | IU | Active | 1105-30610 | SAH-Cardiac Cath Lab | 411000586 | SAH | SAH
SAH8302 | UPS 6kVa | 450901 | Eaton Corp | AV9135G6000R-XL3U | AVAYA 9135 | 04/02/2020 | IU | Active | 1105-36000 | SAH-Nuclear Medicine | 711009588 | SAH | SAH
SAH8303 | Core Integrated Ultrasound | 453551 | Philips Healthcare | CORE01 | CORE01 | 09/28/2018 | IU | Active | 1105-21100 | SAH-Surgery | 411000461-0-CRE | SAH | SAH
SAH8305 | Dose Calibrator | 108985 | Biodex Medical Systems Inc | 086-332 | AtomLab 500 | 07/19/2020 | 04 | Inventory | 1105-30620 | SAH-Non Invasive Cardiology | 411000606 | SAH | SAH
SAH8311 | Sector Transducer 1-5MHz | 453551 | Philips Healthcare | S5-1 | S5-1 | 10/11/2021 | IU | Active | 1105-30610 | SAH-Cardiac Cath Lab | FIU | SAH | SAH
SAH8312 | 3MP Color Med Display | 392478 | Barco Inc | MDNC-3421 | Nio MDNC-3421 | 08/09/2021 | IU | Active | 1105-34000 | SAH-Diagnostic Imaging | 620003049-0-CAP | SAH | SAH
SAH8314 | 3MP Color Med Display | 392478 | Barco Inc | MDNC-3421 | Nio MDNC-3421 | 08/17/2021 | IU | Active | 1105-34000 | SAH-Diagnostic Imaging | 620003049-0-CAP | SAH | SAH
SAH8325 | Intravascular Ultrasound | 453551 | Philips Healthcare | Intrasight Mobile | Intrasight Mobile | 10/14/2021 | IU | Active | 1105-30610 | SAH-Cardiac Cath Lab | 826230552-SVC | SAH | SAH
SAH8326 | Portable Ultrasound System | 340440 | SonoSite div of FUJIFILM | Sonosite PX | Sonosite PX | 12/06/2021 | 04 | Inventory | 1105-34110 | SAH-Angiocardiography | 626004796 | SAH | SAH
SAH8326A | Ultrasound Transducer 5-1 MHz | 340440 | SonoSite div of FUJIFILM | P23119-21 | 5-1 MHz | 12/06/2021 | 04 | Inventory | 1105-34110 | SAH-Angiocardiography | 626004796 | SAH | SAH
SAH8326B | Ultrasound Transducer | 340440 | SonoSite div of FUJIFILM | P22916-20 | L12-3 | 12/06/2021 | 04 | Inventory | 1105-34110 | SAH-Angiocardiography | 626004796 | SAH | SAH
SAH8340 | Transducers, Ultrasonic | 453551 | Philips Healthcare | X5-1 | X5-1 | 07/14/2021 | IU | Active | 1105-30620 | SAH-Non Invasive Cardiology | 711010469-0-CES | SAH | SAH
SAH8345 | CT Contrast Injector | 439946 | GE Healthcare USA | XD8000 | Urlrich CT Motion | 03/28/2022 | IU | Active | 1105-34000 | SAH-Diagnostic Imaging | 626005046-0-CAP | SAH | SAH
SAH8346 | Digital Portable X-ray System | 106973 | Shimadzu Medical Systems, Inc | MX8c | Mobile DaRt Evolutio | 04/07/2022 | IU | Active | 1105-34000 | SAH-Diagnostic Imaging | 626005047 | SAH | SAH
SAH8347 | Radiographic digital detector | 104469 | Canon USA | CXDI-702C | CXDI-702C | 04/07/2022 | 04 | Inventory | 1105-34000 | SAH-Diagnostic Imaging | 626005047 | SAH | SAH
SAH8349 | Contrast Media Injector | 105381 | Medrad Inc Unit of Bayer Medic | MARK 7 | Arterion | 06/29/2022 | IU | Active | 1105-30610 | SAH-Cardiac Cath Lab | PENDING | SAH | SAH
SAH8350 | Interventional Vascular Surger | 453551 | Philips Healthcare | 722079 | Azurion 7 M20 | 04/09/2022 | IU | Active | 1105-30610 | SAH-Cardiac Cath Lab | 411000646 | SAH | SAH
SAH8351 | Quantitative Coronary Analysis | 453551 | Philips Healthcare | NCVD099 | Quantitative Coronar | 04/01/2022 | 04 | Inventory | 1105-30610 | SAH-Cardiac Cath Lab | 411000646 | SAH | SAH
SAH8353 | Intravascular Ultrasound | 453551 | Philips Healthcare | IntraSight | IntraSight | 06/29/2022 | IU | Active | 1105-30610 | SAH-Cardiac Cath Lab | 411000646 | SAH | SAH
SAH8355 | Diagnostic Ultrasound System | 439946 | GE Healthcare USA | LOGIQ E10s | LOGIQ E10s Console | 06/07/2022 | IU | Active | 1105-33900 | SAH-Ultrasound | 626005056 | SAH | SAH
SAH8356 | Endocavity Transducer 3-11MHz | 439946 | GE Healthcare USA | 5194434 | IC5-9-D | 06/07/2022 | IU | Active | 1105-33900 | SAH-Ultrasound | 626005056 | SAH | SAH
SAH8358 | XDclear Linear Array Probe | 439946 | GE Healthcare USA | L2-9-D | L2-9-D | 06/07/2022 | IU | Active | 1105-33900 | SAH-Ultrasound | 626005056 | SAH | SAH
SAH8359 | XDclear Convex Array Probe | 439946 | GE Healthcare USA | C1-6-D | C1-6-D | 06/07/2022 | IU | Active | 1105-33900 | SAH-Ultrasound | 626005056 | SAH | SAH
SAH8360 | Mobile C-Arm | 453503 | GE Healthcare Surgery | 9900 ELITE | 9900 ELITE | 09/20/2022 | IU | Active | 1105-34150 | SAH-OR Imaging | 626005055 | SAH | SAH
SAH8361 | Ultrasound Transducer | 439946 | GE Healthcare USA | ML4-20-D | ML4-20-D | 06/01/2022 | IU | Active | 1105-33900 | SAH-Ultrasound | 626005056 | SAH | SAH
SAH8363 | Digital Portable X-ray System | 106973 | Shimadzu Medical Systems, Inc | MX8c | Mobile DaRt Evolutio | 01/20/2021 | IU | Active | 1105-34000 | SAH-Diagnostic Imaging | 626003952 | SAH | SAH
SAH8365 | O-Arm Mobile 3D System | 399052 | Medtronic Navigation Inc | BI-700-00028 | O-ARM | 03/06/2023 | IU | Active | 1105-21100 | SAH-Surgery | PENDING | SAH | SAH
SAH8366 | Angiographic/Interventional Sy | 399199 | Siemens Medical Solutions USA | 10094139 | Artis zee multi-purp | 11/11/2022 | IU | Active | 1105-34110 | SAH-Angiocardiography | 911001821 | SAH | SAH
SAH8368 | Contrast Media Injector | 105381 | Medrad Inc Unit of Bayer Medic | MARK 7 | Arterion | 11/23/2022 | IU | Active | 1105-34110 | SAH-Angiocardiography | 911001821 | SAH | SAH
SAH8369 | Image Guidance System | 399052 | Medtronic Navigation Inc | S8 | StealthStation S8 | 03/06/2023 | IU | Active | 1105-21100 | SAH-Surgery | PENDING | SAH | SAH
SAH8370 | Endo Ultrasound System | 107689 | Hitachi Medical Systems Americ | Arietta 850 | Arietta 850 | 05/09/2023 | IU | Active | 1105-21221 | SAH-Endoscopy (2SE) | 626005650 | SAH | SAH
SAH8371 | Quantitative Coronary Analysis | 453551 | Philips Healthcare | NCVD099 | Quantitative Coronar | 05/23/2023 | 04 | Inventory | 1105-30610 | SAH-Cardiac Cath Lab | 626005594 | SAH | SAH
SAH8373 | Mobile C-Arm | 453503 | GE Healthcare Surgery | 9800 | 9800 | 02/10/2000 | IU | Active | 1105-21100 | SAH-Surgery | 000 | SAH | SAH
SAH8375 | Intravascular Ultrasound | 453551 | Philips Healthcare | SyncVision | SyncVision | 05/24/2023 | IU | Active | 1105-30610 | SAH-Cardiac Cath Lab | 411000646 | SAH | SAH
SAH8377 | Mobile C-Arm | 453503 | GE Healthcare Surgery | 9800 | 9800 | 05/07/2003 | IU | Active | 1105-21100 | SAH-Surgery | 000 | SAH | SAH
SAH8378 | Thyroid Uptake Systems | 102944 | Capintec Inc | Captus 4000e | Captus 4000e | 06/08/2023 | IU | Active | 1105-36000 | SAH-Nuclear Medicine | NEED PO | SAH | SAH
SAH8387 | Mobile C-Arm | 399199 | Siemens Medical Solutions USA | 10308194 | Cios Spin | 08/01/2023 | IU | Active | 1105-21221 | SAH-Endoscopy (2SE) | 626005839 | SAH | SAH
SAH8388 | Digital Biopsy System | 106487 | Hologic Inc | Trident HD | Trident HD | 08/24/2023 | IU | Active | 1105-21100 | SAH-Surgery | 626005728 | SAH | SAH
SAH8389 | CT Contrast Injector | 439946 | GE Healthcare USA | XD8000 | Urlrich CT Motion | 09/01/2023 | IU | Active | 1105-23100 | SAH-Emergency Service | 411000944 | SAH | SAH
SAH8390 | Nuclear Medicine Work Station | 439946 | GE Healthcare USA | Xeleris SPECT | Xeleris SPECT | 11/02/2023 | IU | Active | 1105-36000 | SAH-Nuclear Medicine | PENDING | SAH | SAH
SAH8392 | CT Contrast Injector | 439946 | GE Healthcare USA | XD8000 | Urlrich CT Motion | 11/09/2023 | IU | Active | 1105-33100 | SAH-CT Scan | 261340246 | SAH | SAH
SAH8502 | Front End Hemodynamic Monitor | 452291 | Philips Interventional Patient | FC2010 | XPER Flex Cardio | 03/03/2022 | IU | Active | 1105-30610 | SAH-Cardiac Cath Lab | 420002786-0-CRE | SAH | SAH
SAH8503 | Battery Charger | 453088 | EZ Way Inc | 11860 | EZ Charger | 03/09/2022 | 04 | Inventory | 1105-10000 | SAH-Nursing Administration | NON-CAPITAL | SAH | SAH
SAH8504 | Battery Charger | 453088 | EZ Way Inc | 11860 | EZ Charger | 03/09/2022 | 04 | Inventory | 1105-10000 | SAH-Nursing Administration | NON-CAPITAL | SAH | SAH
SAH8505 | Battery Charger | 453088 | EZ Way Inc | 11860 | EZ Charger | 03/09/2022 | 04 | Inventory | 1105-10000 | SAH-Nursing Administration | NON-CAPITAL | SAH | SAH
SAH8506 | Vital Signs Monitor | 101850 | Welch Allyn Inc A Subsidiary | VSM 6000 SERIES | VSM 6000 SERIES | 04/16/2019 | IU | Active | 1105-12530 | SAH-Surgical Unit I AT4 | 260691317 | SAH | SAH
SAH8507 | Lab Inoc Loop Sterilizer | 457035 | Benchmark Scientific Inc | B1000 | BACTIZAPPER | 03/09/2022 | 04 | Inventory | 1105-31200 | SAH-Pathology Services | NON-CAPITAL | SAH | SAH
SAH8508 | Data Recorder Kit | 391192 | Medtronic Given Imaging Inc | FGS-0347 | PillCam Recorder DR3 | 03/09/2022 | IU | Active | 1105-21221 | SAH-Endoscopy (2SE) | NON-CAPITAL | SAH | SAH
SAH8509 | US Transducer Leakage Tester | 223154 | BC Group International Inc | ULT-2020 | ULT-2020 | 05/09/2022 | IU | Active | 1105-85160 | SAH-Sterile Processing | NON-CAPITAL | SAH | SAH
SAH8510 | Hand Held Glucometer | 440769 | Abbott Diabetes Care | 71412-70 | FreeStyle Precision | 03/17/2022 | 04 | Inventory | 1105-37250 | SAH-Infusion Center | 260840466 | SAH | SAH
SAH8511 | Insufflator with Smoke Evac | 456810 | SurgiQuest Inc | AirSeal I.F.S | AirSeal I.F.S | 03/28/2022 | IU | Active | 1105-21100 | SAH-Surgery | 626005061-0-CAP | SAH | SAH
SAH8512 | Central Station Computer | 440964 | GE Healthcare Technologies | MAI800 | Carescape Central V3 | 05/25/2022 | IU | Active | 1105-18415 | SAH-Neuroscience Unit 5N | 411000724 | SAH | SAH
SAH8513 | Central Station Computer | 440964 | GE Healthcare Technologies | MAI800 | Carescape Central V3 | 05/25/2022 | IU | Active | 1105-18415 | SAH-Neuroscience Unit 5N | 411000724 | SAH | SAH
SAH8514 | Central Station Computer | 440964 | GE Healthcare Technologies | MAI800 | Carescape Central V3 | 05/25/2022 | IU | Active | 1105-18415 | SAH-Neuroscience Unit 5N | 411000724 | SAH | SAH
SAH8515 | Central Station Computer | 440964 | GE Healthcare Technologies | MAI800 | Carescape Central V3 | 05/25/2022 | IU | Active | 1105-18415 | SAH-Neuroscience Unit 5N | 411000724 | SAH | SAH
SAH8516 | Telemetry Server | 440964 | GE Healthcare Technologies | MP100R | CARESCAPE PRO SERVER | 04/07/2022 | IU | Active | 1105-18415 | SAH-Neuroscience Unit 5N | PENDING | SAH | SAH
SAH8517 | Telemetry Server | 440964 | GE Healthcare Technologies | MP100R | CARESCAPE PRO SERVER | 04/07/2022 | IU | Active | 1105-18415 | SAH-Neuroscience Unit 5N | PENDING | SAH | SAH
SAH8518 | Telemetry Server | 440964 | GE Healthcare Technologies | MP100R | CARESCAPE PRO SERVER | 04/07/2022 | IU | Active | 1105-18415 | SAH-Neuroscience Unit 5N | PENDING | SAH | SAH
SAH8519 | Telemetry Server | 440964 | GE Healthcare Technologies | MP100R | CARESCAPE PRO SERVER | 04/07/2022 | IU | Active | 1105-18415 | SAH-Neuroscience Unit 5N | PENDING | SAH | SAH
SAH8523 | Portable Suction | 452041 | Ohio Medical Corp | 758000 | Care E Vac 3 | 01/11/2019 | IU | Active | 1105-23100 | SAH-Emergency Service | BISC | SAH | SAH
SAH8524 | Sonic Irrigator Cleaner | 107114 | STERIS Corp | IWPCF | InnoWave PCF | 03/28/2022 | IU | Active | 1105-85160 | SAH-Sterile Processing | 626004961 | SAH | SAH
SAH8526 | Computer Printer | 101883 | Hewlett-Packard | M608 | LaserJet M608 | 03/28/2022 | 04 | Inventory | 1105-12530 | SAH-Surgical Unit I AT4 | 411000536 | SAH | SAH
SAH8529 | Arctic Sun 2000 Calibration De | 451492 | Medivance Inc A Bard Medical C | 741-00 | Arctic Sun 2000 Cali | 11/01/2013 | IU | Active | 1105-88570 | SAH-Clinical Engineering | NA | SAH | SAH
SAH8530 | PT Exam Table | 439564 | Armedica Mfg Corp | AM368 | AM368 | 05/13/2021 | IU | Active | 1105-39150 | SAH-Rehab Services OP SARC | 260804257 | SAH | SAH
SAH8531 | Patient Data Module | 440964 | GE Healthcare Technologies | 2016793-003 | PDM | 04/07/2022 | IU | Active | 1105-21221 | SAH-Endoscopy (2SE) | 826256818-0-SVC | SAH | SAH
SAH8532 | Patient Data Module | 440964 | GE Healthcare Technologies | 2016793-003 | PDM | 04/07/2022 | IU | Active | 1105-21221 | SAH-Endoscopy (2SE) | 826256818-0-SVC | SAH | SAH
SAH8533 | Patient Data Module | 440964 | GE Healthcare Technologies | 2016793-003 | PDM | 04/07/2022 | IU | Active | 1105-21221 | SAH-Endoscopy (2SE) | 826256818-0-SVC | SAH | SAH
SAH8534 | Patient Data Module | 440964 | GE Healthcare Technologies | 2016793-003 | PDM | 04/07/2022 | IU | Active | 1105-21221 | SAH-Endoscopy (2SE) | 826256818-0-SVC | SAH | SAH
SAH8535 | Patient Data Module | 440964 | GE Healthcare Technologies | 2016793-003 | PDM | 04/07/2022 | IU | Active | 1105-21221 | SAH-Endoscopy (2SE) | 826256818-0-SVC | SAH | SAH
SAH8537 | Hand Held Glucometer | 440769 | Abbott Diabetes Care | 72011-01 | FreeStyle Precis Pro | 04/06/2022 | 04 | Inventory | 1105-32100 | SAH-Hemodialysis | 411000762 | SAH | SAH
SAH8538 | Hand Held Glucometer | 440769 | Abbott Diabetes Care | 72011-01 | FreeStyle Precis Pro | 04/06/2022 | 04 | Inventory | 1105-32100 | SAH-Hemodialysis | 411000762 | SAH | SAH
SAH8539 | Hand Held Glucometer | 440769 | Abbott Diabetes Care | 72011-01 | FreeStyle Precis Pro | 04/06/2022 | 04 | Inventory | 1105-18100 | SAH-Orthopedics Unit | 411000762 | SAH | SAH
SAH8540 | Hand Held Glucometer | 440769 | Abbott Diabetes Care | 72011-01 | FreeStyle Precis Pro | 04/06/2022 | 04 | Inventory | 1105-18100 | SAH-Orthopedics Unit | 411000762 | SAH | SAH
SAH8545 | Hand Held Glucometer | 440769 | Abbott Diabetes Care | 72011-01 | FreeStyle Precis Pro | 04/06/2022 | 04 | Inventory | 1105-12245 | SAH-Oncology Unit AT6 | 411000762 | SAH | SAH
SAH8547 | Hand Held Glucometer | 440769 | Abbott Diabetes Care | 72011-01 | FreeStyle Precis Pro | 04/06/2022 | 04 | Inventory | 1105-12245 | SAH-Oncology Unit AT6 | 411000762 | SAH | SAH
SAH8548 | Hand Held Glucometer | 440769 | Abbott Diabetes Care | 72011-01 | FreeStyle Precis Pro | 04/06/2022 | 04 | Inventory | 1105-21100 | SAH-Surgery | 411000762 | SAH | SAH
SAH8549 | LP20e Defibrillator/Pacer | 452575 | Physio-Control Inc | LP20E | LIFEPAK 20E | 04/06/2022 | LS | High Risk | 1105-12250 | SAH-Med/Surg/Tele Unit AT5 | 411000739 | SAH | SAH
SAH8550 | LP20e Defibrillator/Pacer | 452575 | Physio-Control Inc | LP20E | LIFEPAK 20E | 04/06/2022 | LS | High Risk | 1105-12250 | SAH-Med/Surg/Tele Unit AT5 | 411000739 | SAH | SAH
SAH8551 | LP20e Defibrillator/Pacer | 452575 | Physio-Control Inc | LP20E | LIFEPAK 20E | 04/06/2022 | LS | High Risk | 1105-12245 | SAH-Oncology Unit AT6 | 411000739 | SAH | SAH
SAH8552 | LP20e Defibrillator/Pacer | 452575 | Physio-Control Inc | LP20E | LIFEPAK 20E | 04/06/2022 | LS | High Risk | 1105-12245 | SAH-Oncology Unit AT6 | 411000739 | SAH | SAH
SAH8553 | LP20e Defibrillator/Pacer | 452575 | Physio-Control Inc | LP20E | LIFEPAK 20E | 04/06/2022 | LS | High Risk | 1105-12245 | SAH-Oncology Unit AT6 | 411000739 | SAH | SAH
SAH8554 | LP20e Defibrillator/Pacer | 452575 | Physio-Control Inc | LP20E | LIFEPAK 20E | 04/06/2022 | LS | High Risk | 1105-12250 | SAH-Med/Surg/Tele Unit AT5 | 411000739 | SAH | SAH
SAH8555 | LP20e Defibrillator/Pacer | 452575 | Physio-Control Inc | LP20E | LIFEPAK 20E | 04/06/2022 | LS | High Risk | 1105-18100 | SAH-Orthopedics Unit | 411000739 | SAH | SAH
SAH8556 | LP20e Defibrillator/Pacer | 452575 | Physio-Control Inc | LP20E | LIFEPAK 20E | 04/06/2022 | LS | High Risk | 1105-18100 | SAH-Orthopedics Unit | 411000739 | SAH | SAH
SAH8557 | LP20e Defibrillator/Pacer | 452575 | Physio-Control Inc | LP20E | LIFEPAK 20E | 04/06/2022 | LS | High Risk | 1105-18100 | SAH-Orthopedics Unit | 411000739 | SAH | SAH
SAH8558 | H Bariatric Digital FLR Scale | 101735 | SR Instruments Inc | SR585i-H | SR585i-H | 04/06/2022 | IU | Active | 1105-12250 | SAH-Med/Surg/Tele Unit AT5 | Non-Capital | SAH | SAH
SAH8559 | Temporal Infrared Thermometer | 107875 | Exergen Corp | TAT-5000 | TAT-5000 | 04/06/2022 | 04 | Inventory | 1105-12250 | SAH-Med/Surg/Tele Unit AT5 | non-capital | SAH | SAH
SAH8560 | Temporal Infrared Thermometer | 107875 | Exergen Corp | TAT-5000 | TAT-5000 | 04/06/2022 | 04 | Inventory | 1105-12250 | SAH-Med/Surg/Tele Unit AT5 | non-capital | SAH | SAH
SAH8561 | Temporal Infrared Thermometer | 107875 | Exergen Corp | TAT-5000 | TAT-5000 | 04/06/2022 | 04 | Inventory | 1105-12250 | SAH-Med/Surg/Tele Unit AT5 | non-capital | SAH | SAH
SAH8562 | Desk Charger Oto/Ophth | 101850 | Welch Allyn Inc A Subsidiary | 7114X | 7114X | 04/06/2022 | 04 | Inventory | 1105-12250 | SAH-Med/Surg/Tele Unit AT5 | Non-Capital | SAH | SAH
SAH8563 | Desk Charger Oto/Ophth | 101850 | Welch Allyn Inc A Subsidiary | 7114X | 7114X | 04/06/2022 | 04 | Inventory | 1105-12250 | SAH-Med/Surg/Tele Unit AT5 | Non-Capital | SAH | SAH
SAH8564 | Desk Charger Oto/Ophth | 101850 | Welch Allyn Inc A Subsidiary | 7114X | 7114X | 04/06/2022 | 04 | Inventory | 1105-12250 | SAH-Med/Surg/Tele Unit AT5 | Non-Capital | SAH | SAH
SAH8565 | Vital Signs Monitor | 101850 | Welch Allyn Inc A Subsidiary | VSM 6000 SERIES | VSM 6000 SERIES | 04/06/2022 | IU | Active | 1105-12250 | SAH-Med/Surg/Tele Unit AT5 | NON-CAPITAL | SAH | SAH
SAH8566 | Vital Signs Monitor | 101850 | Welch Allyn Inc A Subsidiary | VSM 6000 SERIES | VSM 6000 SERIES | 04/06/2022 | IU | Active | 1105-12250 | SAH-Med/Surg/Tele Unit AT5 | NON-CAPITAL | SAH | SAH
SAH8567 | Vital Signs Monitor | 101850 | Welch Allyn Inc A Subsidiary | VSM 6000 SERIES | VSM 6000 SERIES | 04/06/2022 | IU | Active | 1105-12250 | SAH-Med/Surg/Tele Unit AT5 | NON-CAPITAL | SAH | SAH
SAH8568 | Vital Signs Monitor | 101850 | Welch Allyn Inc A Subsidiary | VSM 6000 SERIES | VSM 6000 SERIES | 04/06/2022 | IU | Active | 1105-12250 | SAH-Med/Surg/Tele Unit AT5 | NON-CAPITAL | SAH | SAH
SAH8569 | Vital Signs Monitor | 101850 | Welch Allyn Inc A Subsidiary | VSM 6000 SERIES | VSM 6000 SERIES | 04/06/2022 | IU | Active | 1105-12250 | SAH-Med/Surg/Tele Unit AT5 | NON-CAPITAL | SAH | SAH
SAH8570 | Vital Signs Monitor | 101850 | Welch Allyn Inc A Subsidiary | VSM 6000 SERIES | VSM 6000 SERIES | 04/06/2022 | IU | Active | 1105-12250 | SAH-Med/Surg/Tele Unit AT5 | NON-CAPITAL | SAH | SAH
SAH8571 | Vital Signs Monitor | 101850 | Welch Allyn Inc A Subsidiary | VSM 6000 SERIES | VSM 6000 SERIES | 04/06/2022 | IU | Active | 1105-12250 | SAH-Med/Surg/Tele Unit AT5 | NON-CAPITAL | SAH | SAH
SAH8572 | Vital Signs Monitor | 101850 | Welch Allyn Inc A Subsidiary | VSM 6000 SERIES | VSM 6000 SERIES | 04/06/2022 | IU | Active | 1105-12250 | SAH-Med/Surg/Tele Unit AT5 | NON-CAPITAL | SAH | SAH
SAH8573 | Portable Suction | 105171 | Allied Healthcare Products Inc | G180 | OptiVac | 04/06/2022 | IU | Active | 1105-12250 | SAH-Med/Surg/Tele Unit AT5 | NON-CAPITAL | SAH | SAH
SAH8574 | Portable Suction | 105171 | Allied Healthcare Products Inc | G180 | OptiVac | 04/06/2022 | IU | Active | 1105-13102 | SAH-Intensive Care Unit II 3NW | NON-CAPITAL | SAH | SAH
SAH8575 | Desk Charger Oto/Ophth | 101850 | Welch Allyn Inc A Subsidiary | 7114X | 7114X | 04/06/2022 | 04 | Inventory | 1105-12245 | SAH-Oncology Unit AT6 | Non-Capital | SAH | SAH
SAH8576 | Desk Charger Oto/Ophth | 101850 | Welch Allyn Inc A Subsidiary | 7114X | 7114X | 04/06/2022 | 04 | Inventory | 1105-12245 | SAH-Oncology Unit AT6 | Non-Capital | SAH | SAH
SAH8577 | Desk Charger Oto/Ophth | 101850 | Welch Allyn Inc A Subsidiary | 7114X | 7114X | 04/06/2022 | 04 | Inventory | 1105-12245 | SAH-Oncology Unit AT6 | Non-Capital | SAH | SAH
SAH8578 | Temporal Infrared Thermometer | 107875 | Exergen Corp | TAT-5000 | TAT-5000 | 04/06/2022 | 04 | Inventory | 1105-12245 | SAH-Oncology Unit AT6 | non-capital | SAH | SAH
SAH8579 | Temporal Infrared Thermometer | 107875 | Exergen Corp | TAT-5000 | TAT-5000 | 04/06/2022 | 04 | Inventory | 1105-12245 | SAH-Oncology Unit AT6 | non-capital | SAH | SAH
SAH8580 | Temporal Infrared Thermometer | 107875 | Exergen Corp | TAT-5000 | TAT-5000 | 04/06/2022 | 04 | Inventory | 1105-12245 | SAH-Oncology Unit AT6 | non-capital | SAH | SAH
SAH8581 | Portable Suction | 105171 | Allied Healthcare Products Inc | G180 | OptiVac | 04/06/2022 | IU | Active | 1105-12245 | SAH-Oncology Unit AT6 | NON-CAPITAL | SAH | SAH
SAH8582 | Portable Suction | 105171 | Allied Healthcare Products Inc | G180 | OptiVac | 04/06/2022 | IU | Active | 1105-12245 | SAH-Oncology Unit AT6 | NON-CAPITAL | SAH | SAH
SAH8583 | H Bariatric Digital FLR Scale | 101735 | SR Instruments Inc | SR585i-H | SR585i-H | 04/06/2022 | IU | Active | 1105-12245 | SAH-Oncology Unit AT6 | 411000736 | SAH | SAH
SAH8584 | Infrared Vein Finder | 455305 | Christie Medical Holdings Inc | Vein Viewer Flex | VeinViewer Flex | 04/11/2022 | 04 | Inventory | 1105-12245 | SAH-Oncology Unit AT6 | NEED PO | SAH | SAH
SAH8585 | Pediatric/Infant Scale | 101850 | Welch Allyn Inc A Subsidiary | 4802D-AK | 4802D | 01/24/2023 | IU | Active | 1105-23100 | SAH-Emergency Service | 260907123 | SAH | SAH
SAH8586 | LED Mobile Exam Light | 107114 | STERIS Corp | EXLMBWB | Hexalux | 06/28/2023 | IU | Active | 1105-12245 | SAH-Oncology Unit AT6 | 411000753 | SAH | SAH
SAH8597 | ApexPro Telemetry Receiver | 440964 | GE Healthcare Technologies | APEXPRO RCVR SYS | APEXPRO RCVR SYS | 04/14/2022 | IU | Active | 1105-10600 | SAH-Monitor Techs CMU | 411000808 | SAH | SAH
SAH8598 | ApexPro Telemetry Receiver | 440964 | GE Healthcare Technologies | APEXPRO RCVR SYS | APEXPRO RCVR SYS | 04/14/2022 | IU | Active | 1105-10600 | SAH-Monitor Techs CMU | 411000808 | SAH | SAH
SAH8599 | ApexPro Telemetry Receiver | 440964 | GE Healthcare Technologies | APEXPRO RCVR SYS | APEXPRO RCVR SYS | 04/14/2022 | IU | Active | 1105-10600 | SAH-Monitor Techs CMU | 411000808 | SAH | SAH
SAH8600 | ApexPro Telemetry Receiver | 440964 | GE Healthcare Technologies | APEXPRO RCVR SYS | APEXPRO RCVR SYS | 04/14/2022 | IU | Active | 1105-10600 | SAH-Monitor Techs CMU | 411000808 | SAH | SAH
SAH8602 | Infrared Vein Finder | 455305 | Christie Medical Holdings Inc | Vein Viewer Flex | VeinViewer Flex | 04/06/2022 | 04 | Inventory | 1105-18100 | SAH-Orthopedics Unit | 411000720 | SAH | SAH
SAH8603 | Vital Signs Monitor | 101850 | Welch Allyn Inc A Subsidiary | VSM 6000 SERIES | VSM 6000 SERIES | 04/06/2022 | IU | Active | 1105-18100 | SAH-Orthopedics Unit | Non-Capital | SAH | SAH
SAH8604 | Vital Signs Monitor | 101850 | Welch Allyn Inc A Subsidiary | VSM 6000 SERIES | VSM 6000 SERIES | 04/06/2022 | IU | Active | 1105-18100 | SAH-Orthopedics Unit | Non-Capital | SAH | SAH
SAH8605 | Vital Signs Monitor | 101850 | Welch Allyn Inc A Subsidiary | VSM 6000 SERIES | VSM 6000 SERIES | 04/06/2022 | IU | Active | 1105-18100 | SAH-Orthopedics Unit | Non-Capital | SAH | SAH
SAH8606 | Vital Signs Monitor | 101850 | Welch Allyn Inc A Subsidiary | VSM 6000 SERIES | VSM 6000 SERIES | 04/06/2022 | IU | Active | 1105-18100 | SAH-Orthopedics Unit | Non-Capital | SAH | SAH
SAH8607 | Vital Signs Monitor | 101850 | Welch Allyn Inc A Subsidiary | VSM 6000 SERIES | VSM 6000 SERIES | 04/06/2022 | IU | Active | 1105-18100 | SAH-Orthopedics Unit | Non-Capital | SAH | SAH
SAH8608 | Vital Signs Monitor | 101850 | Welch Allyn Inc A Subsidiary | VSM 6000 SERIES | VSM 6000 SERIES | 04/06/2022 | IU | Active | 1105-18100 | SAH-Orthopedics Unit | Non-Capital | SAH | SAH
SAH8609 | Vital Signs Monitor | 101850 | Welch Allyn Inc A Subsidiary | VSM 6000 SERIES | VSM 6000 SERIES | 04/06/2022 | IU | Active | 1105-18100 | SAH-Orthopedics Unit | Non-Capital | SAH | SAH
SAH8610 | Vital Signs Monitor | 101850 | Welch Allyn Inc A Subsidiary | VSM 6000 SERIES | VSM 6000 SERIES | 04/06/2022 | IU | Active | 1105-18100 | SAH-Orthopedics Unit | Non-Capital | SAH | SAH
SAH8611 | H Bariatric Digital FLR Scale | 101735 | SR Instruments Inc | SR585i-H | SR585i-H | 04/06/2022 | MI | Missing | 1105-18100 | SAH-Orthopedics Unit | 411000736 | SAH | SAH
SAH8612 | Desk Charger Oto/Ophth | 101850 | Welch Allyn Inc A Subsidiary | 7114X | 7114X | 04/06/2022 | 04 | Inventory | 1105-18100 | SAH-Orthopedics Unit | Non-Capital | SAH | SAH
SAH8613 | Desk Charger Oto/Ophth | 101850 | Welch Allyn Inc A Subsidiary | 7114X | 7114X | 04/06/2022 | 04 | Inventory | 1105-18100 | SAH-Orthopedics Unit | Non-Capital | SAH | SAH
SAH8614 | Desk Charger Oto/Ophth | 101850 | Welch Allyn Inc A Subsidiary | 7114X | 7114X | 04/06/2022 | 04 | Inventory | 1105-18100 | SAH-Orthopedics Unit | Non-Capital | SAH | SAH
SAH8615 | Temporal Infrared Thermometer | 107875 | Exergen Corp | TAT-5000 | TAT-5000 | 04/06/2022 | 04 | Inventory | 1105-18100 | SAH-Orthopedics Unit | non-capital | SAH | SAH
SAH8616 | Temporal Infrared Thermometer | 107875 | Exergen Corp | TAT-5000 | TAT-5000 | 04/06/2022 | 04 | Inventory | 1105-18100 | SAH-Orthopedics Unit | non-capital | SAH | SAH
SAH8617 | Temporal Infrared Thermometer | 107875 | Exergen Corp | TAT-5000 | TAT-5000 | 04/06/2022 | 04 | Inventory | 1105-18100 | SAH-Orthopedics Unit | non-capital | SAH | SAH
SAH8618 | Bladder Vol and Mass Ultrasnd | 451928 | Verathon Inc | Bladderscan Prime PL | Bladderscan Prime Pl | 04/06/2022 | IU | Active | 1105-12245 | SAH-Oncology Unit AT6 | 411000738 | SAH | SAH
SAH8619 | Bladder Vol and Mass Ultrasnd | 451928 | Verathon Inc | Bladderscan Prime PL | Bladderscan Prime Pl | 04/06/2022 | IU | Active | 1105-12250 | SAH-Med/Surg/Tele Unit AT5 | 411000741 | SAH | SAH
SAH8620 | Bladder Vol and Mass Ultrasnd | 451928 | Verathon Inc | Bladderscan Prime PL | Bladderscan Prime Pl | 04/06/2022 | IU | Active | 1105-18100 | SAH-Orthopedics Unit | 411000720 | SAH | SAH
SAH8621 | Vital Signs Monitor | 101850 | Welch Allyn Inc A Subsidiary | VSM 6000 SERIES | VSM 6000 SERIES | 02/07/2012 | MI | Missing | 1105-12245 | SAH-Oncology Unit AT6 | UNKNOWN | SAH | SAH
SAH8623 | Central Station Computer | 440964 | GE Healthcare Technologies | MAI800 | Carescape Central V3 | 04/11/2022 | IU | Active | 1105-12250 | SAH-Med/Surg/Tele Unit AT5 | 411000536 | SAH | SAH
SAH8624 | Central Station Computer | 440964 | GE Healthcare Technologies | MAI800 | Carescape Central V3 | 04/11/2022 | IU | Active | 1105-12250 | SAH-Med/Surg/Tele Unit AT5 | 411000536 | SAH | SAH
SAH8625 | Central Station Computer | 440964 | GE Healthcare Technologies | MAI800 | Carescape Central V3 | 04/11/2022 | IU | Active | 1105-12250 | SAH-Med/Surg/Tele Unit AT5 | 411000536 | SAH | SAH
SAH8626 | Central Station Computer | 440964 | GE Healthcare Technologies | MAI800 | Carescape Central V3 | 04/11/2022 | IU | Active | 1105-12250 | SAH-Med/Surg/Tele Unit AT5 | 411000536 | SAH | SAH
SAH8627 | Central Station Computer | 440964 | GE Healthcare Technologies | MAI800 | Carescape Central V3 | 04/11/2022 | IU | Active | 1105-12250 | SAH-Med/Surg/Tele Unit AT5 | 411000536 | SAH | SAH
SAH8628 | Central Station Computer | 440964 | GE Healthcare Technologies | MAI800 | Carescape Central V3 | 04/11/2022 | IU | Active | 1105-12250 | SAH-Med/Surg/Tele Unit AT5 | 411000536 | SAH | SAH
SAH8629 | Central Station Computer | 440964 | GE Healthcare Technologies | MAI800 | Carescape Central V3 | 04/11/2022 | IU | Active | 1105-12245 | SAH-Oncology Unit AT6 | 411000536 | SAH | SAH
SAH8630 | Central Station Computer | 440964 | GE Healthcare Technologies | MAI800 | Carescape Central V3 | 04/11/2022 | IU | Active | 1105-12250 | SAH-Med/Surg/Tele Unit AT5 | 411000536 | SAH | SAH
SAH8631 | Central Station Computer | 440964 | GE Healthcare Technologies | MAI800 | Carescape Central V3 | 04/11/2022 | IU | Active | 1105-12250 | SAH-Med/Surg/Tele Unit AT5 | 411000536 | SAH | SAH
SAH8632 | Central Station Computer | 440964 | GE Healthcare Technologies | MAI800 | Carescape Central V3 | 04/11/2022 | IU | Active | 1105-12250 | SAH-Med/Surg/Tele Unit AT5 | 411000536 | SAH | SAH
SAH8633 | Central Station Computer | 440964 | GE Healthcare Technologies | MAI800 | Carescape Central V3 | 04/11/2022 | IU | Active | 1105-12250 | SAH-Med/Surg/Tele Unit AT5 | 411000536 | SAH | SAH
SAH8634 | Central Station Computer | 440964 | GE Healthcare Technologies | MAI800 | Carescape Central V3 | 04/11/2022 | IU | Active | 1105-12245 | SAH-Oncology Unit AT6 | 411000536 | SAH | SAH
SAH8635 | Central Station Computer | 440964 | GE Healthcare Technologies | MAI800 | Carescape Central V3 | 04/11/2022 | IU | Active | 1105-12250 | SAH-Med/Surg/Tele Unit AT5 | 411000536 | SAH | SAH
SAH8636 | Central Station Computer | 440964 | GE Healthcare Technologies | MAI800 | Carescape Central V3 | 04/11/2022 | IU | Active | 1105-12250 | SAH-Med/Surg/Tele Unit AT5 | 411000536 | SAH | SAH
SAH8637 | Central Station Computer | 440964 | GE Healthcare Technologies | MAI800 | Carescape Central V3 | 04/11/2022 | IU | Active | 1105-12250 | SAH-Med/Surg/Tele Unit AT5 | 411000536 | SAH | SAH
SAH8638 | Central Station Computer | 440964 | GE Healthcare Technologies | MAI800 | Carescape Central V3 | 04/11/2022 | IU | Active | 1105-12250 | SAH-Med/Surg/Tele Unit AT5 | 411000536 | SAH | SAH
SAH8639 | Central Station Computer | 440964 | GE Healthcare Technologies | MAI800 | Carescape Central V3 | 04/11/2022 | IU | Active | 1105-12250 | SAH-Med/Surg/Tele Unit AT5 | 411000536 | SAH | SAH
SAH8640 | Central Station Computer | 440964 | GE Healthcare Technologies | MAI800 | Carescape Central V3 | 04/11/2022 | IU | Active | 1105-12250 | SAH-Med/Surg/Tele Unit AT5 | 411000536 | SAH | SAH
SAH8641 | Central Station Computer | 440964 | GE Healthcare Technologies | MAI800 | Carescape Central V3 | 04/11/2022 | IU | Active | 1105-12250 | SAH-Med/Surg/Tele Unit AT5 | 411000536 | SAH | SAH
SAH8642 | Central Station Computer | 440964 | GE Healthcare Technologies | MAI800 | Carescape Central V3 | 04/11/2022 | IU | Active | 1105-12250 | SAH-Med/Surg/Tele Unit AT5 | 411000536 | SAH | SAH
SAH8643 | Central Station Computer | 440964 | GE Healthcare Technologies | MAI800 | Carescape Central V3 | 04/11/2022 | IU | Active | 1105-12250 | SAH-Med/Surg/Tele Unit AT5 | 411000536 | SAH | SAH
SAH8644 | Central Station Computer | 440964 | GE Healthcare Technologies | MAI800 | Carescape Central V3 | 04/11/2022 | IU | Active | 1105-12250 | SAH-Med/Surg/Tele Unit AT5 | 411000536 | SAH | SAH
SAH8645 | Central Station Computer | 440964 | GE Healthcare Technologies | MAI800 | Carescape Central V3 | 04/11/2022 | IU | Active | 1105-12250 | SAH-Med/Surg/Tele Unit AT5 | 411000536 | SAH | SAH
SAH8646 | Central Station Computer | 440964 | GE Healthcare Technologies | MAI800 | Carescape Central V3 | 04/11/2022 | IU | Active | 1105-12250 | SAH-Med/Surg/Tele Unit AT5 | 411000536 | SAH | SAH
SAH8647 | Central Station Computer | 440964 | GE Healthcare Technologies | MAI800 | Carescape Central V3 | 04/11/2022 | IU | Active | 1105-12250 | SAH-Med/Surg/Tele Unit AT5 | 411000536 | SAH | SAH
SAH8648 | Central Station Computer | 440964 | GE Healthcare Technologies | MAI800 | Carescape Central V3 | 04/11/2022 | IU | Active | 1105-12250 | SAH-Med/Surg/Tele Unit AT5 | 411000536 | SAH | SAH
SAH8649 | Central Station Computer | 440964 | GE Healthcare Technologies | MAI800 | Carescape Central V3 | 04/11/2022 | IU | Active | 1105-12250 | SAH-Med/Surg/Tele Unit AT5 | 411000536 | SAH | SAH
SAH8650 | Central Station Computer | 440964 | GE Healthcare Technologies | MAI800 | Carescape Central V3 | 04/11/2022 | IU | Active | 1105-12250 | SAH-Med/Surg/Tele Unit AT5 | 411000536 | SAH | SAH
SAH8651 | Central Station Computer | 440964 | GE Healthcare Technologies | MAI800 | Carescape Central V3 | 04/11/2022 | IU | Active | 1105-12250 | SAH-Med/Surg/Tele Unit AT5 | 411000536 | SAH | SAH
SAH8652 | Central Station Computer | 440964 | GE Healthcare Technologies | MAI800 | Carescape Central V3 | 04/11/2022 | IU | Active | 1105-12250 | SAH-Med/Surg/Tele Unit AT5 | 411000536 | SAH | SAH
SAH8653 | Central Station Computer | 440964 | GE Healthcare Technologies | MAI800 | Carescape Central V3 | 04/11/2022 | IU | Active | 1105-12250 | SAH-Med/Surg/Tele Unit AT5 | 411000536 | SAH | SAH
SAH8654 | Central Station Computer | 440964 | GE Healthcare Technologies | MAI800 | Carescape Central V3 | 04/11/2022 | IU | Active | 1105-12250 | SAH-Med/Surg/Tele Unit AT5 | 411000536 | SAH | SAH
SAH8655 | Central Station Computer | 440964 | GE Healthcare Technologies | MAI800 | Carescape Central V3 | 04/11/2022 | IU | Active | 1105-12250 | SAH-Med/Surg/Tele Unit AT5 | 411000536 | SAH | SAH
SAH8656 | Central Station Computer | 440964 | GE Healthcare Technologies | MAI800 | Carescape Central V3 | 04/11/2022 | IU | Active | 1105-12250 | SAH-Med/Surg/Tele Unit AT5 | 411000536 | SAH | SAH
SAH8657 | Central Station Computer | 440964 | GE Healthcare Technologies | MAI800 | Carescape Central V3 | 04/11/2022 | IU | Active | 1105-12250 | SAH-Med/Surg/Tele Unit AT5 | 411000536 | SAH | SAH
SAH8658 | Central Station Computer | 440964 | GE Healthcare Technologies | MAI800 | Carescape Central V3 | 04/11/2022 | IU | Active | 1105-12250 | SAH-Med/Surg/Tele Unit AT5 | 411000536 | SAH | SAH
SAH8659 | Central Station Computer | 440964 | GE Healthcare Technologies | MAI800 | Carescape Central V3 | 04/11/2022 | IU | Active | 1105-12250 | SAH-Med/Surg/Tele Unit AT5 | 411000536 | SAH | SAH
SAH8660 | Central Station Computer | 440964 | GE Healthcare Technologies | MAI800 | Carescape Central V3 | 04/11/2022 | IU | Active | 1105-12250 | SAH-Med/Surg/Tele Unit AT5 | 411000536 | SAH | SAH
SAH8661 | Central Station Computer | 440964 | GE Healthcare Technologies | MAI800 | Carescape Central V3 | 04/11/2022 | IU | Active | 1105-12250 | SAH-Med/Surg/Tele Unit AT5 | 411000536 | SAH | SAH
SAH8662 | Central Station Computer | 440964 | GE Healthcare Technologies | MAI800 | Carescape Central V3 | 04/11/2022 | OS | In - Active | 1105-12250 | SAH-Med/Surg/Tele Unit AT5 | 411000536 | SAH | SAH
SAH8665 | Telemetry Transmitter | 440964 | GE Healthcare Technologies | CARESCAPE T14 | CARESCAPE T14 | 04/11/2022 | 04 | Inventory | 1105-10600 | SAH-Monitor Techs CMU | 411000536 | SAH | SAH
SAH8666 | Telemetry Transmitter | 440964 | GE Healthcare Technologies | CARESCAPE T14 | CARESCAPE T14 | 04/11/2022 | 04 | Inventory | 1105-10600 | SAH-Monitor Techs CMU | 411000536 | SAH | SAH
SAH8672 | Telemetry Transmitter | 440964 | GE Healthcare Technologies | CARESCAPE T14 | CARESCAPE T14 | 04/11/2022 | 04 | Inventory | 1105-10600 | SAH-Monitor Techs CMU | 411000536 | SAH | SAH
SAH8673 | Telemetry Transmitter | 440964 | GE Healthcare Technologies | CARESCAPE T14 | CARESCAPE T14 | 04/11/2022 | 04 | Inventory | 1105-10600 | SAH-Monitor Techs CMU | 411000536 | SAH | SAH
SAH8676 | Telemetry Transmitter | 440964 | GE Healthcare Technologies | CARESCAPE T14 | CARESCAPE T14 | 04/11/2022 | 04 | Inventory | 1105-10600 | SAH-Monitor Techs CMU | 411000536 | SAH | SAH
SAH8683 | Telemetry Transmitter | 440964 | GE Healthcare Technologies | CARESCAPE T14 | CARESCAPE T14 | 04/11/2022 | 04 | Inventory | 1105-10600 | SAH-Monitor Techs CMU | 411000536 | SAH | SAH
SAH8687 | Telemetry Transmitter | 440964 | GE Healthcare Technologies | CARESCAPE T14 | CARESCAPE T14 | 04/11/2022 | 04 | Inventory | 1105-10600 | SAH-Monitor Techs CMU | 411000536 | SAH | SAH
SAH8688 | Telemetry Transmitter | 440964 | GE Healthcare Technologies | CARESCAPE T14 | CARESCAPE T14 | 04/11/2022 | 04 | Inventory | 1105-10600 | SAH-Monitor Techs CMU | 411000536 | SAH | SAH
SAH8698 | Telemetry Transmitter | 440964 | GE Healthcare Technologies | CARESCAPE T14 | CARESCAPE T14 | 04/11/2022 | 04 | Inventory | 1105-10600 | SAH-Monitor Techs CMU | 411000536 | SAH | SAH
SAH8700 | Telemetry Transmitter | 440964 | GE Healthcare Technologies | CARESCAPE T14 | CARESCAPE T14 | 04/11/2022 | 04 | Inventory | 1105-10600 | SAH-Monitor Techs CMU | 411000536 | SAH | SAH
SAH8701 | Telemetry Transmitter | 440964 | GE Healthcare Technologies | CARESCAPE T14 | CARESCAPE T14 | 04/11/2022 | 04 | Inventory | 1105-10600 | SAH-Monitor Techs CMU | 411000536 | SAH | SAH
SAH8703 | Telemetry Transmitter | 440964 | GE Healthcare Technologies | CARESCAPE T14 | CARESCAPE T14 | 04/11/2022 | 04 | Inventory | 1105-10600 | SAH-Monitor Techs CMU | 411000536 | SAH | SAH
SAH8711 | Telemetry Transmitter | 440964 | GE Healthcare Technologies | CARESCAPE T14 | CARESCAPE T14 | 04/11/2022 | 04 | Inventory | 1105-10600 | SAH-Monitor Techs CMU | 411000536 | SAH | SAH
SAH8719 | Telemetry Transmitter | 440964 | GE Healthcare Technologies | CARESCAPE T14 | CARESCAPE T14 | 04/11/2022 | 04 | Inventory | 1105-10600 | SAH-Monitor Techs CMU | 411000536 | SAH | SAH
SAH8724 | Power Supply w/Battery Backup | 103070 | Rauland-Borg Corp | 351003 | Responder 5 | 07/21/2022 | IU | Active | 1105-36000 | SAH-Nuclear Medicine | NON-CAPITAL | SAH | SAH
SAH8725 | Power Supply w/Battery Backup | 103070 | Rauland-Borg Corp | 351003 | Responder 5 | 07/21/2022 | IU | Active | 1105-36000 | SAH-Nuclear Medicine | NON-CAPITAL | SAH | SAH
SAH8726 | Power Supply w/Battery Backup | 103070 | Rauland-Borg Corp | 351003 | Responder 5 | 07/21/2022 | IU | Active | 1105-36000 | SAH-Nuclear Medicine | NON-CAPITAL | SAH | SAH
SAH8727 | Power Supply w/Battery Backup | 103070 | Rauland-Borg Corp | 351003 | Responder 5 | 07/21/2022 | IU | Active | 1105-36000 | SAH-Nuclear Medicine | NON-CAPITAL | SAH | SAH
SAH8728 | Power Supply w/Battery Backup | 103070 | Rauland-Borg Corp | 351003 | Responder 5 | 07/21/2022 | IU | Active | 1105-36000 | SAH-Nuclear Medicine | NON-CAPITAL | SAH | SAH
SAH8729 | Power Supply w/Battery Backup | 103070 | Rauland-Borg Corp | 351003 | Responder 5 | 07/21/2022 | IU | Active | 1105-36000 | SAH-Nuclear Medicine | NON-CAPITAL | SAH | SAH
SAH8731 | Stretcher with Scale | 271227 | Stryker Medical | 1105 | 1105 | 12/01/2015 | IU | Active | BEDS-1105-88570 | SAH-Beds | FIU | SAH | SAH
SAH8733 | Stretcher | 271227 | Stryker Medical | 1115 | Big Wheel | 11/04/2011 | IU | Active | 1105-23100 | SAH-Emergency Service | FIU | SAH | SAH
SAH8736 | Stretcher | 271227 | Stryker Medical | 1115 | Big Wheel | 07/06/2012 | IU | Active | BEDS-1105-88570 | SAH-Beds | FIU | SAH | SAH
SAH8738 | Stretcher | 271227 | Stryker Medical | 1115 | Big Wheel | 07/06/2011 | IU | Active | BEDS-1105-88570 | SAH-Beds | FIU | SAH | SAH
SAH8739 | Nurse Call Console | 177156 | West-Com Nurse Call Systems In | FCNS-15 | All in One | 01/29/2008 | IU | Active | 1105-18415 | SAH-Neuroscience Unit 5N | 626001015-0-CAP | SAH | SAH
SAH8740 | Stretcher | 271227 | Stryker Medical | 1115 | Big Wheel | 07/06/2012 | IU | Active | BEDS-1105-88570 | SAH-Beds | FIU | SAH | SAH
SAH8741 | Stretcher | 271227 | Stryker Medical | 1115 | Big Wheel | 02/01/2023 | IU | Active | 1105-10000 | SAH-Nursing Administration | PENDING | SAH | SAH
SAH8742 | Stretcher | 271227 | Stryker Medical | 1115 | Big Wheel | 07/01/2016 | IU | Active | BEDS-1105-88570 | SAH-Beds | 626000532-0-CAP | SAH | SAH
SAH8743 | Stretcher With SCALE OPTION | 271227 | Stryker Medical | 1115 with opt SCALE | Big Wheel | 07/06/2012 | IU | Active | BEDS-1105-88570 | SAH-Beds | FIU | SAH | SAH
SAH8744 | Stretcher | 271227 | Stryker Medical | 1115 | Big Wheel | 03/01/2011 | IU | Active | BEDS-1105-88570 | SAH-Beds | FIU | SAH | SAH
SAH8745 | Stretcher | 271227 | Stryker Medical | 1115 | Big Wheel | 05/01/2012 | IU | Active | BEDS-1105-88570 | SAH-Beds | FIU | SAH | SAH
SAH8746 | Stretcher | 271227 | Stryker Medical | 1115 | Big Wheel | 04/01/2016 | IU | Active | BEDS-1105-88570 | SAH-Beds | 626000532-0-CAP | SAH | SAH
SAH8747 | Stretcher with Scale | 271227 | Stryker Medical | 1115E | Prime Big Wheel E | 03/01/2017 | IU | Active | BEDS-1105-88570 | SAH-Beds | 626000867-0-CAP | SAH | SAH
SAH8749 | Stretcher with Scale | 271227 | Stryker Medical | 1115E | Prime Big Wheel E | 04/01/2017 | IU | Active | BEDS-1105-88570 | SAH-Beds | 626000867-0-CAP | SAH | SAH
SAH8750 | Multi-Parameter Patient Simula | 451211 | Pronk Technologies Inc | SL-8 SimSlim | SL-8 SimSlim | 01/31/2011 | IU | Active | 1105-88570 | SAH-Clinical Engineering | 000 | SAH | SAH
SAH8752 | Central Station Computer | 440964 | GE Healthcare Technologies | MAI800 | Carescape Central V3 | 04/15/2022 | OS | In - Active | 1105-12250 | SAH-Med/Surg/Tele Unit AT5 | 411000536 | SAH | SAH
SAH8753 | Patient Data Module | 440964 | GE Healthcare Technologies | 2016793-003 | PDM | 02/01/2021 | IU | Active | 1105-23100 | SAH-Emergency Service | 411000536 | SAH | SAH
SAH8754 | UPS | 108649 | APC-American Power Conversion | SMT1000C | SMT1000C | 04/27/2022 | IU | Active | 1105-31000 | SAH-Laboratory Services | 260869726 | SAH | SAH
SAH8755 | UPS | 108649 | APC-American Power Conversion | SMT1000C | SMT1000C | 04/27/2022 | OS | In - Active | 1105-31000 | SAH-Laboratory Services | 260869726 | SAH | SAH
SAH8756 | UPS | 108649 | APC-American Power Conversion | SMT1000C | SMT1000C | 04/27/2022 | OS | In - Active | 1105-31000 | SAH-Laboratory Services | 260869726 | SAH | SAH
SAH8757 | POC Whole Blood Analyzer | 450992 | Abbott Point of Care Div | 300G | i-STAT 1 | 04/27/2022 | 04 | Inventory | 1105-31350 | SAH-Point of Care Testing (POCT) 3rd | 411000806-0-CRE | SAH | SAH
SAH8759 | Fetal and Vascular Doppler | 458815 | Natus Neurology Inc | IMEXDOP CT+ | IMEXDOP CT+ | 05/02/2022 | IU | Active | 1105-12245 | SAH-Oncology Unit AT6 | nEED po | SAH | SAH
SAH8760 | Vital Signs Monitor | 101850 | Welch Allyn Inc A Subsidiary | VSM 6000 SERIES | VSM 6000 SERIES | 05/02/2022 | IU | Active | 1105-12245 | SAH-Oncology Unit AT6 | nEED po | SAH | SAH
SAH8761 | Vital Signs Monitor | 101850 | Welch Allyn Inc A Subsidiary | VSM 6000 SERIES | VSM 6000 SERIES | 05/02/2022 | IU | Active | 1105-12245 | SAH-Oncology Unit AT6 | nEED po | SAH | SAH
SAH8762 | Vital Signs Monitor | 101850 | Welch Allyn Inc A Subsidiary | VSM 6000 SERIES | VSM 6000 SERIES | 05/02/2022 | IU | Active | 1105-12245 | SAH-Oncology Unit AT6 | nEED po | SAH | SAH
SAH8763 | Vital Signs Monitor | 101850 | Welch Allyn Inc A Subsidiary | VSM 6000 SERIES | VSM 6000 SERIES | 05/02/2022 | IU | Active | 1105-12245 | SAH-Oncology Unit AT6 | nEED po | SAH | SAH
SAH8764 | Vital Signs Monitor | 101850 | Welch Allyn Inc A Subsidiary | VSM 6000 SERIES | VSM 6000 SERIES | 05/02/2022 | IU | Active | 1105-12245 | SAH-Oncology Unit AT6 | nEED po | SAH | SAH
SAH8765 | Vital Signs Monitor | 101850 | Welch Allyn Inc A Subsidiary | VSM 6000 SERIES | VSM 6000 SERIES | 05/02/2022 | IU | Active | 1105-12245 | SAH-Oncology Unit AT6 | nEED po | SAH | SAH
SAH8766 | Vital Signs Monitor | 101850 | Welch Allyn Inc A Subsidiary | VSM 6000 SERIES | VSM 6000 SERIES | 05/02/2022 | IU | Active | 1105-12245 | SAH-Oncology Unit AT6 | nEED po | SAH | SAH
SAH8767 | Vital Signs Monitor | 101850 | Welch Allyn Inc A Subsidiary | VSM 6000 SERIES | VSM 6000 SERIES | 05/02/2022 | IU | Active | 1105-12245 | SAH-Oncology Unit AT6 | nEED po | SAH | SAH
SAH8768 | Fetal and Vascular Doppler | 458815 | Natus Neurology Inc | IMEXDOP CT+ | IMEXDOP CT+ | 05/02/2022 | IU | Active | 1105-12245 | SAH-Oncology Unit AT6 | Need PO | SAH | SAH
SAH8769 | Nurse Call Console | 103070 | Rauland-Borg Corp | 351205 | Responder 5 | 05/02/2022 | IU | Active | 1105-12245 | SAH-Oncology Unit AT6 | Need PO | SAH | SAH
SAH8770 | Nurse Call Console | 103070 | Rauland-Borg Corp | 351205 | Responder 5 | 05/02/2022 | IU | Active | 1105-12245 | SAH-Oncology Unit AT6 | Need PO | SAH | SAH
SAH8771 | Nurse Call Console | 103070 | Rauland-Borg Corp | 351205 | Responder 5 | 05/02/2022 | IU | Active | 1105-12245 | SAH-Oncology Unit AT6 | Need PO | SAH | SAH
SAH8772 | Power Supply w/Battery Backup | 103070 | Rauland-Borg Corp | 351003 | Responder 5 | 05/02/2022 | IU | Active | 1105-12245 | SAH-Oncology Unit AT6 | NEED PO | SAH | SAH
SAH8773 | Power Supply w/Battery Backup | 103070 | Rauland-Borg Corp | 351003 | Responder 5 | 05/02/2022 | IU | Active | 1105-12245 | SAH-Oncology Unit AT6 | NEED PO | SAH | SAH
SAH8774 | Power Supply w/Battery Backup | 103070 | Rauland-Borg Corp | 351003 | Responder 5 | 05/02/2022 | IU | Active | 1105-12245 | SAH-Oncology Unit AT6 | NEED PO | SAH | SAH
SAH8775 | Power Supply w/Battery Backup | 103070 | Rauland-Borg Corp | 351003 | Responder 5 | 05/02/2022 | IU | Active | 1105-12245 | SAH-Oncology Unit AT6 | NEED PO | SAH | SAH
SAH8776 | Power Supply w/Battery Backup | 103070 | Rauland-Borg Corp | 351003 | Responder 5 | 05/02/2022 | IU | Active | 1105-12245 | SAH-Oncology Unit AT6 | NEED PO | SAH | SAH
SAH8777 | Power Supply w/Battery Backup | 103070 | Rauland-Borg Corp | 351003 | Responder 5 | 05/02/2022 | IU | Active | 1105-12245 | SAH-Oncology Unit AT6 | NEED PO | SAH | SAH
SAH8778 | Power Supply w/Battery Backup | 103070 | Rauland-Borg Corp | 351003 | Responder 5 | 05/02/2022 | IU | Active | 1105-12245 | SAH-Oncology Unit AT6 | NEED PO | SAH | SAH
SAH8779 | Power Supply w/Battery Backup | 103070 | Rauland-Borg Corp | 351003 | Responder 5 | 05/02/2022 | IU | Active | 1105-12245 | SAH-Oncology Unit AT6 | NEED PO | SAH | SAH
SAH8780 | Power Supply w/Battery Backup | 103070 | Rauland-Borg Corp | 351003 | Responder 5 | 05/02/2022 | IU | Active | 1105-12245 | SAH-Oncology Unit AT6 | NEED PO | SAH | SAH
SAH8781 | Branch Regional Controller | 103070 | Rauland-Borg Corp | 351001 | Responder 5 | 05/02/2022 | IU | Active | 1105-12245 | SAH-Oncology Unit AT6 | NEED PO | SAH | SAH
SAH8782 | Power Supply w/Battery Backup | 103070 | Rauland-Borg Corp | 351003 | Responder 5 | 05/02/2022 | IU | Active | 1105-12245 | SAH-Oncology Unit AT6 | NEED PO | SAH | SAH
SAH8783 | Power Supply w/Battery Backup | 103070 | Rauland-Borg Corp | 351003 | Responder 5 | 05/02/2022 | IU | Active | 1105-12245 | SAH-Oncology Unit AT6 | NEED PO | SAH | SAH
SAH8784 | Power Supply w/Battery Backup | 103070 | Rauland-Borg Corp | 351003 | Responder 5 | 05/02/2022 | IU | Active | 1105-12245 | SAH-Oncology Unit AT6 | NEED PO | SAH | SAH
SAH8785 | Power Supply w/Battery Backup | 103070 | Rauland-Borg Corp | 351003 | Responder 5 | 05/02/2022 | IU | Active | 1105-12245 | SAH-Oncology Unit AT6 | NEED PO | SAH | SAH
SAH8786 | Nurse Call Console | 103070 | Rauland-Borg Corp | 351205 | Responder 5 | 05/02/2022 | IU | Active | 1105-12250 | SAH-Med/Surg/Tele Unit AT5 | NeedPO | SAH | SAH
SAH8787 | Fetal and Vascular Doppler | 458815 | Natus Neurology Inc | IMEXDOP CT+ | IMEXDOP CT+ | 05/02/2022 | IU | Active | 1105-12530 | SAH-Surgical Unit I AT4 | NEED PO | SAH | SAH
SAH8788 | Fetal and Vascular Doppler | 458815 | Natus Neurology Inc | IMEXDOP CT+ | IMEXDOP CT+ | 05/02/2022 | IU | Active | 1105-12250 | SAH-Med/Surg/Tele Unit AT5 | NEED PO | SAH | SAH
SAH8789 | Nurse Call Console | 103070 | Rauland-Borg Corp | 351205 | Responder 5 | 05/02/2022 | IU | Active | 1105-12250 | SAH-Med/Surg/Tele Unit AT5 | NeedPO | SAH | SAH
SAH8790 | Nurse Call Console | 103070 | Rauland-Borg Corp | 351205 | Responder 5 | 05/02/2022 | IU | Active | 1105-12250 | SAH-Med/Surg/Tele Unit AT5 | NeedPO | SAH | SAH
SAH8791 | Power Supply w/Battery Backup | 103070 | Rauland-Borg Corp | 351003 | Responder 5 | 05/02/2022 | IU | Active | 1105-12250 | SAH-Med/Surg/Tele Unit AT5 | NEED PO | SAH | SAH
SAH8792 | Power Supply w/Battery Backup | 103070 | Rauland-Borg Corp | 351003 | Responder 5 | 05/02/2022 | IU | Active | 1105-12250 | SAH-Med/Surg/Tele Unit AT5 | NEED PO | SAH | SAH
SAH8793 | Power Supply w/Battery Backup | 103070 | Rauland-Borg Corp | 351003 | Responder 5 | 05/02/2022 | IU | Active | 1105-12250 | SAH-Med/Surg/Tele Unit AT5 | NEED PO | SAH | SAH
SAH8794 | Power Supply w/Battery Backup | 103070 | Rauland-Borg Corp | 351003 | Responder 5 | 05/02/2022 | IU | Active | 1105-12250 | SAH-Med/Surg/Tele Unit AT5 | NEED PO | SAH | SAH
SAH8795 | Power Supply w/Battery Backup | 103070 | Rauland-Borg Corp | 351003 | Responder 5 | 05/02/2022 | IU | Active | 1105-12250 | SAH-Med/Surg/Tele Unit AT5 | NEED PO | SAH | SAH
SAH8796 | Power Supply w/Battery Backup | 103070 | Rauland-Borg Corp | 351003 | Responder 5 | 05/02/2022 | IU | Active | 1105-12250 | SAH-Med/Surg/Tele Unit AT5 | NEED PO | SAH | SAH
SAH8797 | Power Supply w/Battery Backup | 103070 | Rauland-Borg Corp | 351003 | Responder 5 | 05/02/2022 | IU | Active | 1105-12250 | SAH-Med/Surg/Tele Unit AT5 | NEED PO | SAH | SAH
SAH8798 | Power Supply w/Battery Backup | 103070 | Rauland-Borg Corp | 351003 | Responder 5 | 05/02/2022 | IU | Active | 1105-12250 | SAH-Med/Surg/Tele Unit AT5 | NEED PO | SAH | SAH
SAH8799 | Power Supply w/Battery Backup | 103070 | Rauland-Borg Corp | 351003 | Responder 5 | 05/02/2022 | IU | Active | 1105-12250 | SAH-Med/Surg/Tele Unit AT5 | NEED PO | SAH | SAH
SAH8800 | Branch Regional Controller | 103070 | Rauland-Borg Corp | 351001 | Responder 5 | 05/02/2022 | IU | Active | 1105-12250 | SAH-Med/Surg/Tele Unit AT5 | NEED PO | SAH | SAH
SAH8801 | Power Supply w/Battery Backup | 103070 | Rauland-Borg Corp | 351003 | Responder 5 | 05/02/2022 | IU | Active | 1105-12250 | SAH-Med/Surg/Tele Unit AT5 | NEED PO | SAH | SAH
SAH8802 | Power Supply w/Battery Backup | 103070 | Rauland-Borg Corp | 351003 | Responder 5 | 05/02/2022 | IU | Active | 1105-12250 | SAH-Med/Surg/Tele Unit AT5 | NEED PO | SAH | SAH
SAH8803 | Power Supply w/Battery Backup | 103070 | Rauland-Borg Corp | 351003 | Responder 5 | 05/02/2022 | IU | Active | 1105-12250 | SAH-Med/Surg/Tele Unit AT5 | NEED PO | SAH | SAH
SAH8804 | Power Supply w/Battery Backup | 103070 | Rauland-Borg Corp | 351003 | Responder 5 | 05/02/2022 | IU | Active | 1105-12250 | SAH-Med/Surg/Tele Unit AT5 | NEED PO | SAH | SAH
SAH8805 | Fetal and Vascular Doppler | 458815 | Natus Neurology Inc | IMEXDOP CT+ | IMEXDOP CT+ | 05/02/2022 | IU | Active | 1105-12530 | SAH-Surgical Unit I AT4 | NEED PO | SAH | SAH
SAH8806 | Fetal and Vascular Doppler | 458815 | Natus Neurology Inc | IMEXDOP CT+ | IMEXDOP CT+ | 05/02/2022 | IU | Active | 1105-18100 | SAH-Orthopedics Unit | NEED PO | SAH | SAH
SAH8807 | Nurse Call Console | 103070 | Rauland-Borg Corp | 351205 | Responder 5 | 05/02/2022 | IU | Active | 1105-12530 | SAH-Surgical Unit I AT4 | NeedPO | SAH | SAH
SAH8808 | Nurse Call Console | 103070 | Rauland-Borg Corp | 351205 | Responder 5 | 05/02/2022 | IU | Active | 1105-18100 | SAH-Orthopedics Unit | NeedPO | SAH | SAH
SAH8809 | Nurse Call Console | 103070 | Rauland-Borg Corp | 351205 | Responder 5 | 05/02/2022 | IU | Active | 1105-18100 | SAH-Orthopedics Unit | NeedPO | SAH | SAH
SAH8810 | Power Supply w/Battery Backup | 103070 | Rauland-Borg Corp | 351003 | Responder 5 | 05/02/2022 | IU | Active | 1105-18100 | SAH-Orthopedics Unit | NEED PO | SAH | SAH
SAH8811 | Power Supply w/Battery Backup | 103070 | Rauland-Borg Corp | 351003 | Responder 5 | 05/02/2022 | IU | Active | 1105-18100 | SAH-Orthopedics Unit | NEED PO | SAH | SAH
SAH8812 | Power Supply w/Battery Backup | 103070 | Rauland-Borg Corp | 351003 | Responder 5 | 05/02/2022 | IU | Active | 1105-18100 | SAH-Orthopedics Unit | NEED PO | SAH | SAH
SAH8813 | Power Supply w/Battery Backup | 103070 | Rauland-Borg Corp | 351003 | Responder 5 | 05/02/2022 | IU | Active | 1105-18100 | SAH-Orthopedics Unit | NEED PO | SAH | SAH
SAH8815 | Power Supply w/Battery Backup | 103070 | Rauland-Borg Corp | 351003 | Responder 5 | 05/02/2022 | IU | Active | 1105-18100 | SAH-Orthopedics Unit | NEED PO | SAH | SAH
SAH8816 | Power Supply w/Battery Backup | 103070 | Rauland-Borg Corp | 351003 | Responder 5 | 05/02/2022 | IU | Active | 1105-18100 | SAH-Orthopedics Unit | NEED PO | SAH | SAH
SAH8817 | Power Supply w/Battery Backup | 103070 | Rauland-Borg Corp | 351003 | Responder 5 | 05/02/2022 | IU | Active | 1105-18100 | SAH-Orthopedics Unit | NEED PO | SAH | SAH
SAH8818 | Power Supply w/Battery Backup | 103070 | Rauland-Borg Corp | 351003 | Responder 5 | 05/02/2022 | IU | Active | 1105-18100 | SAH-Orthopedics Unit | NEED PO | SAH | SAH
SAH8819 | Power Supply w/Battery Backup | 103070 | Rauland-Borg Corp | 351003 | Responder 5 | 05/02/2022 | IU | Active | 1105-18100 | SAH-Orthopedics Unit | NEED PO | SAH | SAH
SAH8820 | Power Supply w/Battery Backup | 103070 | Rauland-Borg Corp | 351003 | Responder 5 | 05/02/2022 | IU | Active | 1105-18100 | SAH-Orthopedics Unit | NEED PO | SAH | SAH
SAH8821 | Power Supply w/Battery Backup | 103070 | Rauland-Borg Corp | 351003 | Responder 5 | 05/02/2022 | IU | Active | 1105-18100 | SAH-Orthopedics Unit | NEED PO | SAH | SAH
SAH8822 | Power Supply w/Battery Backup | 103070 | Rauland-Borg Corp | 351003 | Responder 5 | 05/02/2022 | IU | Active | 1105-18100 | SAH-Orthopedics Unit | NEED PO | SAH | SAH
SAH8823 | Branch Regional Controller | 103070 | Rauland-Borg Corp | 351001 | Responder 5 | 05/02/2022 | IU | Active | 1105-18100 | SAH-Orthopedics Unit | NEED PO | SAH | SAH
SAH8824 | Power Supply w/Battery Backup | 103070 | Rauland-Borg Corp | 351003 | Responder 5 | 05/02/2022 | IU | Active | 1105-18100 | SAH-Orthopedics Unit | NEED PO | SAH | SAH
SAH8825 | Nurse Call Console | 103070 | Rauland-Borg Corp | 351205 | Responder 5 | 05/02/2022 | IU | Active | 1105-32100 | SAH-Hemodialysis | NEED PO | SAH | SAH
SAH8826 | Nuro Musc Trans Simulator | 351254 | Datex-Ohmeda Inc Div GE Health | 871251-HEL | NMT Simulator | 05/09/2022 | 04 | Inventory | 1105-88570 | SAH-Clinical Engineering | NON-CAPITAL | SAH | SAH
SAH8827 | Blanket Warmer | 107114 | STERIS Corp | DJ06012412312 | DJ06012412312 | 05/12/2022 | IU | Active | 1105-12245 | SAH-Oncology Unit AT6 | 411000858 | SAH | SAH
SAH8828 | Blanket Warmer | 107114 | STERIS Corp | DJ06012412312 | DJ06012412312 | 05/12/2022 | IU | Active | 1105-12245 | SAH-Oncology Unit AT6 | 411000858 | SAH | SAH
SAH8829 | Blanket Warmer | 107114 | STERIS Corp | DJ06012412312 | DJ06012412312 | 05/12/2022 | IU | Active | 1105-12250 | SAH-Med/Surg/Tele Unit AT5 | 411000858 | SAH | SAH
SAH8830 | Blanket Warmer | 107114 | STERIS Corp | DJ06012412312 | DJ06012412312 | 05/12/2022 | IU | Active | 1105-12250 | SAH-Med/Surg/Tele Unit AT5 | 411000858 | SAH | SAH
SAH8831 | Blanket Warmer | 107114 | STERIS Corp | DJ06012412312 | DJ06012412312 | 05/12/2022 | IU | Active | 1105-13100 | SAH-Intensive Care Unit | 411000858 | SAH | SAH
SAH8832 | Blanket Warmer | 107114 | STERIS Corp | DJ06012412312 | DJ06012412312 | 05/12/2022 | IU | Active | 1105-18100 | SAH-Orthopedics Unit | 411000858 | SAH | SAH
SAH8833 | Molecular POC Covid-19 Analyzr | 103243 | Abbott Laboratories Diagnostic | ID NOW | ID NOW COVID-19 | 05/12/2022 | 04 | Inventory | 1105-31000 | SAH-Laboratory Services | 526006600 | SAH | SAH
SAH8834 | Large Volume Pump Module | 378348 | BD | 8100 | Alaris Pump | 05/31/2012 | IU | Active | 1105-85160 | SAH-Sterile Processing | 920000849-0-CIP | SAH | SAH
SAH8835 | Large Volume Pump Module | 378348 | BD | 8100 | Alaris Pump | 05/31/2012 | IU | Active | 1105-85160 | SAH-Sterile Processing | 920000849-0-CIP | SAH | SAH
SAH8836 | Patient Data Module | 440964 | GE Healthcare Technologies | 2016793-003 | PDM | 02/01/2021 | IU | Active | 1105-23100 | SAH-Emergency Service | 411000536 | SAH | SAH
SAH8839 | Temporal Infrared Thermometer | 107875 | Exergen Corp | TAT-5000 | TAT-5000 | 05/27/2022 | 04 | Inventory | 1105-21500 | SAH-PACU | NON-CAPITAL | SAH | SAH
SAH8840 | Blanket Warmer | 107114 | STERIS Corp | DJ06012412312 | DJ06012412312 | 06/07/2022 | IU | Active | 1105-12245 | SAH-Oncology Unit AT6 | 411000858 | SAH | SAH
SAH8841 | Universal Weight Set | 355171 | Precor Inc | FTS Glide | Icarian FTS Glide | 05/26/2022 | IU | Active | 1105-39600 | SAH-Cardiac Rehab | Non-Capital | SAH | SAH
SAH8842 | Treadmill | 355171 | Precor Inc | TRM631 | TRM 631 | 06/07/2022 | IU | Active | 1105-39600 | SAH-Cardiac Rehab | PENDING | SAH | SAH
SAH8843 | Elliptical Crosstrainer | 355171 | Precor Inc | EFX800-18 | EFX CROSSRAMP | 06/07/2022 | IU | Active | 1105-39600 | SAH-Cardiac Rehab | PENDING | SAH | SAH
SAH8844 | Molecular POC Covid-19 Analyzr | 103243 | Abbott Laboratories Diagnostic | ID NOW | ID NOW COVID-19 | 06/06/2022 | 04 | Inventory | 1730-21100 | SAH-CARIL Surgery Center | Non Capital | SAH | SAH
SAH8845 | Bispectral Index BIS Module | 440964 | GE Healthcare Technologies | E-BIS-01 | E-BIS Module | 06/23/2022 | IU | Active | 1105-13100 | SAH-Intensive Care Unit | 626005183 | SAH | SAH
SAH8847 | LCD 18.5 in Display | 308478 | Invivo Corp | RGP1823AM | DIVA LABS | 06/30/2022 | 04 | Inventory | 1105-33700 | SAH-MRI | 626004782-0-CAP | SAH | SAH
SAH8848 | MRI Patient Monitoring Portal | 308478 | Invivo Corp | 4535647922561 | MR Portal 5000 | 08/30/2022 | IU | Active | 1105-33700 | SAH-MRI | 622004782-0-CAP | SAH | SAH
SAH8849 | Pathogen Processor /Analyzer | 452925 | Nanosphere Inc A Luminex Co | 10-0000-07 | Verigene PRSCR SP | 12/11/2019 | IU | Active | 1105-31000 | SAH-Laboratory Services | 620002673 | SAH | SAH
SAH8850 | Printer | 473839 | Brother International | MW-260MFi | MPrint | 06/23/2022 | 04 | Inventory | 1105-10000 | SAH-Nursing Administration | NON-CAPITAL | SAH | SAH
SAH8851 | Vital Signs Monitor | 101850 | Welch Allyn Inc A Subsidiary | VSM 6000 SERIES | VSM 6000 SERIES | 06/23/2022 | IU | Active | 1105-33900 | SAH-Ultrasound | NON-CAPITAL | SAH | SAH
SAH8852 | Vital Signs Monitor | 101850 | Welch Allyn Inc A Subsidiary | VSM 6000 SERIES | VSM 6000 SERIES | 06/23/2022 | IU | Active | 1105-33900 | SAH-Ultrasound | NON-CAPITAL | SAH | SAH
SAH8853 | Bispectral Index BIS Module | 440964 | GE Healthcare Technologies | E-BIS-01 | E-BIS Module | 06/23/2022 | IU | Active | 1105-13100 | SAH-Intensive Care Unit | 626005183 | SAH | SAH
SAH8854 | Bispectral Index BIS Module | 440964 | GE Healthcare Technologies | E-BIS-01 | E-BIS Module | 06/23/2022 | IU | Active | 1105-13100 | SAH-Intensive Care Unit | 626005183 | SAH | SAH
SAH8855 | Bispectral Index BIS Module | 440964 | GE Healthcare Technologies | E-BIS-01 | E-BIS Module | 06/23/2022 | IU | Active | 1105-13100 | SAH-Intensive Care Unit | 626005183 | SAH | SAH
SAH8856 | Battery Charger | 453088 | EZ Way Inc | 11860 | EZ Charger | 07/07/2022 | 04 | Inventory | 1105-10000 | SAH-Nursing Administration | NON-CAPITAL | SAH | SAH
SAH8857 | Exercise Bike, Recumbent | 394503 | SCIFIT | PRO I | PRO I | 07/07/2022 | IU | Active | 1105-39600 | SAH-Cardiac Rehab | NON-CAPITAL | SAH | SAH
SAH8858 | Elliptical Stepper | 394503 | SCIFIT | REX7000 | REX7000 | 07/05/2022 | IU | Active | 1105-39600 | SAH-Cardiac Rehab | Non Capital | SAH | SAH
SAH8859 | Exercise Bike | 394503 | SCIFIT | ISO1000R | ISO1000R | 07/07/2022 | IU | Active | 1105-39600 | SAH-Cardiac Rehab | NON-CAPITAL | SAH | SAH
SAH8860 | Exercise Bike | 394503 | SCIFIT | ISO1000R | ISO1000R | 07/07/2022 | IU | Active | 1105-39600 | SAH-Cardiac Rehab | NON-CAPITAL | SAH | SAH
SAH8861 | Tube Sealer | 455066 | Genesis BPS | SE540 | Rapid Seal II | 07/06/2022 | 04 | Inventory | 1105-31100 | SAH-Blood Services | 260881161 | SAH | SAH
SAH8862 | Water Purification RO | 199732 | Mar Cor Purification A Cantel | MILLENIUM HX | MILLENIUM HX | 07/20/2022 | IU | Active | 1105-32100 | SAH-Hemodialysis | 411000788 | SAH | SAH
SAH8863 | Water Purification RO | 199732 | Mar Cor Purification A Cantel | MILLENIUM HX | MILLENIUM HX | 07/20/2022 | IU | Active | 1105-32100 | SAH-Hemodialysis | 411000788 | SAH | SAH
SAH8864 | Water Purification RO | 199732 | Mar Cor Purification A Cantel | MILLENIUM HX | MILLENIUM HX | 07/20/2022 | IU | Active | 1105-32100 | SAH-Hemodialysis | 411000788 | SAH | SAH
SAH8865 | Precision Scale | 517963 | Hogentogler & Co Inc | T302 | Veritas | 07/11/2022 | IU | Active | 1105-88570 | SAH-Clinical Engineering | Non Capital | SAH | SAH
SAH8866 | EP Recording System | 107135 | Boston Scientific Corp | LS10000 | Lab System Pro | 12/22/2021 | IU | Active | 1105-30610 | SAH-Cardiac Cath Lab | 626003060-0-CAP | SAH | SAH
SAH8867 | UPS | 108649 | APC-American Power Conversion | BK500BLK | Back-UPS CS 500 | 07/20/2022 | IU | Active | 1105-12154 | SAH-Cardiovascular Tele PT3 | NON-CAPITAL | SAH | SAH
SAH8868 | Blanket Warmer | 373541 | Enthermics Medical Systems | EC-350 | EC-350 | 05/01/2022 | IU | Active | 1105-36000 | SAH-Nuclear Medicine | NEED PO | SAH | SAH
SAH8870 | Telemetry Server | 440964 | GE Healthcare Technologies | MP100R | CARESCAPE PRO SERVER | 02/10/2021 | IU | Active | 1105-18415 | SAH-Neuroscience Unit 5N | 411000536 | SAH | SAH
SAH8871 | Telemetry Server | 440964 | GE Healthcare Technologies | MP100R | CARESCAPE PRO SERVER | 02/10/2021 | IU | Active | 1105-18415 | SAH-Neuroscience Unit 5N | 411000536 | SAH | SAH
SAH8872 | Telemetry Server | 440964 | GE Healthcare Technologies | MP100R | CARESCAPE PRO SERVER | 02/10/2021 | IU | Active | 1105-18415 | SAH-Neuroscience Unit 5N | 411000536 | SAH | SAH
SAH8873 | Bedside Physiologic Monitor | 440964 | GE Healthcare Technologies | B650 | Carescape B650 | 08/15/2022 | IU | Active | 1105-20100 | SAH-Anesthesiology | 626005148 | SAH | SAH
SAH8874 | Mistral-Air MA1200 Test Kit | 271227 | Stryker Medical | MA2100-B-PM | MA1200 Test Kit | 01/24/2019 | IU | Active | 1105-88570 | SAH-Clinical Engineering | 711007386-0-CES | SAH | SAH
SAH8876 | Molecular POC Covid-19 Analyzr | 103243 | Abbott Laboratories Diagnostic | ID NOW | ID NOW COVID-19 | 05/09/2022 | 04 | Inventory | 1105-31000 | SAH-Laboratory Services | 526006600 | SAH | SAH
SAH8877 | Electrical Safety Analyzer | 178848 | Fluke Biomedical | ESA609 | ESA609 | 10/24/2022 | IU | Active | 1105-88570 | SAH-Clinical Engineering | NON-CAPITAL | SAH | SAH
SAH8878 | Anesthesia Machine | 351254 | Datex-Ohmeda Inc Div GE Health | 1009-9050-000 | Avance CS2 | 08/19/2022 | LS | High Risk | 1105-20100 | SAH-Anesthesiology | 626005148 | SAH | SAH
SAH8879 | Bedside Physiologic Monitor | 440964 | GE Healthcare Technologies | B650 | Carescape B650 | 08/15/2022 | IU | Active | 1105-20100 | SAH-Anesthesiology | 626005148 | SAH | SAH
SAH8880 | Patient Data Module | 440964 | GE Healthcare Technologies | 2016793-003 | PDM | 08/15/2022 | IU | Active | 1105-20100 | SAH-Anesthesiology | 626005148 | SAH | SAH
SAH8881 | Airway Gas Module w/Agent Id | 440964 | GE Healthcare Technologies | E-sCAiO-00 | E-sCAiO | 08/15/2022 | IU | Active | 1105-20100 | SAH-Anesthesiology | 626005148 | SAH | SAH
SAH8882 | Anesthesia Machine | 351254 | Datex-Ohmeda Inc Div GE Health | 1009-9050-000 | Avance CS2 | 08/19/2022 | LS | High Risk | 1105-20100 | SAH-Anesthesiology | 626005148 | SAH | SAH
SAH8883 | Bedside Physiologic Monitor | 440964 | GE Healthcare Technologies | B650 | Carescape B650 | 08/15/2022 | IU | Active | 1105-20100 | SAH-Anesthesiology | 626005148 | SAH | SAH
SAH8884 | Patient Data Module | 440964 | GE Healthcare Technologies | 2016793-003 | PDM | 08/15/2022 | IU | Active | 1105-20100 | SAH-Anesthesiology | 626005148 | SAH | SAH
SAH8885 | Airway Gas Module w/Agent Id | 440964 | GE Healthcare Technologies | E-sCAiO-00 | E-sCAiO | 08/15/2022 | IU | Active | 1105-20100 | SAH-Anesthesiology | 626005148 | SAH | SAH
SAH8886 | Anesthesia Machine | 351254 | Datex-Ohmeda Inc Div GE Health | 1009-9050-000 | Avance CS2 | 08/19/2022 | LS | High Risk | 1105-20100 | SAH-Anesthesiology | 626005148 | SAH | SAH
SAH8887 | Bedside Physiologic Monitor | 440964 | GE Healthcare Technologies | B650 | Carescape B650 | 08/15/2022 | IU | Active | 1105-20100 | SAH-Anesthesiology | 626005148 | SAH | SAH
SAH8888 | Patient Data Module | 440964 | GE Healthcare Technologies | 2016793-003 | PDM | 08/15/2022 | IU | Active | 1105-20100 | SAH-Anesthesiology | 626005148 | SAH | SAH
SAH8889 | Airway Gas Module w/Agent Id | 440964 | GE Healthcare Technologies | E-sCAiO-00 | E-sCAiO | 08/15/2022 | IU | Active | 1105-20100 | SAH-Anesthesiology | 626005148 | SAH | SAH
SAH8890 | Anesthesia Machine | 351254 | Datex-Ohmeda Inc Div GE Health | 1009-9050-000 | Avance CS2 | 08/19/2022 | LS | High Risk | 1105-20100 | SAH-Anesthesiology | 626005148 | SAH | SAH
SAH8891 | Bedside Physiologic Monitor | 440964 | GE Healthcare Technologies | B650 | Carescape B650 | 08/15/2022 | IU | Active | 1105-20100 | SAH-Anesthesiology | 626005148 | SAH | SAH
SAH8892 | Patient Data Module | 440964 | GE Healthcare Technologies | 2016793-003 | PDM | 08/15/2022 | IU | Active | 1105-20100 | SAH-Anesthesiology | 626005148 | SAH | SAH
SAH8893 | Airway Gas Module w/Agent Id | 440964 | GE Healthcare Technologies | E-sCAiO-00 | E-sCAiO | 08/15/2022 | IU | Active | 1105-20100 | SAH-Anesthesiology | 626005148 | SAH | SAH
SAH8895 | Patient Data Module | 440964 | GE Healthcare Technologies | 2016793-003 | PDM | 08/15/2022 | IU | Active | 1105-20100 | SAH-Anesthesiology | 626005148 | SAH | SAH
SAH8896 | Airway Gas Module w/Agent Id | 440964 | GE Healthcare Technologies | E-sCAiO-00 | E-sCAiO | 08/15/2022 | IU | Active | 1105-20100 | SAH-Anesthesiology | 626005148 | SAH | SAH
SAH8897 | Tabletop Centrifuge | 108882 | Eppendorf North America Inc | 5702 | 5702 | 08/19/2022 | IU | Active | 0015-31333 | SAH-Outreach Lab Suncoast MOB | NON-CAPITAL | SAH | SAH
SAH8898 | Bariatric Exam Chair | 457642 | MTI Medical Technology Industr | 527W-115 | 527W-115 | 08/12/2022 | IU | Active | 1105-35200 | SAH-Wound Care Center | Need PO | SAH | SAH
SAH8899 | Bariatric Exam Chair | 457642 | MTI Medical Technology Industr | 527W-115 | 527W-115 | 09/01/2022 | IU | Active | 1105-35200 | SAH-Wound Care Center | Need PO | SAH | SAH
SAH8900 | Vital Signs Monitor | 101850 | Welch Allyn Inc A Subsidiary | VSM 6000 SERIES | VSM 6000 SERIES | 08/19/2022 | IU | Active | 1105-34000 | SAH-Diagnostic Imaging | 260868950 | SAH | SAH
SAH8901 | Vital Signs Monitor | 101850 | Welch Allyn Inc A Subsidiary | VSM 6000 SERIES | VSM 6000 SERIES | 08/19/2022 | IU | Active | 1105-34000 | SAH-Diagnostic Imaging | 260868950 | SAH | SAH
SAH8902 | Large Volume Pump Module | 378348 | BD | 8100 | Alaris Pump | 05/31/2012 | IU | Active | 1105-85160 | SAH-Sterile Processing | 920000849-0-CIP | SAH | SAH
SAH8903 | Light Source | 103283 | Jedmed Instrument Co | 99-7746/48 | G3+ LED | 08/26/2022 | IU | Active | 1105-85160 | SAH-Sterile Processing | 260885773 | SAH | SAH
SAH8904 | Light Source | 103283 | Jedmed Instrument Co | 99-7746/48 | G3+ LED | 09/01/2022 | IU | Active | 1105-85160 | SAH-Sterile Processing | 260885773 | SAH | SAH
SAH8905 | Light Source | 103283 | Jedmed Instrument Co | 99-7746/48 | G3+ LED | 09/01/2022 | IU | Active | 1105-85160 | SAH-Sterile Processing | 260885773 | SAH | SAH
SAH8906 | Pulse Ox Docking Station | 371567 | Masimo Corp | RDS-1 | Radical Cradle | 09/20/2022 | 04 | Inventory | 1105-12225 | SAH-Med/Surg Unit I 4SE | NON-CAPITAL | SAH | SAH
SAH8907 | Pulse Ox Docking Station | 371567 | Masimo Corp | RDS-1 | Radical Cradle | 09/20/2022 | 04 | Inventory | 1105-12225 | SAH-Med/Surg Unit I 4SE | NON-CAPITAL | SAH | SAH
SAH8914 | Transducer Probe | 439946 | GE Healthcare USA | 5418916 | C1-6-D | 12/12/2023 | IU | Active | 1105-34110 | SAH-Angiocardiography | 261340234 | SAH | SAH
SAH8915 | Linear Transducer | 439946 | GE Healthcare USA | 5393197 | L8-18i-RS | 12/12/2023 | IU | Active | 1105-34110 | SAH-Angiocardiography | 261340234 | SAH | SAH
SAH8916 | Linear Array Probe | 439946 | GE Healthcare USA | L4-12T-RS | L4-12t-RS | 12/12/2023 | IU | Active | 1105-34110 | SAH-Angiocardiography | 261340234 | SAH | SAH
SAH8917 | Diagnostic Ultrasound System | 439946 | GE Healthcare USA | LOGIQ P9 R2 | LOGIQ P9 R2 | 12/12/2023 | IU | Active | 1105-34110 | SAH-Angiocardiography | 261340234 | SAH | SAH
SAH8918 | Mini C-Arm | 453503 | GE Healthcare Surgery | Elite MiniView | Elite MiniView | 05/09/2023 | IU | Active | 1105-21100 | SAH-Surgery | 626005663 | SAH | SAH
SAH8919 | Dual Warming Cabinet | 107114 | STERIS Corp | DJ040124331 | DJ040124331 | 09/27/2022 | IU | Active | 1105-33700 | SAH-MRI | 260861452 | SAH | SAH
SAH8920 | Hypo-Hyperthermia Unit | 513842 | Gentherm | 233 | BLANKETROL III | 09/20/2022 | IU | Active | 1105-13102 | SAH-Intensive Care Unit II 3NW | 626005361-0-CAP | SAH | SAH
SAH8921 | Hypo-Hyperthermia Unit | 513842 | Gentherm | 233 | BLANKETROL III | 09/20/2022 | IU | Active | 1105-13102 | SAH-Intensive Care Unit II 3NW | 626005361-0-CAP | SAH | SAH
SAH8922 | Portable Suction | 105171 | Allied Healthcare Products Inc | G180 | OptiVac | 09/22/2022 | IU | Active | 1105-18300 | SAH-Urology 6SW | 411000850-0-CRE | SAH | SAH
SAH8923 | Portable Suction | 105171 | Allied Healthcare Products Inc | G180 | OptiVac | 09/22/2022 | IU | Active | 1105-12225 | SAH-Med/Surg Unit I 4SE | 411000850-0-CRE | SAH | SAH
SAH8924 | Portable Suction | 105171 | Allied Healthcare Products Inc | G180 | OptiVac | 09/22/2022 | IU | Active | 1105-32100 | SAH-Hemodialysis | 411000850-0-CRE | SAH | SAH
SAH8925 | Portable Suction | 105171 | Allied Healthcare Products Inc | G180 | OptiVac | 09/22/2022 | IU | Active | 1105-12530 | SAH-Surgical Unit I AT4 | 411000850-0-CRE | SAH | SAH
SAH8926 | Portable Suction | 105171 | Allied Healthcare Products Inc | G180 | OptiVac | 09/22/2022 | IU | Active | 1105-13100 | SAH-Intensive Care Unit | 411000850-0-CRE | SAH | SAH
SAH8927 | Portable Suction | 105171 | Allied Healthcare Products Inc | G180 | OptiVac | 09/22/2022 | IU | Active | 1105-12295 | SAH-Med/Surg Overflow 5E | 411000850-0-CRE | SAH | SAH
SAH8936 | Vital Signs Monitor | 101850 | Welch Allyn Inc A Subsidiary | VSM 6000 SERIES | VSM 6000 SERIES | 12/09/2022 | IU | Active | 1105-37250 | SAH-Infusion Center | NON-CAPITAL | SAH | SAH
SAH8937 | Vital Signs Monitor | 101850 | Welch Allyn Inc A Subsidiary | VSM 6000 SERIES | VSM 6000 SERIES | 12/09/2022 | IU | Active | 1105-37250 | SAH-Infusion Center | NON-CAPITAL | SAH | SAH
SAH8938 | PT Exam Table | 439564 | Armedica Mfg Corp | AM368 | AM368 | 09/20/2022 | IU | Active | 1105-39150 | SAH-Rehab Services OP SARC | 260868946 | SAH | SAH
SAH8940 | EKG Mulitchannel Interp | 440964 | GE Healthcare Technologies | MAC VU360 | MAC VU360 | 09/22/2022 | IU | Active | 1105-12530 | SAH-Surgical Unit I AT4 | 411000870 | SAH | SAH
SAH8941 | EKG Mulitchannel Interp | 440964 | GE Healthcare Technologies | MAC VU360 | MAC VU360 | 09/22/2022 | IU | Active | 1105-30620 | SAH-Non Invasive Cardiology | 411000870 | SAH | SAH
SAH8942 | EKG Mulitchannel Interp | 440964 | GE Healthcare Technologies | MAC VU360 | MAC VU360 | 09/22/2022 | IU | Active | 1105-12245 | SAH-Oncology Unit AT6 | 411000870 | SAH | SAH
SAH8943 | Large Volume Pump Module | 378348 | BD | 8100 | Alaris 8100 Pump | 09/27/2022 | IU | Active | 1105-37250 | SAH-Infusion Center | 260892760 | SAH | SAH
SAH8944 | Large Volume Pump Module | 378348 | BD | 8100 | Alaris 8100 Pump | 09/27/2022 | IU | Active | 1105-37250 | SAH-Infusion Center | 260892760 | SAH | SAH
SAH8945 | Large Volume Pump Module | 378348 | BD | 8100 | Alaris 8100 Pump | 09/27/2022 | IU | Active | 1105-37250 | SAH-Infusion Center | 260892760 | SAH | SAH
SAH8946 | Large Volume Pump Module | 378348 | BD | 8100 | Alaris 8100 Pump | 09/27/2022 | IU | Active | 1105-37250 | SAH-Infusion Center | 260892760 | SAH | SAH
SAH8947 | Large Volume Pump Module | 378348 | BD | 8100 | Alaris 8100 Pump | 09/27/2022 | IU | Active | 1105-37250 | SAH-Infusion Center | 260892760 | SAH | SAH
SAH8948 | Large Volume Pump Module | 378348 | BD | 8100 | Alaris 8100 Pump | 09/27/2022 | IU | Active | 1105-37250 | SAH-Infusion Center | 260892760 | SAH | SAH
SAH8949 | Large Volume Pump Module | 378348 | BD | 8100 | Alaris 8100 Pump | 09/27/2022 | IU | Active | 1105-37250 | SAH-Infusion Center | 260892760 | SAH | SAH
SAH8950 | Large Volume Pump Module | 378348 | BD | 8100 | Alaris 8100 Pump | 09/27/2022 | IU | Active | 1105-37250 | SAH-Infusion Center | 260892760 | SAH | SAH
SAH8951 | Large Volume Pump Module | 378348 | BD | 8100 | Alaris 8100 Pump | 09/27/2022 | IU | Active | 1105-37250 | SAH-Infusion Center | 260892760 | SAH | SAH
SAH8952 | Large Volume Pump Module | 378348 | BD | 8100 | Alaris 8100 Pump | 09/27/2022 | IU | Active | 1105-37250 | SAH-Infusion Center | 260892760 | SAH | SAH
SAH8953 | Large Volume Pump Module | 378348 | BD | 8100 | Alaris 8100 Pump | 09/27/2022 | IU | Active | 1105-37250 | SAH-Infusion Center | 260892760 | SAH | SAH
SAH8954 | Large Volume Pump Module | 378348 | BD | 8100 | Alaris 8100 Pump | 09/27/2022 | IU | Active | 1105-37250 | SAH-Infusion Center | 260892760 | SAH | SAH
SAH8955 | Large Volume Pump Module | 378348 | BD | 8100 | Alaris 8100 Pump | 09/27/2022 | IU | Active | 1105-37250 | SAH-Infusion Center | 260892760 | SAH | SAH
SAH8956 | Large Volume Pump Module | 378348 | BD | 8100 | Alaris 8100 Pump | 09/27/2022 | IU | Active | 1105-37250 | SAH-Infusion Center | 260892760 | SAH | SAH
SAH8957 | Large Volume Pump Module | 378348 | BD | 8100 | Alaris 8100 Pump | 09/27/2022 | IU | Active | 1105-37250 | SAH-Infusion Center | 260892760 | SAH | SAH
SAH8958 | Large Volume Pump Module | 378348 | BD | 8100 | Alaris 8100 Pump | 09/27/2022 | IU | Active | 1105-37250 | SAH-Infusion Center | 260892760 | SAH | SAH
SAH8959 | Large Volume Pump Module | 378348 | BD | 8100 | Alaris 8100 Pump | 09/27/2022 | IU | Active | 1105-37250 | SAH-Infusion Center | 260892760 | SAH | SAH
SAH8960 | Large Volume Pump Module | 378348 | BD | 8100 | Alaris 8100 Pump | 09/27/2022 | IU | Active | 1105-37250 | SAH-Infusion Center | 260892760 | SAH | SAH
SAH8961 | Large Volume Pump Module | 378348 | BD | 8100 | Alaris 8100 Pump | 09/27/2022 | IU | Active | 1105-37250 | SAH-Infusion Center | 260892760 | SAH | SAH
SAH8962 | Pump Control Unit 5.7 Screen | 378348 | BD | 8015LS | Alaris PC 5.7 SCREEN | 09/27/2022 | IU | Active | 1105-37250 | SAH-Infusion Center | 260892760 | SAH | SAH
SAH8963 | Pump Control Unit 5.7 Screen | 378348 | BD | 8015LS | Alaris PC 5.7 SCREEN | 09/27/2022 | IU | Active | 1105-37250 | SAH-Infusion Center | 260892760 | SAH | SAH
SAH8964 | Pump Control Unit 5.7 Screen | 378348 | BD | 8015LS | Alaris PC 5.7 SCREEN | 09/27/2022 | IU | Active | 1105-37250 | SAH-Infusion Center | 260892760 | SAH | SAH
SAH8965 | Pump Control Unit 5.7 Screen | 378348 | BD | 8015LS | Alaris PC 5.7 SCREEN | 09/27/2022 | IU | Active | 1105-37250 | SAH-Infusion Center | 260892760 | SAH | SAH
SAH8966 | Pump Control Unit 5.7 Screen | 378348 | BD | 8015LS | Alaris PC 5.7 SCREEN | 09/27/2022 | IU | Active | 1105-37250 | SAH-Infusion Center | 260892760 | SAH | SAH
SAH8967 | Pump Control Unit 5.7 Screen | 378348 | BD | 8015LS | Alaris PC 5.7 SCREEN | 09/27/2022 | IU | Active | 1105-37250 | SAH-Infusion Center | 260892760 | SAH | SAH
SAH8968 | Pump Control Unit 5.7 Screen | 378348 | BD | 8015LS | Alaris PC 5.7 SCREEN | 09/27/2022 | IU | Active | 1105-37250 | SAH-Infusion Center | 260892760 | SAH | SAH
SAH8969 | Pump Control Unit 5.7 Screen | 378348 | BD | 8015LS | Alaris PC 5.7 SCREEN | 09/27/2022 | IU | Active | 1105-37250 | SAH-Infusion Center | 260892760 | SAH | SAH
SAH8970 | Pump Control Unit 5.7 Screen | 378348 | BD | 8015LS | Alaris PC 5.7 SCREEN | 09/27/2022 | IU | Active | 1105-37250 | SAH-Infusion Center | 260892760 | SAH | SAH
SAH8972 | Sevoflurane Vaporizer | 351254 | Datex-Ohmeda Inc Div GE Health | TEC 850 SEVO | TEC 850 SEVO | 10/19/2022 | LS | High Risk | 1105-20100 | SAH-Anesthesiology | 411000900-0-CRE | SAH | SAH
SAH8973 | Sevoflurane Vaporizer | 351254 | Datex-Ohmeda Inc Div GE Health | TEC 850 SEVO | TEC 850 SEVO | 10/19/2022 | LS | High Risk | 1105-20100 | SAH-Anesthesiology | 411000900-0-CRE | SAH | SAH
SAH8974 | Sevoflurane Vaporizer | 351254 | Datex-Ohmeda Inc Div GE Health | TEC 850 SEVO | TEC 850 SEVO | 10/19/2022 | LS | High Risk | 1105-20100 | SAH-Anesthesiology | 411000900-0-CRE | SAH | SAH
SAH8975 | Desflurane Vaporizer | 351254 | Datex-Ohmeda Inc Div GE Health | TEC 6 | Tec 6 | 12/09/2022 | LS | High Risk | 1105-20100 | SAH-Anesthesiology | 411000900-0-CRE | SAH | SAH
SAH8976 | Desflurane Vaporizer | 351254 | Datex-Ohmeda Inc Div GE Health | TEC 6 | Tec 6 | 12/09/2022 | LS | High Risk | 1105-20100 | SAH-Anesthesiology | 411000900-0-CRE | SAH | SAH
SAH8977 | Desflurane Vaporizer | 351254 | Datex-Ohmeda Inc Div GE Health | TEC 6 | Tec 6 | 12/09/2022 | LS | High Risk | 1105-20100 | SAH-Anesthesiology | 411000900-0-CRE | SAH | SAH
SAH8978 | Anesthesia Machine | 351254 | Datex-Ohmeda Inc Div GE Health | 1009-9050-000 | Avance CS2 | 10/19/2022 | LS | High Risk | 1105-20100 | SAH-Anesthesiology | PENDING | SAH | SAH
SAH8979 | Anesthesia Machine | 351254 | Datex-Ohmeda Inc Div GE Health | 1009-9050-000 | Avance CS2 | 10/19/2022 | LS | High Risk | 1105-20100 | SAH-Anesthesiology | PENDING | SAH | SAH
SAH8980 | Anesthesia Machine | 351254 | Datex-Ohmeda Inc Div GE Health | 1009-9050-000 | Avance CS2 | 10/19/2022 | LS | High Risk | 1105-20100 | SAH-Anesthesiology | PENDING | SAH | SAH
SAH8981 | Airway Gas Module w/Agent Id | 440964 | GE Healthcare Technologies | E-sCAiO-00 | E-sCAiO | 11/11/2022 | IU | Active | 1105-20100 | SAH-Anesthesiology | 626005148 | SAH | SAH
SAH8982 | Airway Gas Module w/Agent Id | 440964 | GE Healthcare Technologies | E-sCAiO-00 | E-sCAiO | 11/11/2022 | IU | Active | 1105-20100 | SAH-Anesthesiology | 626005148 | SAH | SAH
SAH8983 | Airway Gas Module w/Agent Id | 440964 | GE Healthcare Technologies | E-sCAiO-00 | E-sCAiO | 11/11/2022 | IU | Active | 1105-20100 | SAH-Anesthesiology | 626005148 | SAH | SAH
SAH8984 | Patient Data Module | 440964 | GE Healthcare Technologies | 2016793-003 | PDM | 11/11/2022 | IU | Active | 1105-20100 | SAH-Anesthesiology | PENDING | SAH | SAH
SAH8985 | Patient Data Module | 440964 | GE Healthcare Technologies | 2016793-003 | PDM | 11/11/2022 | IU | Active | 1105-20100 | SAH-Anesthesiology | PENDING | SAH | SAH
SAH8986 | Patient Data Module | 440964 | GE Healthcare Technologies | 2016793-003 | PDM | 11/11/2022 | IU | Active | 1105-20100 | SAH-Anesthesiology | PENDING | SAH | SAH
SAH8987 | Pump Control Unit | 378348 | BD | 8015 BD | Alaris PC 8015 BD | 10/19/2022 | IU | Active | 1105-21100 | SAH-Surgery | 411000794-0-CRE | SAH | SAH
SAH8988 | Pump Control Unit | 378348 | BD | 8015 BD | Alaris PC 8015 BD | 10/19/2022 | IU | Active | 1105-21100 | SAH-Surgery | 411000794-0-CRE | SAH | SAH
SAH8989 | Pump Control Unit | 378348 | BD | 8015 BD | Alaris PC 8015 BD | 10/19/2022 | IU | Active | 1105-21100 | SAH-Surgery | 411000794-0-CRE | SAH | SAH
SAH8990 | Large Volume Pump Module | 378348 | BD | 8100 | Alaris 8100 Pump | 10/19/2022 | IU | Active | 1105-21100 | SAH-Surgery | 411000794-0-CRE | SAH | SAH
SAH8991 | Large Volume Pump Module | 378348 | BD | 8100 | Alaris 8100 Pump | 10/19/2022 | IU | Active | 1105-21100 | SAH-Surgery | 411000794-0-CRE | SAH | SAH
SAH8992 | Large Volume Pump Module | 378348 | BD | 8100 | Alaris 8100 Pump | 10/19/2022 | IU | Active | 1105-21100 | SAH-Surgery | 411000794-0-CRE | SAH | SAH
SAH8993 | Large Volume Pump Module | 378348 | BD | 8100 | Alaris 8100 Pump | 10/19/2022 | IU | Active | 1105-21100 | SAH-Surgery | 411000794-0-CRE | SAH | SAH
SAH8994 | Large Volume Pump Module | 378348 | BD | 8100 | Alaris 8100 Pump | 10/19/2022 | IU | Active | 1105-21100 | SAH-Surgery | 411000794-0-CRE | SAH | SAH
SAH8995 | Large Volume Pump Module | 378348 | BD | 8100 | Alaris 8100 Pump | 10/19/2022 | IU | Active | 1105-21100 | SAH-Surgery | 411000794-0-CRE | SAH | SAH
SAH8996 | Large Volume Pump Module | 378348 | BD | 8100 | Alaris 8100 Pump | 10/19/2022 | IU | Active | 1105-21100 | SAH-Surgery | 411000794-0-CRE | SAH | SAH
SAH8997 | Large Volume Pump Module | 378348 | BD | 8100 | Alaris 8100 Pump | 10/19/2022 | IU | Active | 1105-21100 | SAH-Surgery | 411000794-0-CRE | SAH | SAH
SAH8998 | Large Volume Pump Module | 378348 | BD | 8100 | Alaris 8100 Pump | 10/19/2022 | IU | Active | 1105-21100 | SAH-Surgery | 411000794-0-CRE | SAH | SAH
SAH8999 | Large Volume Pump Module | 378348 | BD | 8100 | Alaris 8100 Pump | 10/19/2022 | IU | Active | 1105-21100 | SAH-Surgery | 411000794-0-CRE | SAH | SAH
SAH9000 | Large Volume Pump Module | 378348 | BD | 8100 | Alaris 8100 Pump | 10/19/2022 | IU | Active | 1105-21100 | SAH-Surgery | 411000794-0-CRE | SAH | SAH
SAH9001 | Bedside Physiologic Monitor | 440964 | GE Healthcare Technologies | B650 | Carescape B650 | 11/11/2022 | IU | Active | 1105-20100 | SAH-Anesthesiology | PENDING | SAH | SAH
SAH9002 | Bedside Physiologic Monitor | 440964 | GE Healthcare Technologies | B650 | Carescape B650 | 11/11/2022 | IU | Active | 1105-20100 | SAH-Anesthesiology | PENDING | SAH | SAH
SAH9003 | Bedside Physiologic Monitor | 440964 | GE Healthcare Technologies | B650 | Carescape B650 | 11/11/2022 | IU | Active | 1105-20100 | SAH-Anesthesiology | PENDING | SAH | SAH
SAH9004 | Surgical Boom | 107114 | STERIS Corp | HarmonyAIR | HarmonyAIR | 12/09/2022 | IU | Active | 1105-21100 | SAH-Surgery | 411000698 | SAH | SAH
SAH9005 | 31in HD VideoMonitor | 107114 | STERIS Corp | RLM314K3 | Vividimage 4K | 12/09/2022 | IU | Active | 1105-21100 | SAH-Surgery | 411000705 | SAH | SAH
SAH9006 | 31in HD VideoMonitor | 107114 | STERIS Corp | RLM314K3 | Vividimage 4K | 12/09/2022 | IU | Active | 1105-21100 | SAH-Surgery | 411000705 | SAH | SAH
SAH9007 | Surgical Boom | 107114 | STERIS Corp | HarmonyAIR | HarmonyAIR | 12/09/2022 | IU | Active | 1105-21100 | SAH-Surgery | 411000698 | SAH | SAH
SAH9008 | Video Surgical Light | 107114 | STERIS Corp | LAH000030 | HarmonyAir A-Series | 12/19/2022 | IU | Active | 1105-21100 | SAH-Surgery | 411000698 | SAH | SAH
SAH9009 | Surgical Light | 107114 | STERIS Corp | LAS000030 | HarmonyAir A-Series | 12/19/2022 | IU | Active | 1105-21100 | SAH-Surgery | 411000698 | SAH | SAH
SAH9010 | Surgical Boom | 107114 | STERIS Corp | HarmonyAIR | HarmonyAIR | 12/30/2022 | IU | Active | 1105-21100 | SAH-Surgery | 411000698 | SAH | SAH
SAH9011 | Surgical Boom | 107114 | STERIS Corp | HarmonyAIR | HarmonyAIR | 12/30/2022 | IU | Active | 1105-21100 | SAH-Surgery | 411000698 | SAH | SAH
SAH9012 | Surgical Boom | 107114 | STERIS Corp | HarmonyAIR | HarmonyAIR | 12/09/2022 | IU | Active | 1105-21100 | SAH-Surgery | 411000698 | SAH | SAH
SAH9013 | Surgical Boom | 107114 | STERIS Corp | HarmonyAIR | HarmonyAIR | 12/09/2022 | IU | Active | 1105-21100 | SAH-Surgery | 411000698 | SAH | SAH
SAH9014 | 31in HD VideoMonitor | 107114 | STERIS Corp | RLM314K3 | Vividimage 4K | 12/09/2022 | IU | Active | 1105-21100 | SAH-Surgery | 411000705 | SAH | SAH
SAH9015 | 31in HD VideoMonitor | 107114 | STERIS Corp | RLM314K3 | Vividimage 4K | 12/09/2022 | IU | Active | 1105-21100 | SAH-Surgery | 411000705 | SAH | SAH
SAH9016 | Video Surgical Light | 107114 | STERIS Corp | LAH000030 | HarmonyAir A-Series | 12/19/2022 | IU | Active | 1105-21100 | SAH-Surgery | 411000698 | SAH | SAH
SAH9017 | Surgical Light | 107114 | STERIS Corp | LAS000030 | HarmonyAir A-Series | 12/19/2022 | IU | Active | 1105-21100 | SAH-Surgery | 411000698 | SAH | SAH
SAH9018 | Surgical Boom | 107114 | STERIS Corp | HarmonyAIR | HarmonyAIR | 12/30/2022 | IU | Active | 1105-21100 | SAH-Surgery | 411000698 | SAH | SAH
SAH9019 | Surgical Boom | 107114 | STERIS Corp | HarmonyAIR | HarmonyAIR | 12/30/2022 | IU | Active | 1105-21100 | SAH-Surgery | 411000698 | SAH | SAH
SAH9020 | Surgical Boom | 107114 | STERIS Corp | HarmonyAIR | HarmonyAIR | 12/09/2022 | IU | Active | 1105-21100 | SAH-Surgery | 411000698 | SAH | SAH
SAH9021 | Surgical Boom | 107114 | STERIS Corp | HarmonyAIR | HarmonyAIR | 12/09/2022 | IU | Active | 1105-21100 | SAH-Surgery | 411000698 | SAH | SAH
SAH9022 | 31in HD VideoMonitor | 107114 | STERIS Corp | RLM314K3 | Vividimage 4K | 12/09/2022 | IU | Active | 1105-21100 | SAH-Surgery | 411000705 | SAH | SAH
SAH9023 | 31in HD VideoMonitor | 107114 | STERIS Corp | RLM314K3 | Vividimage 4K | 12/09/2022 | IU | Active | 1105-21100 | SAH-Surgery | 411000705 | SAH | SAH
SAH9024 | Video Surgical Light | 107114 | STERIS Corp | LAH000030 | HarmonyAir A-Series | 12/19/2022 | IU | Active | 1105-21100 | SAH-Surgery | 411000698 | SAH | SAH
SAH9025 | Surgical Light | 107114 | STERIS Corp | LAS000030 | HarmonyAir A-Series | 12/19/2022 | IU | Active | 1105-21100 | SAH-Surgery | 411000698 | SAH | SAH
SAH9026 | Surgical Boom | 107114 | STERIS Corp | HarmonyAIR | HarmonyAIR | 12/30/2022 | IU | Active | 1105-21100 | SAH-Surgery | 411000698 | SAH | SAH
SAH9027 | Surgical Boom | 107114 | STERIS Corp | HarmonyAIR | HarmonyAIR | 12/30/2022 | IU | Active | 1105-21100 | SAH-Surgery | 411000698 | SAH | SAH
SAH9029 | Telemetry Transmitter | 440964 | GE Healthcare Technologies | CARESCAPE T14 | CARESCAPE T14 | 04/11/2022 | 04 | Inventory | 1105-10600 | SAH-Monitor Techs CMU | 411000536 | SAH | SAH
SAH9030 | Telemetry Transmitter | 440964 | GE Healthcare Technologies | CARESCAPE T14 | CARESCAPE T14 | 04/11/2022 | 04 | Inventory | 1105-10600 | SAH-Monitor Techs CMU | 411000536 | SAH | SAH
SAH9031 | Telemetry Transmitter | 440964 | GE Healthcare Technologies | CARESCAPE T14 | CARESCAPE T14 | 04/11/2022 | 04 | Inventory | 1105-10600 | SAH-Monitor Techs CMU | 411000536 | SAH | SAH
SAH9033 | Telemetry Transmitter | 440964 | GE Healthcare Technologies | CARESCAPE T14 | CARESCAPE T14 | 04/11/2022 | 04 | Inventory | 1105-10600 | SAH-Monitor Techs CMU | 411000536 | SAH | SAH
SAH9034 | Telemetry Transmitter | 440964 | GE Healthcare Technologies | CARESCAPE T14 | CARESCAPE T14 | 04/11/2022 | 04 | Inventory | 1105-10600 | SAH-Monitor Techs CMU | 411000536 | SAH | SAH
SAH9035 | Telemetry Transmitter | 440964 | GE Healthcare Technologies | CARESCAPE T14 | CARESCAPE T14 | 04/11/2022 | 04 | Inventory | 1105-10600 | SAH-Monitor Techs CMU | 411000536 | SAH | SAH
SAH9036 | Telemetry Transmitter | 440964 | GE Healthcare Technologies | CARESCAPE T14 | CARESCAPE T14 | 04/11/2022 | 04 | Inventory | 1105-10600 | SAH-Monitor Techs CMU | 411000536 | SAH | SAH
SAH9037 | Telemetry Transmitter | 440964 | GE Healthcare Technologies | CARESCAPE T14 | CARESCAPE T14 | 04/11/2022 | 04 | Inventory | 1105-10600 | SAH-Monitor Techs CMU | 411000536 | SAH | SAH
SAH9038 | Telemetry Transmitter | 440964 | GE Healthcare Technologies | CARESCAPE T14 | CARESCAPE T14 | 04/11/2022 | 04 | Inventory | 1105-10600 | SAH-Monitor Techs CMU | 411000536 | SAH | SAH
SAH9039 | Telemetry Transmitter | 440964 | GE Healthcare Technologies | CARESCAPE T14 | CARESCAPE T14 | 04/11/2022 | 04 | Inventory | 1105-10600 | SAH-Monitor Techs CMU | 411000536 | SAH | SAH
SAH9040 | Telemetry Transmitter | 440964 | GE Healthcare Technologies | CARESCAPE T14 | CARESCAPE T14 | 04/11/2022 | 04 | Inventory | 1105-10600 | SAH-Monitor Techs CMU | 411000536 | SAH | SAH
SAH9041 | Telemetry Transmitter | 440964 | GE Healthcare Technologies | CARESCAPE T14 | CARESCAPE T14 | 04/11/2022 | 04 | Inventory | 1105-10600 | SAH-Monitor Techs CMU | 411000536 | SAH | SAH
SAH9042 | Telemetry Transmitter | 440964 | GE Healthcare Technologies | CARESCAPE T14 | CARESCAPE T14 | 04/11/2022 | 04 | Inventory | 1105-10600 | SAH-Monitor Techs CMU | 411000536 | SAH | SAH
SAH9043 | Telemetry Transmitter | 440964 | GE Healthcare Technologies | CARESCAPE T14 | CARESCAPE T14 | 04/11/2022 | 04 | Inventory | 1105-10600 | SAH-Monitor Techs CMU | 411000536 | SAH | SAH
SAH9044 | Telemetry Transmitter | 440964 | GE Healthcare Technologies | CARESCAPE T14 | CARESCAPE T14 | 04/11/2022 | 04 | Inventory | 1105-10600 | SAH-Monitor Techs CMU | 411000536 | SAH | SAH
SAH9045 | Telemetry Transmitter | 440964 | GE Healthcare Technologies | CARESCAPE T14 | CARESCAPE T14 | 04/11/2022 | 04 | Inventory | 1105-10600 | SAH-Monitor Techs CMU | 411000536 | SAH | SAH
SAH9046 | Telemetry Transmitter | 440964 | GE Healthcare Technologies | CARESCAPE T14 | CARESCAPE T14 | 04/11/2022 | 04 | Inventory | 1105-10600 | SAH-Monitor Techs CMU | 411000536 | SAH | SAH
SAH9047 | Telemetry Transmitter | 440964 | GE Healthcare Technologies | CARESCAPE T14 | CARESCAPE T14 | 04/11/2022 | 04 | Inventory | 1105-10600 | SAH-Monitor Techs CMU | 411000536 | SAH | SAH
SAH9048 | Telemetry Transmitter | 440964 | GE Healthcare Technologies | CARESCAPE T14 | CARESCAPE T14 | 04/11/2022 | 04 | Inventory | 1105-10600 | SAH-Monitor Techs CMU | 411000536 | SAH | SAH
SAH9049 | Telemetry Transmitter | 440964 | GE Healthcare Technologies | CARESCAPE T14 | CARESCAPE T14 | 04/11/2022 | 04 | Inventory | 1105-10600 | SAH-Monitor Techs CMU | 411000536 | SAH | SAH
SAH9050 | Telemetry Transmitter | 440964 | GE Healthcare Technologies | CARESCAPE T14 | CARESCAPE T14 | 04/11/2022 | 04 | Inventory | 1105-10600 | SAH-Monitor Techs CMU | 411000536 | SAH | SAH
SAH9051 | Telemetry Transmitter | 440964 | GE Healthcare Technologies | CARESCAPE T14 | CARESCAPE T14 | 04/11/2022 | 04 | Inventory | 1105-10600 | SAH-Monitor Techs CMU | 411000536 | SAH | SAH
SAH9052 | Telemetry Transmitter | 440964 | GE Healthcare Technologies | CARESCAPE T14 | CARESCAPE T14 | 04/11/2022 | 04 | Inventory | 1105-10600 | SAH-Monitor Techs CMU | 411000536 | SAH | SAH
SAH9053 | Telemetry Transmitter | 440964 | GE Healthcare Technologies | CARESCAPE T14 | CARESCAPE T14 | 04/11/2022 | 04 | Inventory | 1105-10600 | SAH-Monitor Techs CMU | 411000536 | SAH | SAH
SAH9054 | Telemetry Transmitter | 440964 | GE Healthcare Technologies | CARESCAPE T14 | CARESCAPE T14 | 04/11/2022 | 04 | Inventory | 1105-10600 | SAH-Monitor Techs CMU | 411000536 | SAH | SAH
SAH9055 | Telemetry Transmitter | 440964 | GE Healthcare Technologies | CARESCAPE T14 | CARESCAPE T14 | 04/11/2022 | 04 | Inventory | 1105-10600 | SAH-Monitor Techs CMU | 411000536 | SAH | SAH
SAH9056 | Bedside Physiologic Monitor | 440964 | GE Healthcare Technologies | B450 V3 | Carescape B450 V3 | 11/16/2022 | IU | Active | 1105-12154 | SAH-Cardiovascular Tele PT3 | 411000862-0-CRE | SAH | SAH
SAH9057 | Bedside Physiologic Monitor | 440964 | GE Healthcare Technologies | B450 V3 | Carescape B450 V3 | 11/16/2022 | IU | Active | 1105-18100 | SAH-Orthopedics Unit | 411000862-0-CRE | SAH | SAH
SAH9058 | Patient Data Module | 440964 | GE Healthcare Technologies | 2016793-003 | PDM | 11/16/2022 | IU | Active | 1105-12154 | SAH-Cardiovascular Tele PT3 | 411000862-0-CRE | SAH | SAH
SAH9059 | Patient Data Module | 440964 | GE Healthcare Technologies | 2016793-003 | PDM | 11/16/2022 | MI | Missing | 1105-18100 | SAH-Orthopedics Unit | 411000862-0-CRE | SAH | SAH
SAH9060 | Telemetry Transmitter | 440964 | GE Healthcare Technologies | CARESCAPE T14 | CARESCAPE T14 | 04/11/2022 | 04 | Inventory | 1105-10600 | SAH-Monitor Techs CMU | 411000536 | SAH | SAH
SAH9061 | Telemetry Transmitter | 440964 | GE Healthcare Technologies | CARESCAPE T14 | CARESCAPE T14 | 04/11/2022 | 04 | Inventory | 1105-10600 | SAH-Monitor Techs CMU | 411000536 | SAH | SAH
SAH9062 | Telemetry Transmitter | 440964 | GE Healthcare Technologies | CARESCAPE T14 | CARESCAPE T14 | 04/11/2022 | 04 | Inventory | 1105-10600 | SAH-Monitor Techs CMU | 411000536 | SAH | SAH
SAH9063 | Telemetry Transmitter | 440964 | GE Healthcare Technologies | CARESCAPE T14 | CARESCAPE T14 | 04/11/2022 | 04 | Inventory | 1105-10600 | SAH-Monitor Techs CMU | 411000536 | SAH | SAH
SAH9065 | Telemetry Transmitter | 440964 | GE Healthcare Technologies | CARESCAPE T14 | CARESCAPE T14 | 04/11/2022 | 04 | Inventory | 1105-10600 | SAH-Monitor Techs CMU | 411000536 | SAH | SAH
SAH9066 | Telemetry Transmitter | 440964 | GE Healthcare Technologies | CARESCAPE T14 | CARESCAPE T14 | 04/11/2022 | 04 | Inventory | 1105-10600 | SAH-Monitor Techs CMU | 411000536 | SAH | SAH
SAH9067 | Telemetry Transmitter | 440964 | GE Healthcare Technologies | CARESCAPE T14 | CARESCAPE T14 | 04/11/2022 | 04 | Inventory | 1105-10600 | SAH-Monitor Techs CMU | 411000536 | SAH | SAH
SAH9068 | Telemetry Transmitter | 440964 | GE Healthcare Technologies | CARESCAPE T14 | CARESCAPE T14 | 04/11/2022 | 04 | Inventory | 1105-10600 | SAH-Monitor Techs CMU | 411000536 | SAH | SAH
SAH9070 | Telemetry Transmitter | 440964 | GE Healthcare Technologies | CARESCAPE T14 | CARESCAPE T14 | 04/11/2022 | 04 | Inventory | 1105-10600 | SAH-Monitor Techs CMU | 411000536 | SAH | SAH
SAH9071 | Telemetry Transmitter | 440964 | GE Healthcare Technologies | CARESCAPE T14 | CARESCAPE T14 | 04/11/2022 | 04 | Inventory | 1105-10600 | SAH-Monitor Techs CMU | 411000536 | SAH | SAH
SAH9072 | Telemetry Transmitter | 440964 | GE Healthcare Technologies | CARESCAPE T14 | CARESCAPE T14 | 04/11/2022 | 04 | Inventory | 1105-10600 | SAH-Monitor Techs CMU | 411000536 | SAH | SAH
SAH9073 | Telemetry Transmitter | 440964 | GE Healthcare Technologies | CARESCAPE T14 | CARESCAPE T14 | 04/11/2022 | 04 | Inventory | 1105-10600 | SAH-Monitor Techs CMU | 411000536 | SAH | SAH
SAH9074 | Telemetry Transmitter | 440964 | GE Healthcare Technologies | CARESCAPE T14 | CARESCAPE T14 | 04/11/2022 | 04 | Inventory | 1105-10600 | SAH-Monitor Techs CMU | 411000536 | SAH | SAH
SAH9075 | Telemetry Transmitter | 440964 | GE Healthcare Technologies | CARESCAPE T14 | CARESCAPE T14 | 04/11/2022 | 04 | Inventory | 1105-10600 | SAH-Monitor Techs CMU | 411000536 | SAH | SAH
SAH9076 | Telemetry Transmitter | 440964 | GE Healthcare Technologies | CARESCAPE T14 | CARESCAPE T14 | 04/11/2022 | 04 | Inventory | 1105-10600 | SAH-Monitor Techs CMU | 411000536 | SAH | SAH
SAH9077 | Telemetry Transmitter | 440964 | GE Healthcare Technologies | CARESCAPE T14 | CARESCAPE T14 | 04/11/2022 | 04 | Inventory | 1105-10600 | SAH-Monitor Techs CMU | 411000536 | SAH | SAH
SAH9078 | Telemetry Transmitter | 440964 | GE Healthcare Technologies | CARESCAPE T14 | CARESCAPE T14 | 04/11/2022 | 04 | Inventory | 1105-10600 | SAH-Monitor Techs CMU | 411000536 | SAH | SAH
SAH9090 | UPS | 108649 | APC-American Power Conversion | BK500BLK | Back-UPS CS 500 | 11/17/2022 | IU | Active | 1105-12154 | SAH-Cardiovascular Tele PT3 | NON-CAPITAL | SAH | SAH
SAH9091 | Bladder Vol and Mass Ultrasnd | 451928 | Verathon Inc | Bladderscan i10 | Bladderscan i10 | 11/18/2022 | IU | Active | 1105-18100 | SAH-Orthopedics Unit | 626005422 | SAH | SAH
SAH9092 | Bladder Vol and Mass Ultrasnd | 451928 | Verathon Inc | Bladderscan i10 | Bladderscan i10 | 11/18/2022 | IU | Active | 1105-12154 | SAH-Cardiovascular Tele PT3 | 626005422 | SAH | SAH
SAH9093 | Bladder Vol and Mass Ultrasnd | 451928 | Verathon Inc | Bladderscan i10 | Bladderscan i10 | 11/18/2022 | IU | Active | 1105-12554 | SAH-Observation Med/Surg 6SW | 626005422 | SAH | SAH
SAH9094 | Bladder Vol and Mass Ultrasnd | 451928 | Verathon Inc | Bladderscan i10 | Bladderscan i10 | 11/18/2022 | IU | Active | 1105-12225 | SAH-Med/Surg Unit I 4SE | 626005422 | SAH | SAH
SAH9095 | UPS | 108649 | APC-American Power Conversion | BK500BLK | Back-UPS CS 500 | 11/17/2022 | MI | Missing | 1105-10000 | SAH-Nursing Administration | NON-CAPITAL | SAH | SAH
SAH9099 | Feeding Pump | 452294 | Covidien (US) | 382400 | KANGAROO ePump | 11/11/2022 | IU | Active | 1105-10000 | SAH-Nursing Administration | 260902373 | SAH | SAH
SAH9100 | Feeding Pump | 452294 | Covidien (US) | 382400 | KANGAROO ePump | 11/11/2022 | IU | Active | 1105-10000 | SAH-Nursing Administration | 260902373 | SAH | SAH
SAH9101 | Feeding Pump | 452294 | Covidien (US) | 382400 | KANGAROO ePump | 11/11/2022 | IU | Active | 1105-10000 | SAH-Nursing Administration | 260902373 | SAH | SAH
SAH9102 | Feeding Pump | 452294 | Covidien (US) | 382400 | KANGAROO ePump | 11/11/2022 | IU | Active | 1105-10000 | SAH-Nursing Administration | 260902373 | SAH | SAH
SAH9103 | Feeding Pump | 452294 | Covidien (US) | 382400 | KANGAROO ePump | 11/11/2022 | IU | Active | 1105-10000 | SAH-Nursing Administration | 260902373 | SAH | SAH
SAH9104 | Processor /Analyzer | 452925 | Nanosphere Inc A Luminex Co | 10-0000-07 | Verigene PRSCR SP | 11/16/2022 | IU | Active | 1105-31000 | SAH-Laboratory Services | 620002673-0-CAP | SAH | SAH
SAH9105 | Oximeters- Pulse | 371567 | Masimo Corp | RAD-5 | RAD-5 | 11/16/2022 | IU | Active | 1105-34000 | SAH-Diagnostic Imaging | NON-CAPITAL | SAH | SAH
SAH9106 | LOCALIZED THERAPY TESTER | 101159 | Cincinnati Sub-Zero Products I | TFRW | Tri-Matic | 11/16/2022 | 04 | Inventory | 1105-88570 | SAH-Clinical Engineering | NON-CAPITAL | SAH | SAH
SAH9107 | Telemetry Transmitter | 146734 | ScottCare Corp A Scott Fetzer | Innovo | Tele Rehab | 12/09/2022 | IU | Active | 1105-39600 | SAH-Cardiac Rehab | 260899739 | SAH | SAH
SAH9108 | Ventana Workstation | 151620 | Ventana Medical Systems Inc | Workstation | Workstation | 12/09/2022 | 04 | Inventory | 1105-31000 | SAH-Laboratory Services | EXCHANGE | SAH | SAH
SAH9111 | ManoScan Workstation | 391192 | Medtronic Given Imaging Inc | 8045 | ManoScan Dell 3020 | 12/23/2015 | 04 | Inventory | 1105-21221 | SAH-Endoscopy (2SE) | 611000747-0-CAP | SAH | SAH
SAH9112 | Leg Extension | 431395 | Nautilus Health and Fitness In | S5LE | Nitro Plus | 01/01/2022 | IU | Active | 1105-39155 | SAH-Rehab O/P Clinic Sports Med | Non Capital | SAH | SAH
SAH9113 | Pulse Oximeter | 234402 | Nellcor Puritan Bennet | PM10N | PM10N | 01/02/2018 | IU | Active | 1105-34000 | SAH-Diagnostic Imaging | FIU | SAH | SAH
SAH9114 | Vital Signs Monitor | 101850 | Welch Allyn Inc A Subsidiary | VSM 6000 SERIES | VSM 6000 SERIES | 12/19/2022 | IU | Active | 1105-37250 | SAH-Infusion Center | 260890176 | SAH | SAH
SAH9115 | Vital Signs Monitor | 101850 | Welch Allyn Inc A Subsidiary | VSM 6000 SERIES | VSM 6000 SERIES | 12/19/2022 | IU | Active | 1105-37250 | SAH-Infusion Center | 260890176 | SAH | SAH
SAH9116 | Calibration Tester | 101850 | Welch Allyn Inc A Subsidiary | 9600 Plus | 9600 Calibration | 12/19/2022 | IU | Active | 1105-88570 | SAH-Clinical Engineering | NON-CAPITAL | SAH | SAH
SAH9117 | Temporal Infrared Thermometer | 107875 | Exergen Corp | TAT-5000 | TAT-5000 | 12/14/2022 | 04 | Inventory | 1105-13100 | SAH-Intensive Care Unit | 260727611 | SAH | SAH
SAH9118 | Large Volume Pump Module | 378348 | BD | 8100 | Alaris Pump | 05/31/2012 | IU | Active | 1105-85160 | SAH-Sterile Processing | 920000849-0-CIP | SAH | SAH
SAH9119 | Centrifuges, Tabletop | 452492 | Hettich Lab Technology North A | 1102-01 | EBA 280 S | 08/21/2015 | IU | Active | 1105-31000 | SAH-Laboratory Services | 611000699-0-CAP | SAH | SAH
SAH9120 | Infrared Vein Finder | 455305 | Christie Medical Holdings Inc | Vein Viewer Flex | VeinViewer Flex | 06/23/2021 | 04 | Inventory | 1105-37250 | SAH-Infusion Center | 260824048 | SAH | SAH
SAH9121 | Breast Pump | 103640 | Medela Inc | 600 0837 | Symphony | 12/27/2022 | IU | Active | 1105-10000 | SAH-Nursing Administration | NON-CAPITAL | SAH | SAH
SAH9122 | Feeding Pump | 452294 | Covidien (US) | 382400 | KANGAROO ePump | 03/08/2018 | IU | Active | 1105-85160 | SAH-Sterile Processing | 260618099 | SAH | SAH
SAH9123 | Vital Signs Monitor | 101850 | Welch Allyn Inc A Subsidiary | 75MT | Connex Spot Monitor | 12/27/2022 | MI | Missing | 1105-30620 | SAH-Non Invasive Cardiology | NON-CAPITAL | SAH | SAH
SAH9124 | UPS | 108649 | APC-American Power Conversion | BK350 | Back-UPS CS 350 | 12/27/2022 | IU | Active | 1105-12210 | SAH-Med Surg Unit II 5NW | NON-CAPITAL | SAH | SAH
SAH9125 | Monitor Single use Endo Scopes | 104479 | Ambu Inc | 405011000 | aView 2 Advance | 12/27/2022 | 04 | Inventory | 1105-21221 | SAH-Endoscopy (2SE) | 260905744 | SAH | SAH
SAH9126 | Monitor Single use Endo Scopes | 104479 | Ambu Inc | 405011000 | aView 2 Advance | 12/27/2022 | 04 | Inventory | 1105-21221 | SAH-Endoscopy (2SE) | 260905744 | SAH | SAH
SAH9127 | Telemetry Transmitter | 146734 | ScottCare Corp A Scott Fetzer | Innovo | Tele Rehab | 12/23/2022 | IU | Active | 1105-39600 | SAH-Cardiac Rehab | 611000715-0-CAP | SAH | SAH
SAH9128 | Uninterruptible Power Supply | 170637 | POWERVAR Inc | ABCE1442-11 | SECURITY II UPM | 12/27/2022 | IU | Active | 0015-31333 | SAH-Outreach Lab Suncoast MOB | NON-CAPITAL | SAH | SAH
SAH9129 | Patient Data Module | 440964 | GE Healthcare Technologies | 2016793-003 | PDM | 12/28/2022 | IU | Active | 1105-88570 | SAH-Clinical Engineering | 626004988 | SAH | SAH
SAH9131 | FREE WEIGHT SMITH MACHINE | 431395 | Nautilus Health and Fitness In | F2SM | Smith Machine | 04/03/2022 | IU | Active | 1105-39155 | SAH-Rehab O/P Clinic Sports Med | FIU | SAH | SAH
SAH9135 | 4x 15A 15ft Cord HGPower Strip | 106890 | Tripp Lite | PS-415-HG-OEM | PS-415-HG-OEM | 01/03/2023 | IU | Active | 1105-85160 | SAH-Sterile Processing | NON-CAPITAL | SAH | SAH
SAH9139 | 4x 15A 15ft Cord HGPower Strip | 106890 | Tripp Lite | PS-415-HG-OEM | PS-415-HG-OEM | 01/03/2023 | IU | Active | 1105-85160 | SAH-Sterile Processing | NON-CAPITAL | SAH | SAH
SAH9141 | 4x 15A 15ft Cord HGPower Strip | 106890 | Tripp Lite | PS-415-HG-OEM | PS-415-HG-OEM | 01/03/2023 | IU | Active | 1105-85160 | SAH-Sterile Processing | NON-CAPITAL | SAH | SAH
SAH9142 | Lighted Tissue Floating Bath | 329968 | C & A Scientific Co Inc | XH-1003 | Premiere XH-1003 | 12/09/2022 | 04 | Inventory | 1105-31000 | SAH-Laboratory Services | Non Capital | SAH | SAH
SAH9143 | Central Station Computer | 440964 | GE Healthcare Technologies | MAI800 | Carescape Central V3 | 02/08/2023 | IU | Active | 1105-88570 | SAH-Clinical Engineering | 411000724 | SAH | SAH
SAH9144 | Catheter Tip Confirmation Disp | 163054 | Bard Access Systems Div C R | 9770351 | Sherlock 3CG TCS | 01/03/2023 | 04 | Inventory | 1105-37200 | SAH-IV Therapy | NON-CAPITAL | SAH | SAH
SAH9145 | Printer | 473839 | Brother International | MW-260MFi | MPrint | 01/24/2023 | 04 | Inventory | 1105-37200 | SAH-IV Therapy | NON-CAPITAL | SAH | SAH
SAH9146 | Vital Signs Monitor | 101850 | Welch Allyn Inc A Subsidiary | VSM 6000 SERIES | VSM 6000 SERIES | 05/22/2017 | IU | Active | 1105-12154 | SAH-Cardiovascular Tele PT3 | 611000851-0-CAP | SAH | SAH
SAH9147 | Desk Charger Oto/Ophth | 101850 | Welch Allyn Inc A Subsidiary | 7114X | 7114 | 01/31/2017 | 04 | Inventory | 1105-23100 | SAH-Emergency Service | FIU | SAH | SAH
SAH9148 | Desk Charger Oto/Ophth | 101850 | Welch Allyn Inc A Subsidiary | 7114X | 7114X | 01/11/2023 | 04 | Inventory | 1105-85160 | SAH-Sterile Processing | NON-CAPITAL | SAH | SAH
SAH9149 | Feeding Pump | 452294 | Covidien (US) | 382400 | KANGAROO ePump | 08/08/2012 | IU | Active | 1105-85160 | SAH-Sterile Processing | 611000509 | SAH | SAH
SAH9150 | Feeding Pump | 452294 | Covidien (US) | 382400 | KANGAROO ePump | 08/08/2012 | IU | Active | 1105-85160 | SAH-Sterile Processing | 611000509 | SAH | SAH
SAH9151 | Electrosurgical Unit | 108422 | ERBE USA Inc | 10160-100 | VIO 3 | 01/20/2023 | IU | Active | 1105-21221 | SAH-Endoscopy (2SE) | 626005442 | SAH | SAH
SAH9152 | Electrosurgical Unit | 108422 | ERBE USA Inc | 10160-100 | VIO 3 | 01/20/2023 | IU | Active | 1105-21221 | SAH-Endoscopy (2SE) | 626005442 | SAH | SAH
SAH9153 | Argon Plasma Coag Module | 108422 | ERBE USA Inc | APC3 | APC3 | 02/08/2023 | IU | Active | 1105-21221 | SAH-Endoscopy (2SE) | 626005442 | SAH | SAH
SAH9154 | Temporal Infrared Thermometer | 107875 | Exergen Corp | TAT-5000 | TAT-5000 | 10/29/2020 | 04 | Inventory | 1105-32100 | SAH-Hemodialysis | NON-CAPITAL | SAH | SAH
SAH9155 | Coagulation Analyzer | 590066 | Werfen United States | 550 CTS | ACL TOP 550 CTS | 01/24/2023 | IU | Active | 1105-31000 | SAH-Laboratory Services | 626005281-0-CAP | SAH | SAH
SAH9156 | Uninterruptible Power Supply | 170637 | POWERVAR Inc | ABCE1442-11MED | ABCE1442-11MED | 01/24/2023 | IU | Active | 1105-31000 | SAH-Laboratory Services | 626005281-0-CAP | SAH | SAH
SAH9157 | Localized Heat Therapy System | 513842 | Gentherm | 749 | MICRO-TEMP LT | 01/17/2023 | IU | Active | 1105-10000 | SAH-Nursing Administration | 260910521 | SAH | SAH
SAH9158 | Coagulation Analyzer | 590066 | Werfen United States | 550 CTS | ACL TOP 550 CTS | 02/09/2023 | IU | Active | 1105-31000 | SAH-Laboratory Services | 626005281-0-CAP | SAH | SAH
SAH9159 | Uninterruptible Power Supply | 170637 | POWERVAR Inc | ABCE1442-11MED | ABCE1442-11MED | 01/24/2023 | IU | Active | 1105-31000 | SAH-Laboratory Services | 626005281-0-CAP | SAH | SAH
SAH9160 | Localized Heat Therapy System | 513842 | Gentherm | 749 | MICRO-TEMP LT | 02/09/2023 | MI | Missing | 1105-10000 | SAH-Nursing Administration | 260910521 | SAH | SAH
SAH9161 | Localized Heat Therapy System | 513842 | Gentherm | 749 | MICRO-TEMP LT | 02/09/2023 | IU | Active | 1105-10000 | SAH-Nursing Administration | 260910521 | SAH | SAH
SAH9162 | Localized Heat Therapy System | 513842 | Gentherm | 749 | MICRO-TEMP LT | 02/09/2023 | IU | Active | 1105-10000 | SAH-Nursing Administration | 260910521 | SAH | SAH
SAH9165 | Liquid chemical sterilizer | 107114 | STERIS Corp | P6900 | System 1ENDO | 02/08/2023 | IU | Active | 1105-85160 | SAH-Sterile Processing | 411000817 | SAH | SAH
SAH9167 | Docking Station Waste Managemt | 101991 | Stryker Instruments | 0702-014-000 | Neptune 3 Docking St | 01/26/2023 | IU | Active | 1105-21100 | SAH-Surgery | FIU | SAH | SAH
SAH9168 | Series Resistance Substituter | 104883 | IET Labs Inc | RS-200 | RS-200 | 03/15/2023 | IU | Active | 1105-88570 | SAH-Clinical Engineering | NON-CAPITAL | SAH | SAH
SAH9169 | Dual Warming Cabinet | 107114 | STERIS Corp | DJ060124331 | DJ060124331 | 02/08/2023 | IU | Active | 1105-12245 | SAH-Oncology Unit AT6 | 411000858-0-cre | SAH | SAH
SAH9170 | Dual Warming Cabinet | 107114 | STERIS Corp | DJ060124331 | DJ060124331 | 02/08/2023 | IU | Active | 1105-12245 | SAH-Oncology Unit AT6 | 411000858-0-cre | SAH | SAH
SAH9171 | Dual Warming Cabinet | 107114 | STERIS Corp | DJ060124331 | DJ060124331 | 02/08/2023 | IU | Active | 1105-12250 | SAH-Med/Surg/Tele Unit AT5 | 411000858-0-cre | SAH | SAH
SAH9172 | Dual Warming Cabinet | 107114 | STERIS Corp | DJ060124331 | DJ060124331 | 02/08/2023 | IU | Active | 1105-12250 | SAH-Med/Surg/Tele Unit AT5 | 411000858-0-cre | SAH | SAH
SAH9173 | Dual Warming Cabinet | 107114 | STERIS Corp | DJ060124331 | DJ060124331 | 02/08/2023 | IU | Active | 1105-12530 | SAH-Surgical Unit I AT4 | 411000858-0-cre | SAH | SAH
SAH9174 | Dual Warming Cabinet | 107114 | STERIS Corp | DJ060124331 | DJ060124331 | 02/08/2023 | IU | Active | 1105-12530 | SAH-Surgical Unit I AT4 | 411000858-0-cre | SAH | SAH
SAH9175 | Vital Signs Monitor | 101850 | Welch Allyn Inc A Subsidiary | VSM 6000 SERIES | VSM 6000 SERIES | 03/15/2023 | IU | Active | 1105-15000 | SAH-Psychiatric Acute | NON-CAPITAL | SAH | SAH
SAH9176 | Vital Signs Monitor | 101850 | Welch Allyn Inc A Subsidiary | VSM 6000 SERIES | VSM 6000 SERIES | 03/15/2023 | IU | Active | 1105-15000 | SAH-Psychiatric Acute | NON-CAPITAL | SAH | SAH
SAH9177 | Vital Signs Monitor | 101850 | Welch Allyn Inc A Subsidiary | VSM 6000 SERIES | VSM 6000 SERIES | 03/15/2023 | IU | Active | 1105-15000 | SAH-Psychiatric Acute | NON-CAPITAL | SAH | SAH
SAH9178 | Vital Signs Monitor | 101850 | Welch Allyn Inc A Subsidiary | VSM 6000 SERIES | VSM 6000 SERIES | 03/15/2023 | IU | Active | 1105-15000 | SAH-Psychiatric Acute | NON-CAPITAL | SAH | SAH
SAH9183 | Bedside Physiologic Monitor | 440964 | GE Healthcare Technologies | B450 | Carescape B450 | 04/05/2023 | IU | Active | 1105-12154 | SAH-Cardiovascular Tele PT3 | 626005474 | SAH | SAH
SAH9184 | Vital Signs Simulator | 178848 | Fluke Biomedical | ProSim 8 | ProSim 8 | 03/15/2023 | IU | Active | 1105-88570 | SAH-Clinical Engineering | NON-CAPITAL | SAH | SAH
SAH9185 | Chest Compression System | 452575 | Physio-Control Inc | 100921-01 | Lucas 3 | 03/30/2023 | IU | Active | 1105-12250 | SAH-Med/Surg/Tele Unit AT5 | 411000913 | SAH | SAH
SAH9186 | Large Volume Pump Module | 378348 | BD | 8100 | Alaris Pump | 05/31/2012 | IU | Active | 1105-85160 | SAH-Sterile Processing | 920000849-0-CIP | SAH | SAH
SAH9187 | Bedside Physiologic Monitor | 440964 | GE Healthcare Technologies | B450 | Carescape B450 | 04/03/2023 | IU | Active | 1105-34000 | SAH-Diagnostic Imaging | 626005472 | SAH | SAH
SAH9188 | Patient Data Module | 440964 | GE Healthcare Technologies | 2016793-003 | PDM | 04/03/2023 | IU | Active | 1105-10000 | SAH-Nursing Administration | PENDING | SAH | SAH
SAH9189 | Patient Data Module | 440964 | GE Healthcare Technologies | 2016793-003 | PDM | 12/28/2022 | IU | Active | 1105-34000 | SAH-Diagnostic Imaging | 626004988 | SAH | SAH
SAH9190 | Portable Suction | 453450 | DeVilbiss Healthcare Inc | 7305P-D | 7305P-D | 04/03/2023 | IU | Active | 1105-37250 | SAH-Infusion Center | NON-CAPITAL | SAH | SAH
SAH9191 | Bladder Vol and Mass Ultrasnd | 451928 | Verathon Inc | Bladderscan Prime PL | Bladderscan Prime Pl | 11/01/2021 | IU | Active | 1105-13100 | SAH-Intensive Care Unit | 626004770 | SAH | SAH
SAH9192 | Nebulizer Controller | 453493 | Aerogen (Ireland) Ltd | AG-PX1000 | PRO-X | 03/22/2023 | 04 | Inventory | 1105-35000 | SAH-Respiratory Care Services 2nd | 260755413 | SAH | SAH
SAH9193 | Nebulizer Controller | 453493 | Aerogen (Ireland) Ltd | AG-PX1000 | PRO-X | 03/22/2023 | 04 | Inventory | 1105-35000 | SAH-Respiratory Care Services 2nd | 260755413 | SAH | SAH
SAH9194 | Nebulizer Controller | 453493 | Aerogen (Ireland) Ltd | AG-PX1000 | PRO-X | 03/22/2023 | 04 | Inventory | 1105-35000 | SAH-Respiratory Care Services 2nd | 260755413 | SAH | SAH
SAH9195 | Nebulizer Controller | 453493 | Aerogen (Ireland) Ltd | AG-PX1000 | PRO-X | 03/22/2023 | 04 | Inventory | 1105-35000 | SAH-Respiratory Care Services 2nd | 260755413 | SAH | SAH
SAH9196 | Nebulizer Controller | 453493 | Aerogen (Ireland) Ltd | AG-PX1000 | PRO-X | 03/22/2023 | 04 | Inventory | 1105-35000 | SAH-Respiratory Care Services 2nd | 260755413 | SAH | SAH
SAH9200 | Temporal Infrared Thermometer | 107875 | Exergen Corp | TAT-5000 | TAT-5000 | 12/21/2023 | 04 | Inventory | 1105-21221 | SAH-Endoscopy (2SE) | 260647818 | SAH | SAH
SAH9201 | Hemofiltration Units | 588657 | Nuwellis Inc | 120100 | Aquadex SmartFlow | 03/30/2023 | IU | Active | 1105-12154 | SAH-Cardiovascular Tele PT3 | 411000917-0-CRE | SAH | SAH
SAH9202 | Hemofiltration Units | 588657 | Nuwellis Inc | 120100 | Aquadex SmartFlow | 03/30/2023 | IU | Active | 1105-12154 | SAH-Cardiovascular Tele PT3 | 411000917-0-CRE | SAH | SAH
SAH9203 | Localized Heat Therapy System | 513842 | Gentherm | 749 | MICRO-TEMP LT | 04/03/2023 | IU | Active | 1105-18100 | SAH-Orthopedics Unit | NON-CAPITAL | SAH | SAH
SAH9204 | Localized Heat Therapy System | 513842 | Gentherm | 749 | MICRO-TEMP LT | 04/03/2023 | IU | Active | 1105-18100 | SAH-Orthopedics Unit | NON-CAPITAL | SAH | SAH
SAH9205 | Localized Heat Therapy System | 513842 | Gentherm | 749 | MICRO-TEMP LT | 04/03/2023 | IU | Active | 1105-18100 | SAH-Orthopedics Unit | NON-CAPITAL | SAH | SAH
SAH9206 | Localized Heat Therapy System | 513842 | Gentherm | 749 | MICRO-TEMP LT | 04/03/2023 | IU | Active | 1105-18100 | SAH-Orthopedics Unit | NON-CAPITAL | SAH | SAH
SAH9207 | Localized Heat Therapy System | 513842 | Gentherm | 749 | MICRO-TEMP LT | 04/03/2023 | IU | Active | 1105-18100 | SAH-Orthopedics Unit | NON-CAPITAL | SAH | SAH
SAH9208 | Airway Gas Module w/Agent Id | 440964 | GE Healthcare Technologies | E-sCAiO-00 | E-sCAiO | 03/30/2023 | IU | Active | 1105-34000 | SAH-Diagnostic Imaging | 626005472 | SAH | SAH
SAH9211 | SpO2 Tester | 178848 | Fluke Biomedical | PROSIM SpO2 | SPOT LIGHT | 06/06/2023 | IU | Active | 1105-88570 | SAH-Clinical Engineering | NON-CAPITAL | SAH | SAH
SAH9212 | Slide Warmer | 105239 | Premier Medical Products Co | XH-2002 | XH-2002 | 05/25/2023 | 04 | Inventory | 1105-31000 | SAH-Laboratory Services | 260930936 | SAH | SAH
SAH9213 | Clamp Multimeter, | 178848 | Fluke Biomedical | 323 | True RMS Clamp Meter | 05/24/2023 | IU | Active | 1105-88570 | SAH-Clinical Engineering | 5583192 | SAH | SAH
SAH9214 | Multimeter | 178848 | Fluke Biomedical | 179 | 179 | 05/09/2023 | IU | Active | 1105-88570 | SAH-Clinical Engineering | NON-CAPITAL | SAH | SAH
SAH9215 | Feeding Pump | 452294 | Covidien (US) | 382400 | KANGAROO ePump | 03/08/2018 | IU | Active | 1105-85160 | SAH-Sterile Processing | 260618099 | SAH | SAH
SAH9216 | LP15 Defibrillator/Pacer | 452575 | Physio-Control Inc | 99577-001956 | LIFEPAK 15 | 09/23/2016 | OS | In - Active | 1105-21100 | SAH-Surgery | 611000818-0-CAP | SAH | SAH
SAH9217 | Temperature Management System | 451492 | Medivance Inc A Bard Medical C | 6000 | Arctic Sun Stat 6000 | 04/03/2023 | IU | Active | 1105-12530 | SAH-Surgical Unit I AT4 | 411000920 | SAH | SAH
SAH9218 | Holmium Laser | 392912 | Lumenis Inc | P120H Moses 2.0 | Pulse Moses 2.0 | 04/04/2023 | IU | Active | 1105-21100 | SAH-Surgery | NEED PO | SAH | SAH
SAH9223 | US Doppler Flow Detector | 102998 | Parks Medical Electronics Inc | 811BL | 811BL | 04/11/2023 | 04 | Inventory | 1105-13100 | SAH-Intensive Care Unit | NON-CAPITAL | SAH | SAH
SAH9224 | US Doppler Flow Detector | 102998 | Parks Medical Electronics Inc | 811BL | 811BL | 04/11/2023 | 04 | Inventory | 1105-13100 | SAH-Intensive Care Unit | NON-CAPITAL | SAH | SAH
SAH9225 | US Doppler Flow Detector | 102998 | Parks Medical Electronics Inc | 811BL | 811BL | 04/11/2023 | 04 | Inventory | 1105-13100 | SAH-Intensive Care Unit | NON-CAPITAL | SAH | SAH
SAH9226 | US Doppler Flow Detector | 102998 | Parks Medical Electronics Inc | 811BL | 811BL | 04/11/2023 | 04 | Inventory | 1105-13100 | SAH-Intensive Care Unit | NON-CAPITAL | SAH | SAH
SAH9227 | US Doppler Flow Detector | 102998 | Parks Medical Electronics Inc | 811BL | 811BL | 04/11/2023 | 04 | Inventory | 1105-13100 | SAH-Intensive Care Unit | NON-CAPITAL | SAH | SAH
SAH9228 | US Doppler Flow Detector | 102998 | Parks Medical Electronics Inc | 811BL | 811BL | 04/11/2023 | 04 | Inventory | 1105-13100 | SAH-Intensive Care Unit | NON-CAPITAL | SAH | SAH
SAH9229 | US Doppler Flow Detector | 102998 | Parks Medical Electronics Inc | 811BL | 811BL | 04/11/2023 | 04 | Inventory | 1105-13100 | SAH-Intensive Care Unit | NON-CAPITAL | SAH | SAH
SAH9230 | Blanket Warmer | 373541 | Enthermics Medical Systems | EC-350 | EC-350 | 04/11/2023 | IU | Active | 1105-34000 | SAH-Diagnostic Imaging | 260920657 | SAH | SAH
SAH9231 | Bedside Physiologic Monitor | 440964 | GE Healthcare Technologies | B450 | Carescape B450 | 08/02/2018 | IU | Active | 1105-21500 | SAH-PACU | 411000314-0-CRE | SAH | SAH
SAH9232 | Digital Chair Scale | 103689 | seca North America | 954 | Seca 954 | 04/11/2023 | IU | Active | 1105-12154 | SAH-Cardiovascular Tele PT3 | 260919686 | SAH | SAH
SAH9233 | Feeding Tube Placement System | 568255 | Envizion Medical Ltd (USA) | ENV-20000 | ENvue | 04/21/2023 | 04 | Inventory | 1105-10000 | SAH-Nursing Administration | 260909424 | SAH | SAH
SAH9234 | Feeding Tube Placement System | 568255 | Envizion Medical Ltd (USA) | ENV-20000 | ENvue | 04/21/2023 | 04 | Inventory | 1105-10000 | SAH-Nursing Administration | 260909424 | SAH | SAH
SAH9235 | Feeding Tube Placement System | 568255 | Envizion Medical Ltd (USA) | ENV-20000 | ENvue | 04/21/2023 | 04 | Inventory | 1105-10000 | SAH-Nursing Administration | 260909424 | SAH | SAH
SAH9236 | Touch Screen Pulse Oximeter | 371567 | Masimo Corp | Radical 7 | Radical 7 | 04/21/2023 | IU | Active | 1105-12250 | SAH-Med/Surg/Tele Unit AT5 | 260920838 | SAH | SAH
SAH9237 | Touch Screen Pulse Oximeter | 371567 | Masimo Corp | Radical 7 | Radical 7 | 04/21/2023 | IU | Active | 1105-12250 | SAH-Med/Surg/Tele Unit AT5 | 260920838 | SAH | SAH
SAH9238 | Touch Screen Pulse Oximeter | 371567 | Masimo Corp | Radical 7 | Radical 7 | 04/21/2023 | IU | Active | 1105-12250 | SAH-Med/Surg/Tele Unit AT5 | 260920838 | SAH | SAH
SAH9239 | Pulse Ox Docking Station | 371567 | Masimo Corp | RDS-3 | RDS-3 | 04/21/2023 | 04 | Inventory | 1105-12250 | SAH-Med/Surg/Tele Unit AT5 | NON-CAPITAL | SAH | SAH
SAH9240 | Pulse Ox Docking Station | 371567 | Masimo Corp | RDS-3 | RDS-3 | 04/21/2023 | 04 | Inventory | 1105-12250 | SAH-Med/Surg/Tele Unit AT5 | NON-CAPITAL | SAH | SAH
SAH9241 | Pulse Ox Docking Station | 371567 | Masimo Corp | RDS-3 | RDS-3 | 04/21/2023 | 04 | Inventory | 1105-12250 | SAH-Med/Surg/Tele Unit AT5 | NON-CAPITAL | SAH | SAH
SAH9242 | Physicians Scale | 101694 | Scale-Tronix Inc | 5100SP | Physicians Scale | 05/09/2023 | IU | Active | 1105-23100 | SAH-Emergency Service | 260926507 | SAH | SAH
SAH9248 | EKG Mulitchannel Interp | 440964 | GE Healthcare Technologies | MAC VU360 | MAC VU360 | 05/04/2023 | IU | Active | 1105-30620 | SAH-Non Invasive Cardiology | 911001983 | SAH | SAH
SAH9249 | EKG Mulitchannel Interp | 440964 | GE Healthcare Technologies | MAC VU360 | MAC VU360 | 05/04/2023 | IU | Active | 1105-30620 | SAH-Non Invasive Cardiology | 911001983 | SAH | SAH
SAH9250 | EKG Mulitchannel Interp | 440964 | GE Healthcare Technologies | MAC VU360 | MAC VU360 | 05/04/2023 | IU | Active | 1105-30620 | SAH-Non Invasive Cardiology | 911001983 | SAH | SAH
SAH9251 | Telemetry Transmitter | 146734 | ScottCare Corp A Scott Fetzer | Innovo | Tele Rehab | 05/02/2023 | IU | Active | 1105-39600 | SAH-Cardiac Rehab | 260922168 | SAH | SAH
SAH9252 | Digital Floor Scale | 104906 | Health o meter div Sunbeam Cor | 500KG | 500KG | 05/09/2023 | IU | Active | 1105-37250 | SAH-Infusion Center | 260928852 | SAH | SAH
SAH9253 | Portable Ultrasound System | 340440 | SonoSite div of FUJIFILM | P23620-41 | SII | 05/09/2023 | 04 | Inventory | 1105-37200 | SAH-IV Therapy | 626005709 | SAH | SAH
SAH9254 | Bedside Physiologic Monitor | 440964 | GE Healthcare Technologies | B450 | Carescape B450 | 04/26/2021 | IU | Active | 1105-12154 | SAH-Cardiovascular Tele PT3 | 626004288-0-CAP | SAH | SAH
SAH9255 | Transducer 13-6 MHz | 340440 | SonoSite div of FUJIFILM | P07691-80 | L25x | 05/09/2023 | 04 | Inventory | 1105-37200 | SAH-IV Therapy | 626005709 | SAH | SAH
SAH9256 | Hybrid Graphic Printer | 182624 | Sony Electronics Inc Medical S | UP-X898MD | UP-X898MD Digital A5 | 05/12/2023 | 04 | Inventory | 1105-23100 | SAH-Emergency Service | 626002819 | SAH | SAH
SAH9257 | Mobile Suction | 103640 | Medela Inc | FGS0306 | Vario 18 | 05/25/2023 | IU | Active | 1105-21221 | SAH-Endoscopy (2SE) | 626000852-0-CAP | SAH | SAH
SAH9258 | Hybrid Graphic Printer | 182624 | Sony Electronics Inc Medical S | UP-X898MD | UP-X898MD Digital A5 | 05/31/2023 | IU | Active | 1105-30610 | SAH-Cardiac Cath Lab | 826316491-0-SVC | SAH | SAH
SAH9261 | SpO2 Tester | 178848 | Fluke Biomedical | PROSIM SpO2 | SPOT LIGHT | 06/06/2023 | IU | Active | 1105-88570 | SAH-Clinical Engineering | NON-CAPITAL | SAH | SAH
SAH9262 | Stretcher with Scale | 271227 | Stryker Medical | 1115E | Prime Big Wheel E | 09/01/2016 | IU | Active | BEDS-1105-88570 | SAH-Beds | 626000867-0-CAP | SAH | SAH
SAH9265 | Stretcher with Scale | 271227 | Stryker Medical | 1105 | 1105 | 12/01/2015 | IU | Active | BEDS-1105-88570 | SAH-Beds | FIU | SAH | SAH
SAH9266 | Stretcher | 271227 | Stryker Medical | 1115 | Big Wheel | 07/06/2012 | IU | Active | BEDS-1105-88570 | SAH-Beds | FIU | SAH | SAH
SAH9267 | Nurse Call Console | 177156 | West-Com Nurse Call Systems In | IPC-3 | NOVUS | 09/06/2010 | IU | Active | 1105-23100 | SAH-Emergency Service | FIU | SAH | SAH
SAH9268 | Power Supply w/Battery Backup | 103070 | Rauland-Borg Corp | 351003 | Responder 5 | 07/21/2022 | IU | Active | 1105-12225 | SAH-Med/Surg Unit I 4SE | NON-CAPITAL | SAH | SAH
SAH9269 | Power Supply w/Battery Backup | 103070 | Rauland-Borg Corp | 351003 | Responder 5 | 07/21/2022 | IU | Active | 1105-12225 | SAH-Med/Surg Unit I 4SE | NON-CAPITAL | SAH | SAH
SAH9270 | Power Supply w/Battery Backup | 103070 | Rauland-Borg Corp | 351003 | Responder 5 | 07/21/2022 | IU | Active | 1105-12225 | SAH-Med/Surg Unit I 4SE | NON-CAPITAL | SAH | SAH
SAH9271 | Power Supply w/Battery Backup | 103070 | Rauland-Borg Corp | 351003 | Responder 5 | 07/21/2022 | IU | Active | 1105-12225 | SAH-Med/Surg Unit I 4SE | NON-CAPITAL | SAH | SAH
SAH9272 | LP15Perf Pak 11 Defib/Pacer | 452575 | Physio-Control Inc | 99577-001930 | LIFEPAK 15 PERPAK 11 | 06/01/2023 | LS | High Risk | 1105-21100 | SAH-Surgery | 411000931 | SAH | SAH
SAH9273 | Exercise Bike | 394503 | SCIFIT | ISO1000R | ISO1000R | 06/26/2023 | IU | Active | 1105-39600 | SAH-Cardiac Rehab | NON-CAPITAL | SAH | SAH
SAH9274 | Telemetry Transmitter | 146734 | ScottCare Corp A Scott Fetzer | Innovo | Tele Rehab | 10/19/2022 | IU | Active | 1105-39600 | SAH-Cardiac Rehab | 260892112 | SAH | SAH
SAH9275 | EKG Mulitchannel Interp | 440964 | GE Healthcare Technologies | MAC VU360 | MAC VU360 | 08/02/2023 | IU | Active | 1105-30620 | SAH-Non Invasive Cardiology | 6260057369 | SAH | SAH
SAH9276 | Body Composition Analyzers | 472770 | InBody Inc | IB770 | InBody 770 | 08/07/2023 | 04 | Inventory | 1105-39815 | SAH-Weight Mgt Services | 626005799 | SAH | SAH
SAH9277 | Body Composition Analyzers | 472770 | InBody Inc | BSM170B | InBody 770B | 07/23/2023 | 04 | Inventory | 1105-39815 | SAH-Weight Mgt Services | 626005799 | SAH | SAH
SAH9278 | Slidemaker/Slide Stainer | 340083 | Beckman Coulter Inc | DxH SMS II | DxH SMS II | 08/07/2023 | IU | Active | 1105-31000 | SAH-Laboratory Services | 826310313-0-SVC | SAH | SAH
SAH9279 | Immunoassay Analyzer | 340083 | Beckman Coulter Inc | DxH 900 | UniCel DxH 900 | 08/07/2023 | IU | Active | 1105-31000 | SAH-Laboratory Services | 826310313-0-SVC | SAH | SAH
SAH9280 | Slidemaker/Slide Stainer | 340083 | Beckman Coulter Inc | DxH SMS II | DxH SMS II | 08/07/2023 | IU | Active | 1105-31000 | SAH-Laboratory Services | 826310313-0-SVC | SAH | SAH
SAH9281 | Immunoassay Analyzer | 340083 | Beckman Coulter Inc | DxH 900 | UniCel DxH 900 | 08/07/2023 | IU | Active | 1105-31000 | SAH-Laboratory Services | 826310313-0-SVC | SAH | SAH
SAH9282 | Immunoassay Analyzer | 340083 | Beckman Coulter Inc | DxH 900 | UniCel DxH 900 | 08/07/2023 | IU | Active | 1105-31000 | SAH-Laboratory Services | 826310313-0-SVC | SAH | SAH
SAH9287 | Infrared Vein Finder | 455305 | Christie Medical Holdings Inc | Vision2 | VeinViewer Vision2 | 08/10/2023 | IU | Active | 1105-12295 | SAH-Med/Surg Overflow 5E | 626005744 | SAH | SAH
SAH9288 | Infrared Vein Finder | 455305 | Christie Medical Holdings Inc | Vision2 | VeinViewer Vision2 | 08/10/2023 | IU | Active | 1105-12225 | SAH-Med/Surg Unit I 4SE | 626005744 | SAH | SAH
SAH9289 | Airway Gas Module w/Agent Id | 440964 | GE Healthcare Technologies | E-sCAiO-00 | E-sCAiO-00 | 07/15/2019 | IU | Active | 1105-20100 | SAH-Anesthesiology | 626002649-0-CAP | SAH | SAH
SAH9290 | Telemetry Transmitter | 440964 | GE Healthcare Technologies | ApexPro CH | ApexPro CH | 09/30/2020 | 04 | Inventory | 1105-10600 | SAH-Monitor Techs CMU | 626002102 | SAH | SAH
SAH9291 | Vital Signs Monitor | 101850 | Welch Allyn Inc A Subsidiary | VSM 6000 SERIES | VSM 6000 SERIES | 08/10/2023 | IU | Active | 1105-34000 | SAH-Diagnostic Imaging | non capital | SAH | SAH
SAH9293 | Slide Stainer | 457480 | EMD Milliport Chemicals Div Me | 64000H-94 | Midas III | 08/22/2023 | IU | Active | 1105-31000 | SAH-Laboratory Services | 626005603 | SAH | SAH
SAH9294 | Temporal Infrared Thermometer | 107875 | Exergen Corp | TAT-5000 | TAT-5000 | 12/04/2019 | 04 | Inventory | 1105-21500 | SAH-PACU | 811026687-0-SVC | SAH | SAH
SAH9295 | Front End Hemodynamic Monitor | 452291 | Philips Interventional Patient | FC2010 | XPER Flex Cardio | 09/20/2023 | IU | Active | 1105-30610 | SAH-Cardiac Cath Lab | 420002786-0-CRE | SAH | SAH
SAH9296 | Temporal Infrared Thermometer | 107875 | Exergen Corp | TAT-5000 | TAT-5000 | 04/07/2021 | 04 | Inventory | 1105-21300 | SAH-Ambulatory Care Unit | NON-CAPITAL | SAH | SAH
SAH9297 | Hemodynamic Fluid Monitor | 454355 | Cheetah Medical | Starling SV | Starling SV | 04/21/2017 | 04 | Inventory | 1105-13100 | SAH-Intensive Care Unit | 611000784-0-CAP | SAH | SAH
SAH9298 | Exercisers, Aerobic, Treadmill | S10015 | Sports Art America | T635M | T635M | 09/01/2023 | IU | Active | 1105-39150 | SAH-Rehab Services OP SARC | 261161242 | SAH | SAH
SAH9299 | Cryosurgical Unit | 108422 | ERBE USA Inc | 10402-000 | ERBECRYO 2 System | 09/20/2023 | IU | Active | 1105-21221 | SAH-Endoscopy (2SE) | 626005780 | SAH | SAH
SAH9300 | Feeding Pump | 452294 | Covidien (US) | 382400 | KANGAROO ePump | 03/08/2018 | IU | Active | 1105-85160 | SAH-Sterile Processing | 260618099 | SAH | SAH
SAH9301 | Feeding Pump | 452294 | Covidien (US) | 382400 | KANGAROO ePump | 08/08/2012 | IU | Active | 1105-85160 | SAH-Sterile Processing | 611000509 | SAH | SAH
SAH9302 | Feeding Pump | 452294 | Covidien (US) | 382400 | KANGAROO ePump | 03/08/2018 | IU | Active | 1105-85160 | SAH-Sterile Processing | 260618099 | SAH | SAH
SAH9303 | Feeding Pump | 452294 | Covidien (US) | 382400 | KANGAROO ePump | 08/08/2012 | IU | Active | 1105-85160 | SAH-Sterile Processing | 611000509 | SAH | SAH
SAH9304 | Phototachometer | M10066 | Monarch Instruments | PLT200 | Pocket Laser Tach200 | 09/11/2023 | IU | Active | 1105-88570 | SAH-Clinical Engineering | NON-CAPITAL | SAH | SAH
SAH9305 | Multimeter | 178848 | Fluke Biomedical | 179 | 179 | 09/19/2023 | IU | Active | 1105-88570 | SAH-Clinical Engineering | NON-CAPITAL | SAH | SAH
SAH9306 | Multimeter | 178848 | Fluke Biomedical | 179 | 179 | 09/19/2023 | IU | Active | 1105-88570 | SAH-Clinical Engineering | NON-CAPITAL | SAH | SAH
SAH9307 | Digital Thermometer | 178848 | Fluke Biomedical | 52 | 52 | 09/19/2023 | IU | Active | 1105-88570 | SAH-Clinical Engineering | NON-CAPITAL | SAH | SAH
SAH9308 | Endoscope Leak Teste | 276750 | Olympus America Inc | ALT-Pro | ALT-Pro | 09/11/2023 | IU | Active | 1105-21221 | SAH-Endoscopy (2SE) | 261323111-CAP | SAH | SAH
SAH9309 | Feeding Pump | 452294 | Covidien (US) | 382400 | KANGAROO ePump | 04/07/2015 | IU | Active | 1105-85160 | SAH-Sterile Processing | N/A-LEASED | SAH | SAH
SAH9310 | Fluid Warmer | 451481 | NxStage Medical Inc | FW-200 | On-Line | 09/19/2023 | IU | Active | 1105-13100 | SAH-Intensive Care Unit | NON-CAPITAL | SAH | SAH
SAH9312 | Contrast Media Injector | 105381 | Medrad Inc Unit of Bayer Medic | MARK V ProVis | Mark V ProVis | 03/14/2007 | IU | Active | 1105-21100 | SAH-Surgery | 000 | SAH | SAH
SAH9313 | Light Source | 103283 | Jedmed Instrument Co | 99-7746/48 | G3+ LED | 09/20/2023 | IU | Active | 1105-85160 | SAH-Sterile Processing | 260913353 | SAH | SAH
SAH9314 | Oto/Ophth Desk Battery Charger | 103304 | Midmark Corp | NT4 | NT4 Heine | 09/01/2023 | 04 | Inventory | 1105-85160 | SAH-Sterile Processing | non capital | SAH | SAH
SAH9315 | Monitor Single use Endo Scopes | 104479 | Ambu Inc | 405011000 | aView 2 Advance | 09/20/2023 | 04 | Inventory | 1105-85160 | SAH-Sterile Processing | NON-CAPITAL | SAH | SAH
SAH9316 | 4x 15A 15ft Cord HGPower Strip | 106890 | Tripp Lite | PS-415-HG-OEM | PS-415-HG-OEM | 10/11/2023 | IU | Active | 1105-85160 | SAH-Sterile Processing | NON-CAPITAL | SAH | SAH
SAH9317 | Infrared Vein Finder | 455305 | Christie Medical Holdings Inc | Vein Viewer Flex | VeinViewer Flex | 04/06/2022 | 04 | Inventory | 1105-12250 | SAH-Med/Surg/Tele Unit AT5 | 411000720 | SAH | SAH
SAH9318 | Temporal Infrared Thermometer | 107875 | Exergen Corp | TAT-5000 | TAT-5000 | 08/01/2018 | 04 | Inventory | 1105-21221 | SAH-Endoscopy (2SE) | 260647818 | SAH | SAH
SAH9319 | Cheetah Simulator | 454355 | Cheetah Medical | CMA-SSIM | Cheetah Simulator | 09/25/2023 | 04 | Inventory | 1105-88570 | SAH-Clinical Engineering | non capital | SAH | SAH
SAH9320 | Temporal Infrared Thermometer | 107875 | Exergen Corp | TAT-5000S | TAT-5000S | 10/11/2023 | 04 | Inventory | 1105-34000 | SAH-Diagnostic Imaging | NON-CAPITAL | SAH | SAH
SAH9321 | Temporal Infrared Thermometer | 107875 | Exergen Corp | TAT-5000S | TAT-5000S | 10/11/2023 | 04 | Inventory | 1105-34000 | SAH-Diagnostic Imaging | NON-CAPITAL | SAH | SAH
SAH9322 | Temporal Infrared Thermometer | 107875 | Exergen Corp | TAT-5000S | TAT-5000S | 10/11/2023 | 04 | Inventory | 1105-34000 | SAH-Diagnostic Imaging | NON-CAPITAL | SAH | SAH
SAH9323 | Arthroscopy Cart | 270765 | Smith & Nephew Inc Endoscopy D | 7205077 | InteliJET Cart | 10/02/2022 | IU | Active | 1105-21100 | SAH-Surgery | FIU | SAH | SAH
SAH9324 | Feeding Pump | 452294 | Covidien (US) | 382400 | KANGAROO ePump | 01/29/2015 | IU | Active | 1105-85160 | SAH-Sterile Processing | N/A-RENTED | SAH | SAH
SAH9326 | Bariatric Platform Scale | 171595 | Rice Lake Weighing Systems | 250-10-2 | Healthweigh | 10/03/2023 | IU | Active | 1105-39815 | SAH-Weight Mgt Services | 826302777-0-SVC | SAH | SAH
SAH9327 | Bedside Physiologic Monitor | 440964 | GE Healthcare Technologies | b450 V3 | Carescape B450 V3 | 03/03/2021 | IU | Active | 1105-23100 | SAH-Emergency Service | 411000536 | SAH | SAH
SAH9328 | Large Volume Pump Module | 378348 | BD | 8100 | Alaris Pump | 05/31/2012 | IU | Active | 1105-85160 | SAH-Sterile Processing | 920000849-0-CIP | SAH | SAH
SAH9329 | Slide Stainer | 151620 | Ventana Medical Systems Inc | Benchmark Ultra Plus | Benchmark Ultra Plus | 10/24/2023 | IU | Active | 1105-31200 | SAH-Pathology Services | BPP00265B1 | SAH | SAH
SAH9330 | Slide Stainer | 151620 | Ventana Medical Systems Inc | Benchmark Special St | Benchmark Special St | 10/24/2023 | IU | Active | 1105-31200 | SAH-Pathology Services | BPP00265B1 | SAH | SAH
SAH9331 | Pump Control Unit | 378348 | BD | 8015 BD | Alaris PC 8015 BD | 10/14/2021 | IU | Active | 1105-85160 | SAH-Sterile Processing | 411000608-CRE | SAH | SAH
SAH9332 | Monitor Single use Endo Scopes | 104479 | Ambu Inc | 405011000 | aView 2 Advance | 10/27/2023 | IU | Active | 1105-21100 | SAH-Surgery | NON-CAPITAL | SAH | SAH
SAH9333 | Monitor Single use Endo Scopes | 104479 | Ambu Inc | 405011000 | aView 2 Advance | 10/27/2023 | IU | Active | 1105-21100 | SAH-Surgery | NON-CAPITAL | SAH | SAH
SAH9334 | Feeding Pump | 452294 | Covidien (US) | 382400 | KANGAROO ePump | 03/08/2018 | IU | Active | 1105-85160 | SAH-Sterile Processing | 260618099 | SAH | SAH
SAH9335 | Temporal Infrared Thermometer | 107875 | Exergen Corp | TAT-5000 | TAT-5000 | 10/19/2023 | 04 | Inventory | 1105-32100 | SAH-Hemodialysis | NON-CAPITAL | SAH | SAH
SAH9336 | Temporal Infrared Thermometer | 107875 | Exergen Corp | TAT-5000 | TAT-5000 | 10/19/2023 | 04 | Inventory | 1105-21221 | SAH-Endoscopy (2SE) | RMA#1960000 | SAH | SAH
SAH9337 | Cytological Centrifuge | 340083 | Beckman Coulter Inc | CF02 | StatSpin CytoFuge 2 | 10/19/2023 | IU | Active | 1105-31000 | SAH-Laboratory Services | non capital | SAH | SAH
SAH9339 | Large Volume Pump Module | 378348 | BD | 8100 | Alaris Pump | 05/31/2012 | IU | Active | 1105-85160 | SAH-Sterile Processing | 920000849-0-CIP | SAH | SAH
SAH9340 | Electrical Safety Analyzer | 451211 | Pronk Technologies Inc | ST-1 | SAFE-T SIM | 10/24/2023 | IU | Active | 1105-88570 | SAH-Clinical Engineering | NON-CAPITAL | SAH | SAH
SAH9341 | Front End Hemodynamic Monitor | 452291 | Philips Interventional Patient | FC2010 | XPER Flex Cardio | 10/23/2023 | IU | Active | 1105-30610 | SAH-Cardiac Cath Lab | 420002786-0-CRE | SAH | SAH
SAH9342 | Temporal Infrared Thermometer | 107875 | Exergen Corp | TAT-5000 | TAT-5000 | 11/02/2018 | 04 | Inventory | 1105-21221 | SAH-Endoscopy (2SE) | bisc | SAH | SAH
SAH9343 | AED Defibrillator | 452575 | Physio-Control Inc | Lifepak CR2 | Lifepak CR2 | 10/27/2023 | LS | High Risk | 1105-10000 | SAH-Nursing Administration | 411000899-0-CRE | SAH | SAH
SAH9344 | AED Defibrillator | 452575 | Physio-Control Inc | Lifepak CR2 | Lifepak CR2 | 10/27/2023 | LS | High Risk | 1105-10000 | SAH-Nursing Administration | 411000899-0-CRE | SAH | SAH
SAH9346 | Breathing Circuit Dryers | 108193 | Natus Medical Inc | 54344 | Model 44 Olympic | 10/30/2023 | IU | Active | 1105-85160 | SAH-Sterile Processing | 261337466 | SAH | SAH
SAH9347 | Hand Held Glucometer | 440769 | Abbott Diabetes Care | 72008-01 | FreeStyle Precis Pro | 11/06/2023 | 04 | Inventory | 1105-31350 | SAH-Point of Care Testing (POCT) 3rd | 626001422-CAP | SAH | SAH
SAH9348 | Hand Held Glucometer | 440769 | Abbott Diabetes Care | 72008-01 | FreeStyle Precis Pro | 10/31/2023 | 04 | Inventory | 1105-31350 | SAH-Point of Care Testing (POCT) 3rd | NON-CAPITAL | SAH | SAH
SAH9349 | RF Sponge Detector Delivery | 101809 | Medtronic Inc | 200X | Situate Console | 10/30/2023 | IU | Active | 1105-21100 | SAH-Surgery | . | SAH | SAH
SAH9351 | Large Volume Pump Module | 378348 | BD | 8100 | Alaris Pump | 05/31/2012 | IU | Active | 1105-85160 | SAH-Sterile Processing | 920000849-0-CIP | SAH | SAH
SAH9352 | Electrosurgical Unit | 108422 | ERBE USA Inc | 10160-100 | VIO 3 | 11/14/2023 | IU | Active | 1105-21221 | SAH-Endoscopy (2SE) | 261343774 | SAH | SAH
SAH9353 | Bedside Physiologic Monitor | 440964 | GE Healthcare Technologies | B450 | Carescape B450 | 10/12/2022 | IU | Active | 1105-12250 | SAH-Med/Surg/Tele Unit AT5 | 411000863 | SAH | SAH
SAH9354 | Vital Signs Monitor | 101850 | Welch Allyn Inc A Subsidiary | VSM 6000 SERIES | VSM 6000 SERIES | 11/11/2014 | IU | Active | 1105-12510 | SAH-Cardiac Medical I (3SW) | 611000640-0-CAP | SAH | SAH
SAH9355 | Large Volume Pump Module | 378348 | BD | 8100 | Alaris Pump | 05/31/2012 | IU | Active | 1105-85160 | SAH-Sterile Processing | 920000849-0-CIP | SAH | SAH
SAH9356 | Ultrasound Transducer | 340440 | SonoSite div of FUJIFILM | P22916-20 | L12-3 | 11/20/2023 | 04 | Inventory | 1105-23100 | SAH-Emergency Service | 411000919-0-CRE | SAH | SAH
SAH9357 | Localized Heat Therapy System | 513842 | Gentherm | 749 | MICRO-TEMP LT | 02/09/2023 | IU | Active | 1105-85160 | SAH-Sterile Processing | 260910521 | SAH | SAH
SAH9358 | Large Volume Pump Module | 378348 | BD | 8100 | Alaris Pump | 05/31/2012 | IU | Active | 1105-85160 | SAH-Sterile Processing | 920000849-0-CIP | SAH | SAH
SAH9360 | Hand Held Glucometer | 440769 | Abbott Diabetes Care | 72008-01 | FreeStyle Precis Pro | 02/16/2022 | 04 | Inventory | 1105-31350 | SAH-Point of Care Testing (POCT) 3rd | NON-CAPITAL | SAH | SAH
SAH9361 | Centrifuges, Tabletop | 452492 | Hettich Lab Technology North A | 1102-01 | EBA 280 S | 06/17/2021 | IU | Active | 1105-31000 | SAH-Laboratory Services | 260820649 | SAH | SAH
SAH9362 | Stop Watch | 103182 | Extech Instruments Corp | 365510 | Stopwatch/Clock | 12/12/2023 | IU | Active | 1105-88570 | SAH-Clinical Engineering | NON-CAPITAL | SAH | SAH
SAH9363 | Irrigation Pump | 546728 | Abbott Cardiac Arrhythmias and | 89003 | Cool Point | 12/11/2023 | IU | Active | 1105-30610 | SAH-Cardiac Cath Lab | 626001418-0-CAP | SAH | SAH
SAH9365 | Vital Signs Monitor | 101850 | Welch Allyn Inc A Subsidiary | VSM 6000 SERIES | VSM 6000 SERIES | 03/20/2012 | IU | Active | 1105-18415 | SAH-Neuroscience Unit 5N | 420002379-cre | SAH | SAH
SAH9366 | BP test volume fixture | 101850 | Welch Allyn Inc A Subsidiary | 407672 | 407672 | 01/11/2024 | IU | Active | 1105-88570 | SAH-Clinical Engineering | NON-CAPITAL | SAH | SAH
SAH9367 | Laparoscopic Insufflator | 108422 | ERBE USA Inc | 7913-1000 | EC02 | 01/11/2024 | IU | Active | 1105-21221 | SAH-Endoscopy (2SE) | 261329566 | SAH | SAH
SAH9368 | Laparoscopic Insufflator | 108422 | ERBE USA Inc | 7913-1000 | EC02 | 01/11/2024 | IU | Active | 1105-21221 | SAH-Endoscopy (2SE) | 261329566 | SAH | SAH
SAH9369 | Hand Held Glucometer | 440769 | Abbott Diabetes Care | 71411-70 | FreeStyle Precision | 12/27/2023 | 04 | Inventory | 1105-31350 | SAH-Point of Care Testing (POCT) 3rd | 626001422-CAP | SAH | SAH
SAH9370 | Hand Held Glucometer | 440769 | Abbott Diabetes Care | 71411-70 | FreeStyle Precision | 12/27/2023 | 04 | Inventory | 1105-31350 | SAH-Point of Care Testing (POCT) 3rd | 260767353 | SAH | SAH
SAH9371 | Vital Signs Monitor | 101850 | Welch Allyn Inc A Subsidiary | VSM 6000 SERIES | VSM 6000 SERIES | 07/12/2019 | IU | Active | 1105-12225 | SAH-Med/Surg Unit I 4SE | 26075831 | SAH | SAH
SAH9372 | Single Glass Warming Cabinet | 107114 | STERIS Corp | DJ060124131 | DJ060124331 | 01/04/2024 | IU | Active | 1105-34620 | SAH-Radiation Therapy | NON-CAPITAL | SAH | SAH
SAH9373 | Temporal Infrared Thermometer | 107875 | Exergen Corp | TAT-5000 | TAT-5000 | 01/02/2024 | 04 | Inventory | 1105-13100 | SAH-Intensive Care Unit | 260727611 | SAH | SAH
SAH9374 | Feeding Pump | 452294 | Covidien (US) | 382400 | KANGAROO ePump | 03/08/2018 | IU | Active | 1105-85160 | SAH-Sterile Processing | 260618099 | SAH | SAH
SAH9375 | LLLT LASER, low level light | 101645 | Richmar | TheraTouch LX2 | TheraTouch LX2 | 01/04/2024 | IU | Active | 1105-39150 | SAH-Rehab Services OP SARC | 261352820 | SAH | SAH
SAH9376 | Feeding Pump | 452294 | Covidien (US) | 382400 | KANGAROO ePump | 10/06/2015 | IU | Active | 1105-85160 | SAH-Sterile Processing | 711005037-0-CES | SAH | SAH
SAH9377 | Large Volume Pump Module | 378348 | BD | 8100 | Alaris Pump | 05/31/2012 | IU | Active | 1105-85160 | SAH-Sterile Processing | 920000849-0-CIP | SAH | SAH
SAH9382 | Pinch Gauge | 108621 | B & L Engineering | PG60 | PG60 | 01/11/2024 | IU | Active | 1105-39150 | SAH-Rehab Services OP SARC | NON-CAPITAL | SAH | SAH
SAH9383 | Large Volume Pump Module | 378348 | BD | 8100 | Alaris Pump | 05/31/2012 | IU | Active | 1105-85160 | SAH-Sterile Processing | 920000849-0-CIP | SAH | SAH
SAH9384 | LP20e Defibrillator/Pacer | 452575 | Physio-Control Inc | LP20E | LIFEPAK 20E | 05/10/2018 | LS | High Risk | 1105-23100 | SAH-Emergency Service | 626001430-0-CAP | SAH | SAH
SAH9385 | Patient Data Module | 440964 | GE Healthcare Technologies | 2016793-003 | PDM | 11/13/2017 | IU | Active | 1105-13100 | SAH-Intensive Care Unit | 626000585-0-CAP | SAH | SAH
SAH9386 | Bladder Vol and Mass Ultrasnd | 451928 | Verathon Inc | Bladderscan Prime PL | Bladderscan Prime Pl | 04/07/2021 | IU | Active | 1105-12210 | SAH-Med Surg Unit II 5NW | 626004068-0-CAP | SAH | SAH
SAH9387 | Large Volume Pump Module | 378348 | BD | 8100 | Alaris Pump | 05/31/2012 | IU | Active | 1105-85160 | SAH-Sterile Processing | 920000849-0-CIP | SAH | SAH
SAH9388 | Large Volume Pump Module | 378348 | BD | 8100 | Alaris Pump | 05/31/2012 | IU | Active | 1105-85160 | SAH-Sterile Processing | 920000849-0-CIP | SAH | SAH
SAH9389 | Feeding Pump | 452294 | Covidien (US) | 382400 | KANGAROO ePump | 04/28/2016 | IU | Active | 1105-85160 | SAH-Sterile Processing | 611000509 | SAH | SAH
SAH9390 | Vital Signs Monitor | 101850 | Welch Allyn Inc A Subsidiary | VSM 6000 SERIES | VSM 6000 SERIES | 01/18/2024 | IU | Active | 1105-34000 | SAH-Diagnostic Imaging | NON-CAPITAL | SAH | SAH
SAVINGS | Savings | 000 | Misc-Numbers | SAVINGS | Savings | 01/10/2007 | 04 | Inventory | 1105-88570 | SAH-Clinical Engineering | na | SAH | SAH
SF074096 | 0 degree endo scope, 12mm | 377602 | Intuitive Surgical Inc | 311464-05 | 311464-05 | 01/05/2011 | 04 | Inventory | 1105-21100 | SAH-Surgery | 000 | SAH | SAH
SF0829088 | 0 degree endo scope, 12mm | 377602 | Intuitive Surgical Inc | 311464-05 | 311464-05 | 01/05/2011 | 04 | Inventory | 1105-21100 | SAH-Surgery | 000 | SAH | SAH
SF0946091 | 0 degree endo scope, 12mm | 377602 | Intuitive Surgical Inc | 311464-05 | 311464-05 | 01/05/2011 | 04 | Inventory | 1105-21100 | SAH-Surgery | 000 | SAH | SAH
SF1028117 | 0 degree endo scope, 12mm | 377602 | Intuitive Surgical Inc | 311464-05 | 311464-05 | 01/05/2011 | 04 | Inventory | 1105-21100 | SAH-Surgery | 000 | SAH | SAH
SHOP-STOCK | Shop Stock | 000 | Misc-Numbers | Stock | Shop Stock | 12/10/2014 | 04 | Inventory | 1105-88570 | SAH-Clinical Engineering | na | SAH | SAH
SN05547 | 3D support arm | 108697 | Arthrex Inc | AR-1740 | Trimano Fortis | 05/15/2023 | 04 | Inventory | 1105-21100 | SAH-Surgery | 626005635 | SAH | SAH
SN800490 | Ureterorenoscope | 276750 | Olympus America Inc | WA2UR22A | WA2UR22A | 05/25/2023 | 04 | Inventory | 1105-21100 | SAH-Surgery | 626005649 | SAH | SAH
SN800500 | Ureterorenoscope | 276750 | Olympus America Inc | WA2UR22A | WA2UR22A | 05/25/2023 | 04 | Inventory | 1105-21100 | SAH-Surgery | 626005649 | SAH | SAH
SN800537 | Ureterorenoscope | 276750 | Olympus America Inc | WA2UR22A | WA2UR22A | 05/25/2023 | 04 | Inventory | 1105-21100 | SAH-Surgery | 626005649 | SAH | SAH
SN800580 | Ureterorenoscope | 276750 | Olympus America Inc | WA2UR22A | WA2UR22A | 05/25/2023 | 04 | Inventory | 1105-21100 | SAH-Surgery | 626005649 | SAH | SAH
SPEC-PRO | Special Projects | 000 | Misc-Numbers | SPECPRO | Special Projects | 01/29/2007 | 04 | Inventory | 1105-88570 | SAH-Clinical Engineering | . | SAH | SAH
SPECPRO-SAH | Special Projects | 000 | Misc-Numbers | SPECPRO | Special Projects | 02/21/2014 | IU | Active | 1105-88570 | SAH-Clinical Engineering | none | SAH | SAH
STIRRUPSSAH | Stirrups for OR Tables | 001 | NO-MFG-NAME | Stirrups | Stirrups | 08/06/2020 | 04 | Inventory | 1105-21100 | SAH-Surgery | na | SAH | SAH
TRAINING | Used for Training Work Orders | 000 | Misc-Numbers | Training | Training | 08/15/2016 | 04 | Inventory | 1105-88570 | SAH-Clinical Engineering | NA | SAH | SAH
VACREG | Vacuum Regulator | 001 | NO-MFG-NAME | VACUUM REGULATOR | Vacuum Regulator | 01/17/2007 | 04 | Inventory | 1105-10000 | SAH-Nursing Administration | 0 | SAH | SAH
WAG-CARIL | Waste Anesthetic Gas Analysis | 000 | Misc-Numbers | Waste Gas Analysis | Waste Gas Service | 12/08/2008 | IU | Active | 1730-21100 | SAH-CARIL Surgery Center | XX | SAH | SAH
WAG-TEST | Waste Anesthetic Gas Analysis | 000 | Misc-Numbers | Waste Gas Analysis | Waste Gas Service | 12/08/2008 | IU | Active | 1105-21100 | SAH-Surgery | XX | SAH | SAH