## Purchasing
REQUEST_NUM | REQUEST_DATETIME | PURPOSE | NEEDED_DATETIME | PRIORITY | BUYER | REQUESTER | REQUEST_APPROVED_BY | PO_NUM | PO_DATE | PO_STATUS | BUYER | SUPPLIER_NAME | ORDER_RECEIVED_BY | PO_NOTES | PRIORITY | BUYER | LINE_ITEM_TYPE | LINE_ITEM_STATUS | BUYER_PART_NUM | BUYER_PART_DESC | QTY_ORDERED | QTY_RECEIVED | UNIT_COST | WAREHOUSE | COST_CENTER_FACILITY | COST_CENTER
100155 | 09/07/2021 03:26 PM | Power strips requested urgent for new Vents - no prices on the line item. | 09/07/2021 03:26 PM | Next Day | Brenda Kans | Victor LaFoucade | John Richardson | 726007043-0-CES | 09/07/2021 | Ordered | Brenda Kans | Grainger |  |  | Next Day | Brenda Kans | MATERIAL | Ordered | PS-615-HG-OEM | power strip,H-grade,6, 15ft | 6 | 0 | 0 | Winter Haven Hospital | WHH | WHH-Clinical Engineering Services
100185 | 09/08/2021 04:22 PM | POC: Deon Armes************NOT IN LAWSON NOT USED SINCE 2011************* Approved Per D.W. and T.E. NOTE: THIS VENDOR DOES NOT ACCEPT CREDIT CARD PAYMENTS. completed form by Deon (vendor) appr by Scott sent for reactivation in Lawson. BKK | 09/08/2021 04:22 PM | On Site | Brenda Kans | Robert Saunders | Dwayne Wilcox | 726007045-0-CES | 09/13/2021 | Ordered | Brenda Kans | AXS Medical Inc |  |  | On Site | Brenda Kans | MATERIAL | Ordered | PC40-004S | LCD and Controller PCB | 1 | 0 | 2800 | Winter Haven Hospital | WHH | WHH-RMC Radiology
100206 | 09/09/2021 01:32 PM | Vendor PM and loaner /// PM = $995.00 /// Loaner = $195.00 /// Total = $1,190 Erbe /// tel: 770-955-4400 /// fax: 770-955-2577 /// www.erbe-usa.com | 09/09/2021 01:32 PM | Ground | Sue McCabe | Brian Mace | John Richardson | 726007081-0-CES | 09/09/2021 | Ordered | Sue McCabe | ERBE USA Inc |  |  | Ground | Sue McCabe | MATERIAL | Open | 40134-040 | APC2 PMEUMATIC ASSEMBLY | 1 | 0 | 904 | Bartow Regional Medical Center | WHH | WHH-SURGERY
100316 | 09/16/2021 11:18 AM | 3-ring audio wire required Amazon POC : internet | 09/16/2021 11:18 AM | Two Day | Brenda Kans | John Richardson | John Richardson | PCARD 100316 | 09/16/2021 | Ordered | Brenda Kans | Amazon.com |  |  | Two Day | Brenda Kans | MATERIAL | Ordered | B07PJW6RQ7 | 2 Pack TRRS 3.5mm Audio Cable, 5Ft MCSPER 4-Conductor (4 Pole) with Mic[Microphone Compatible] Nylon Braided Aux Cord Compatible Car Home | 2 | 0 | 6.99 | Bartow Regional Medical Center | BRMC
100382 | 09/21/2021 12:28 PM | Ground | 09/21/2021 12:28 PM | Ground | Sue McCabe | George Rivera | John Richardson | 755004730-0-CES | 09/21/2021 | Ordered | Sue McCabe | Stryker Communications Div Str |  |  | Ground | Sue McCabe | MATERIAL | Ordered | P17780 | handle | 1 | 0 | 899.09 | South Florida Baptist Hospital | SFBH
100382 | 09/21/2021 12:28 PM | Ground | 09/21/2021 12:28 PM | Ground | Sue McCabe | George Rivera | John Richardson | 755004730-0-CES | 09/21/2021 | Ordered | Sue McCabe | Stryker Communications Div Str |  |  | Ground | Sue McCabe | MATERIAL | Ordered | 0682400350 | pkg, asm, handle & bottom bracket, 2b, sh2 | 1 | 0 | 897.56 | South Florida Baptist Hospital | SFBH
100416 | 09/23/2021 07:35 AM | Needed to order reusable radiolucent ecg leads Larry Gardinal was the POC | 09/23/2021 07:35 AM | Ground | Sue McCabe | Gary Maultsby | John Richardson | 726007100-0-CES | 09/28/2021 | Ordered | Sue McCabe | Integrity Medical Products Inc |  |  | Ground | Sue McCabe | MATERIAL | Ordered | AU-D-1585 | ECG Trunk cable | 2 | 0 | 78 | Bartow Regional Medical Center | BRMC
100416 | 09/23/2021 07:35 AM | Needed to order reusable radiolucent ecg leads Larry Gardinal was the POC | 09/23/2021 07:35 AM | Ground | Sue McCabe | Gary Maultsby | John Richardson | 726007100-0-CES | 09/28/2021 | Ordered | Sue McCabe | Integrity Medical Products Inc |  |  | Ground | Sue McCabe | MATERIAL | Ordered | AU-D5-90XP | Radio Translucent 5 Lead Grabber | 6 | 0 | 89 | Bartow Regional Medical Center | BRMC
100427 | 09/23/2021 12:43 PM | poc Physio customer service 7-10 day lead time | 09/23/2021 12:43 PM | Ground | Sue McCabe | Mary Emery | John Richardson | 755004732-0-CES | 09/23/2021 | Ordered | Sue McCabe | Physio-Control Inc |  |  | Ground | Sue McCabe | MATERIAL | Ordered | 11577-000019 | Power adapter bracket | 1 | 0 | 41.14 | South Florida Baptist Hospital | SFBH
100443 | 09/24/2021 08:51 AM | Battery error 13-replacement needed for two units replaced the same time. Please send the batteries for Andrew Wright to Baycare Health System Attn Clinical Engineering-Andrew Wright, 2985 Drew Street, Clearwater, Fl. 33759 | 09/24/2021 08:51 AM | Ground | Sue McCabe | Derrick Modest | Dennis Davis | 200025835 | 09/24/2021 | Ordered | Sue McCabe | PartsSource |  |  | Ground | Sue McCabe | MATERIAL | Ordered | 6039 | Battery, Welch Allyn 420 | 2 | 0 | 7.5 | Bartow Regional Medical Center | BMG
100449 | 09/24/2021 09:55 AM | 2D scanners devices for CES team members NETUM QR Code Scanner, Mini Barcode Scanner Bluetooth Compatible, Small Portable USB 1D 2D Bar Code Scanner for Inventory, 2.4G Cordless Image Reader for Tablet iPhone iPad Android iOS PC POS Brand: NETUM | 09/24/2021 09:55 AM | Ground | Brenda Kans | Victor LaFoucade | John Richardson | PCARD 100449 | 09/27/2021 | Ordered | Brenda Kans | Amazon.com |  |  | Ground | Brenda Kans | MATERIAL | Ordered | NETUMC750 | Pocket Scanner | 5 | 0 | 57.99 | Winter Haven Hospital | WHH | WHH-Clinical Engineering Services
100472 | 09/27/2021 10:12 AM | poc Dale | 09/27/2021 10:12 AM | Ground | Sue McCabe | George Rivera | John Richardson | 755004734-0-CES | 09/27/2021 | Ordered | Sue McCabe | Cardinal Health Medical Produc |  |  | Ground | Sue McCabe | MATERIAL | Ordered | 388101 | IRIS Power Adapter | 1 | 0 | 55.97 | South Florida Baptist Hospital | SFBH
100478 | 09/27/2021 10:44 AM | Alaris Parts | 09/27/2021 10:44 AM | Ground | Sue McCabe | Tiffany Baldwin | John Richardson | 726007097-0-CES | 09/27/2021 | Ordered | Sue McCabe | CareFusion Alaris |  |  | Ground | Sue McCabe | MATERIAL | Ordered | 49000540 | Pressure Sensor, LVP 8100 Alaris | 20 | 0 | 107.07 | Winter Haven Hospital | WHH | WHH-Clinical Engineering Services
100478 | 09/27/2021 10:44 AM | Alaris Parts | 09/27/2021 10:44 AM | Ground | Sue McCabe | Tiffany Baldwin | John Richardson | 726007097-0-CES | 09/27/2021 | Ordered | Sue McCabe | CareFusion Alaris |  |  | Ground | Sue McCabe | MATERIAL | Ordered | 147078-100 | Alaris IUI Connector - Female | 15 | 0 | 18 | Winter Haven Hospital | WHH | WHH-Clinical Engineering Services
100478 | 09/27/2021 10:44 AM | Alaris Parts | 09/27/2021 10:44 AM | Ground | Sue McCabe | Tiffany Baldwin | John Richardson | 726007097-0-CES | 09/27/2021 | Ordered | Sue McCabe | CareFusion Alaris |  |  | Ground | Sue McCabe | MATERIAL | Ordered | 147077-100 | Alaris IUI Connector -male | 15 | 0 | 20 | Winter Haven Hospital | WHH | WHH-Clinical Engineering Services
100478 | 09/27/2021 10:44 AM | Alaris Parts | 09/27/2021 10:44 AM | Ground | Sue McCabe | Tiffany Baldwin | John Richardson | 726007097-0-CES | 09/27/2021 | Ordered | Sue McCabe | CareFusion Alaris |  |  | Ground | Sue McCabe | MATERIAL | Ordered | 49000346 | 8100 front case keypad, w/door latch assy | 10 | 0 | 0 | Winter Haven Hospital | WHH | WHH-Clinical Engineering Services
100478 | 09/27/2021 10:44 AM | Alaris Parts | 09/27/2021 10:44 AM | Ground | Sue McCabe | Tiffany Baldwin | John Richardson | 726007097-0-CES | 09/27/2021 | Ordered | Sue McCabe | CareFusion Alaris |  |  | Ground | Sue McCabe | MATERIAL | Ordered | 147080-100 | Alaris 8100 8015 Latch Kit | 15 | 0 | 23.86 | Winter Haven Hospital | WHH | WHH-Clinical Engineering Services
100484 | 09/27/2021 02:49 PM | poc Zenith O. | 09/27/2021 02:49 PM | Ground | Sue McCabe | Mary Emery | John Richardson | 755004736-0-CES | 09/29/2021 | Ordered | Sue McCabe | STERIS Corp |  |  | Ground | Sue McCabe | MATERIAL | Ordered | P097487091 | Door Seal | 1 | 0 | 840.12 | South Florida Baptist Hospital | SFBH
100486 | 09/27/2021 03:19 PM | Part Source unable to provide part...ordering through AIMS vendor NewEgg | 09/27/2021 03:19 PM | Next Day | Brenda Kans | Brian Mace | John Richardson | PCARD 100486 | 09/27/2021 | Ordered | Brenda Kans | Amazon.com |  |  | Next Day | Brenda Kans | MATERIAL | Ordered | 9SIAKVHD8W8153 | Cable Matters Long Range VGA Extender Over Ethernet Cable (VGA Over Ethernet Extender) up to 1000 feet (103004) | 1 | 0 | 116 | Winter Haven Hospital | WHH | WHH-Cardiac Cath Lab
100543 | 09/29/2021 03:17 PM | replacement bench chairs for Technical Staff | 09/29/2021 03:17 PM | Ground | Brenda Kans | John Richardson | John Richardson | 726007056-0-CES | 09/29/2021 | Ordered | Brenda Kans | Global Industrial Co Inc |  |  | Ground | Brenda Kans | MATERIAL | Ordered | WB506759 | Chair stool | 7 | 0 | 318.95 | Winter Haven Hospital | WHH | WHH-Clinical Engineering Services
100602 | 10/04/2021 10:03 AM | Ordered parts for stock inventory. | 10/04/2021 10:03 AM | Ground | Sue McCabe | Tom Heath | John Richardson | 726007110-0-CES | 10/04/2021 | Ordered | Sue McCabe | GE Precision Healthcare LLC |  |  | Ground | Sue McCabe | MATERIAL | Ordered | 733382-HEL-S | nafion tube | 25 | 0 | 36 | Winter Haven Hospital | WHH | WHH-Clinical Engineering Services
100626 | 10/05/2021 09:13 AM | (3) NETUM QR Code Scanner, Mini Barcode Scanner Bluetooth Compatible, Small Portable USB 1D 2D Bar Code Scanner for Inventory, 2.4G Cordless Image Reader for Tablet iPhone iPad Android iOS PC POS. Price: $57.99 | 10/05/2021 09:13 AM | DO NOT USE - Select Priority | Brenda Kans | Victor LaFoucade | John Richardson | PCARD 100626 | 10/28/2021 | Ordered | Brenda Kans | Amazon.com |  |  | DO NOT USE - Select Priority | Brenda Kans | MATERIAL | Ordered | NETUMC750 | Pocket Scanner | 3 | 0 | 57.99 | Winter Haven Hospital | WHH | WHH-Clinical Engineering Services
100694 | 10/07/2021 10:42 AM | poc Greg Pastrana please code to cc5105-80100 GL 722635 Director approval is attached Beth, We are in need of mattresses again. Do I have your permission to have Ervin order 5 using cc 5105-80100 GL 722635 (other equipment)? I am sorry Mary I thought I sent an OK to you. I am fine with the order. Thanks Beth Tancredo Director of Operations South Florida Baptist Hospital 813-757-1286 | 10/07/2021 10:42 AM | On Site | Sue McCabe | Mary Emery | Mary Emery | 755004741-0-CES | 10/07/2021 | Ordered | Sue McCabe | Med Stat Consulting SVCS |  |  | On Site | Sue McCabe | MATERIAL | Ordered | MS44-82346 | Mattress with memory foam-gel | 5 | 0 | 685 | South Florida Baptist Hospital | SFBH
100776 | 10/12/2021 09:39 AM | Need Coldwell lids for Zoll thermoguard systems. | 10/12/2021 09:39 AM | Two Day | Brenda Kans | Brian Mace | John Richardson | 726007128-0-CES | 10/12/2021 | Ordered | Brenda Kans | ZOLL Medical Corp |  |  | Two Day | Brenda Kans | MATERIAL | Ordered | 8700-0683-01 | Coldwell Lid | 3 | 0 | 0 | Winter Haven Hospital | WHH | WHH-Clinical Engineering Services
100816 | 10/13/2021 02:37 PM | POC Norma | 10/13/2021 02:37 PM | Next Day | Brenda Kans | Thomas Odaris | David Booker | 755004699-0-CES | 10/14/2021 | Ordered | Brenda Kans | Exclusive Medical Solutions |  |  | Next Day | Brenda Kans | MATERIAL | Ordered | IC5-9-D | Transducer Loaner to Exchange | 1 | 0 | 0 | South Florida Baptist Hospital | SFBH
100837 | 10/14/2021 03:00 PM | poc web site PCARD | 10/14/2021 03:00 PM | Ground | Brenda Kans | Javier Colon | Mary Emery | PCARD 100837 | 10/14/2021 | Ordered | Brenda Kans | CCFL Warehouse |  |  | Ground | Brenda Kans | MATERIAL | Ordered | LQ084V1DG21 | Backlight | 2 | 0 | 21.95 | South Florida Baptist Hospital | SFBH
100870 | 10/18/2021 10:16 AM | Parts needed for repair. | 10/18/2021 10:16 AM | Two Day | Brenda Kans | Germaine Kinder | Dennis Davis | 726007135-0-CES | 10/18/2021 | Ordered | Brenda Kans | Mar Cor Purification A Cantel |  |  | Two Day | Brenda Kans | MATERIAL | Ordered | 347-42-017 | 3/4 MNPT Straight Thru | 10 | 0 | 11.6 | Winter Haven Hospital | WHH | WHH-Dialysis
100875 | 10/18/2021 11:40 AM | poc Carley Dix quote for WHH attached. SFB qty different but same quote to be used per Carley | 10/18/2021 11:40 AM | Ground | Brenda Kans | Mary Emery | John Richardson | 755004704-0-CES | 10/18/2021 | Ordered | Brenda Kans | Metalcraft Inc |  |  | Ground | Brenda Kans | MATERIAL | Ordered | PHA-91-1 | Photo Anodize Photo And Foil Die Size:0.6250 X 0.6250 | 726 | 0 | 0.6868 | South Florida Baptist Hospital | SFBH
100939 | 10/20/2021 02:05 PM | Needed for On Site Vendor T&M Repair Gary Lindsay was the POC ***The part does not need to be ordered. Technician Gary Lindsay will provide the part*** | 10/20/2021 02:05 PM | On Site | Sue McCabe | Gary Maultsby | John Richardson | 726007160-0-CES | 10/20/2021 | Ordered | Sue McCabe | Prescotts Inc |  |  | On Site | Sue McCabe | MATERIAL | Ordered | 303481-9022 | Fiberoptic Light Cable, Zeiss 7.2ft | 1 | 0 | 495 | Bartow Regional Medical Center | BRMC
100951 | 10/21/2021 06:54 AM | Needed for Vendor On Site Resuscitator repair Jonathan Rousseau was the POC ***The part does not need to be ordered. Technician will bring the part on site*** | 10/21/2021 06:54 AM | On Site | Sue McCabe | Gary Maultsby | John Richardson | 726007162-0-CES | 10/21/2021 | Ordered | Sue McCabe | Stryker Medical Div Stryker Co |  |  | On Site | Sue McCabe | MATERIAL | Ordered | 21576-000072 | LUCAS 2 POWER INLET 2.2 | 1 | 0 | 300 | Bartow Regional Medical Center | BRMC
101012 | 10/25/2021 10:36 AM | 6 month PM kits - Apollo | 10/25/2021 10:36 AM | Next Day | Sue McCabe | John Richardson | John Richardson | 726007186-0-CES | 10/25/2021 | Ordered | Sue McCabe | Draeger Medical Inc |  |  | Next Day | Sue McCabe | MATERIAL | Ordered | MX08241 | 1 year PM kit | 1 | 0 | 222.3 | Bartow Regional Medical Center | BRMC
101012 | 10/25/2021 10:36 AM | 6 month PM kits - Apollo | 10/25/2021 10:36 AM | Next Day | Sue McCabe | John Richardson | John Richardson | 726007186-0-CES | 10/25/2021 | Ordered | Sue McCabe | Draeger Medical Inc |  |  | Next Day | Sue McCabe | MATERIAL | Ordered | MX08241 | 1 year PM kit | 1 | 0 | 222.3 | Bartow Regional Medical Center | BRMC
101012 | 10/25/2021 10:36 AM | 6 month PM kits - Apollo | 10/25/2021 10:36 AM | Next Day | Sue McCabe | John Richardson | John Richardson | 726007186-0-CES | 10/25/2021 | Ordered | Sue McCabe | Draeger Medical Inc |  |  | Next Day | Sue McCabe | MATERIAL | Ordered | MX08241 | 1 year PM kit | 1 | 0 | 222.3 | Bartow Regional Medical Center | BRMC
101012 | 10/25/2021 10:36 AM | 6 month PM kits - Apollo | 10/25/2021 10:36 AM | Next Day | Sue McCabe | John Richardson | John Richardson | 726007186-0-CES | 10/25/2021 | Ordered | Sue McCabe | Draeger Medical Inc |  |  | Next Day | Sue McCabe | MATERIAL | Ordered | MX08241 | 1 year PM kit | 1 | 0 | 222.3 | Bartow Regional Medical Center | BRMC
101022 | 10/25/2021 01:36 PM | Parts needed for planned maintenance | 10/25/2021 01:36 PM | Next Day | Sue McCabe | John Richardson | John Richardson | 726007187-0-CES | 10/25/2021 | Ordered | Sue McCabe | Datex-Ohmeda Inc Div GE Health |  |  | Next Day | Sue McCabe | MATERIAL | Ordered | 1102-3016-000 | Vaporizer Port O-Ring Kit | 4 | 0 | 6.3 | Bartow Regional Medical Center | BRMC
101022 | 10/25/2021 01:36 PM | Parts needed for planned maintenance | 10/25/2021 01:36 PM | Next Day | Sue McCabe | John Richardson | John Richardson | 726007187-0-CES | 10/25/2021 | Ordered | Sue McCabe | Datex-Ohmeda Inc Div GE Health |  |  | Next Day | Sue McCabe | MATERIAL | Ordered | 1503-3045-000-S | Battery | 2 | 0 | 114.1 | Bartow Regional Medical Center | BRMC
101203 | 11/03/2021 12:12 PM | Torx Screwdrivers needed for CES shop Website was the POC | 11/03/2021 12:12 PM | Ground | Sue McCabe | Gary Maultsby | John Richardson | 726007203-0-CES | 11/04/2021 | Ordered | Sue McCabe | Grainger |  |  | Ground | Sue McCabe | MATERIAL | Ordered | 401L78 | Torx Screwdriver set | 1 | 0 | 19.18 | Bartow Regional Medical Center | BRMC
101203 | 11/03/2021 12:12 PM | Torx Screwdrivers needed for CES shop Website was the POC | 11/03/2021 12:12 PM | Ground | Sue McCabe | Gary Maultsby | John Richardson | 726007203-0-CES | 11/04/2021 | Ordered | Sue McCabe | Grainger |  |  | Ground | Sue McCabe | MATERIAL | Ordered | 198ZN3 | Power Strip Mount | 5 | 0 | 85.6 | Bartow Regional Medical Center | BRMC
101227 | 11/04/2021 09:15 AM | Terminal Connectors and Crimping tool are needed for CES Stock iCQibaok 320 PCS Heat Shrink Spade Connectors Female and Male Terminals Insulated Quick Disconnect Wire Connectors Connectors Kitrimp Handy Ratchet Wire Crimping Tool, for AWG22-10 Heat Shrink Connectors | 11/04/2021 09:15 AM | Ground | Brenda Kans | Gary Maultsby | John Richardson | PCARD 101227 | 11/04/2021 | Ordered | Brenda Kans | Amazon.com |  |  | Ground | Brenda Kans | MATERIAL | Ordered | QIBAOK320PCSHEATSHRINKSPADECONNECTO | Terminal Connectors | 1 | 0 | 21.99 | Bartow Regional Medical Center | BRMC
101227 | 11/04/2021 09:15 AM | Terminal Connectors and Crimping tool are needed for CES Stock iCQibaok 320 PCS Heat Shrink Spade Connectors Female and Male Terminals Insulated Quick Disconnect Wire Connectors Connectors Kitrimp Handy Ratchet Wire Crimping Tool, for AWG22-10 Heat Shrink Connectors | 11/04/2021 09:15 AM | Ground | Brenda Kans | Gary Maultsby | John Richardson | PCARD 101227 | 11/04/2021 | Ordered | Brenda Kans | Amazon.com |  |  | Ground | Brenda Kans | MATERIAL | Ordered | IORIMPHANDYRATCHETWIRECRIMPINGTOOL | Wire Crimping tool | 1 | 0 | 16.99 | Bartow Regional Medical Center | BRMC
101229 | 11/04/2021 09:18 AM | poc Larry Gardinal | 11/04/2021 09:18 AM | Ground | Sue McCabe | Mary Emery | John Richardson | 755004767-0-CES | 11/04/2021 | Ordered | Sue McCabe | Integrity Medical Products Inc |  |  | Ground | Sue McCabe | MATERIAL | Ordered | DN-27171 | Push Lock Power Cord Hospital Grade 10 foot | 10 | 0 | 23.98 | South Florida Baptist Hospital | SFBH
101229 | 11/04/2021 09:18 AM | poc Larry Gardinal | 11/04/2021 09:18 AM | Ground | Sue McCabe | Mary Emery | John Richardson | 755004767-0-CES | 11/04/2021 | Ordered | Sue McCabe | Integrity Medical Products Inc |  |  | Ground | Sue McCabe | MATERIAL | Ordered | DN-27173 | Power cord | 10 | 0 | 33.25 | South Florida Baptist Hospital | SFBH
101364 | 11/11/2021 12:07 PM | Chemetron adapters | 11/11/2021 12:07 PM | Vendor Pickup | Brenda Kans | John Richardson | John Richardson | 726006518-0-CES | 11/11/2021 | Ordered | Brenda Kans | Mercury Medical |  |  | Vendor Pickup | Brenda Kans | MATERIAL | Ordered | 6920112 | adapter Chemetron O2 X DISS Male | 7 | 0 | 27.56 | Winter Haven Hospital | WHH | WHH-Clinical Engineering Services
101388 | 11/12/2021 08:37 AM | Vendor T&M PM plus a loaner APC Derrick was the POC | 11/12/2021 08:37 AM | Ground | Sue McCabe | Gary Maultsby | John Richardson | 726007254-0-CES | 11/12/2021 | Ordered | Sue McCabe | ERBE USA Inc |  |  | Ground | Sue McCabe | MATERIAL | Ordered | LOANER | loaner | 1 | 0 | 195 | Bartow Regional Medical Center | BRMC
101412 | 11/15/2021 09:29 AM | ****SHIP TO**** WINTER HAVEN WOMEN'S HOSPITAL 101 Avenue O SE Winter Haven, FL 33880 | 11/15/2021 09:29 AM | Ground | Sue McCabe | Tiffany Baldwin | John Richardson | 726007258-0-CES | 11/15/2021 | Partial | Sue McCabe | Grainger |  |  | Ground | Sue McCabe | MATERIAL | Partial | 2TLD7 | Open End Wrench Set 16 Piece | 1 | 0 | 252.4 | Winter Haven Hospital | WHH | WHH-Clinical Engineering Services
101412 | 11/15/2021 09:29 AM | ****SHIP TO**** WINTER HAVEN WOMEN'S HOSPITAL 101 Avenue O SE Winter Haven, FL 33880 | 11/15/2021 09:29 AM | Ground | Sue McCabe | Tiffany Baldwin | John Richardson | 726007258-0-CES | 11/15/2021 | Partial | Sue McCabe | Grainger |  |  | Ground | Sue McCabe | MATERIAL | Partial | 1NYB8 | Steel Adjustable Wrench Set | 1 | 1 | 71.69 | Winter Haven Hospital | WHH | WHH-Clinical Engineering Services
101489 | 11/18/2021 01:16 PM | Replacement of power/data tether and multi box to resolve multiple issues ongoing since 10-2021. Travel and labor time will be reduced by combining work to one visit. Quotes attached. CMS quotes 2000075215 & 2000075178 | 11/18/2021 01:16 PM | Next Day | Sue McCabe | Jorge Hernandez | Dwayne Wilcox | 726007262-0-CES | 11/18/2021 | Ordered | Sue McCabe | CMS Imaging Inc |  |  | Next Day | Sue McCabe | MATERIAL | Ordered | 1877A418 | Multi Box | 1 | 0 | 3491.2 | Winter Haven Hospital | WHH | WHH-Radiology Services
101489 | 11/18/2021 01:16 PM | Replacement of power/data tether and multi box to resolve multiple issues ongoing since 10-2021. Travel and labor time will be reduced by combining work to one visit. Quotes attached. CMS quotes 2000075215 & 2000075178 | 11/18/2021 01:16 PM | Next Day | Sue McCabe | Jorge Hernandez | Dwayne Wilcox | 726007262-0-CES | 11/18/2021 | Ordered | Sue McCabe | CMS Imaging Inc |  |  | Next Day | Sue McCabe | MATERIAL | Ordered | 1877A421 | Wiring Cable WC-4A | 1 | 0 | 1740.15 | Winter Haven Hospital | WHH | WHH-Radiology Services
101577 | 11/23/2021 01:38 PM | ***Please bill to GL# 752400 (WHH Cardiac Cath Lab 6100-30640)***Please email hardcopy of PO# to brian.mace@baycare.org*** | 11/23/2021 01:38 PM | Next Day | Sue McCabe | Brian Mace | John Richardson | 726007275-0-CES | 11/23/2021 | Ordered | Sue McCabe | Siemens Medical Solutions USA |  |  | Next Day | Sue McCabe | MATERIAL | Ordered | 8255715 | AcuNav SwiftLink Cable, MP | 1 | 0 | 8859 | Winter Haven Hospital | WHH | WHH-Cardiac Cath Lab
101626 | 11/29/2021 11:36 AM | MFM at Women's hospital , The Ultrasound has intermittent Artifacts. | 11/29/2021 11:36 AM | On Site | Sue McCabe | Tom Heath | John Richardson | 726007279-0-CES | 11/29/2021 | Ordered | Sue McCabe | GE Precision Healthcare LLC |  |  | On Site | Sue McCabe | MATERIAL | Open | KTZ304142-R | PFM423-2 FE Mainboard w/o MUX SCW | 1 | 0 | 19286 | Winter Haven Hospital | WHH | WHH-RMC Ultrasound
101626 | 11/29/2021 11:36 AM | MFM at Women's hospital , The Ultrasound has intermittent Artifacts. | 11/29/2021 11:36 AM | On Site | Sue McCabe | Tom Heath | John Richardson | 726007279-0-CES | 11/29/2021 | Ordered | Sue McCabe | GE Precision Healthcare LLC |  |  | On Site | Sue McCabe | MATERIAL | Open | KTZ303121 | PCI-E Connection cable BEP - SBC | 1 | 0 | 1531 | Winter Haven Hospital | WHH | WHH-RMC Ultrasound
101709 | 12/02/2021 10:06 AM | Shop Stock | 12/02/2021 10:06 AM | Ground | Sue McCabe | Tiffany Baldwin | Dennis Davis | 726007294-0-CES | 12/02/2021 | Partial | Sue McCabe | Jantech Services Inc |  |  | Ground | Sue McCabe | MATERIAL | Partial | 3S550 | UPS | 6 | 0 | 91.53 | Winter Haven Hospital | WHH | WHH-Clinical Engineering Services
101709 | 12/02/2021 10:06 AM | Shop Stock | 12/02/2021 10:06 AM | Ground | Sue McCabe | Tiffany Baldwin | Dennis Davis | 726007294-0-CES | 12/02/2021 | Partial | Sue McCabe | Jantech Services Inc |  |  | Ground | Sue McCabe | MATERIAL | Partial | 5P1550 | UPS | 1 | 1 | 907.39 | Winter Haven Hospital | WHH | WHH-Clinical Engineering Services
101829 | 12/09/2021 10:49 AM | Physical damage, Shimadzu handle cover | 12/09/2021 10:49 AM | Ground | Sue McCabe | Jorge Hernandez | Dwayne Wilcox | 726007357-0-CES | 01/05/2022 | Ordered | Sue McCabe | CMS Imaging Inc |  |  | Ground | Sue McCabe | MATERIAL | Ordered | 566-19941 | Handle Cover, Inside R | 1 | 0 | 30.62 | Winter Haven Hospital | WHH | WHH-Radiology Services
101874 | 12/10/2021 02:32 PM | Tie wraps are needed for CES Shop stock | 12/10/2021 02:32 PM | Ground | Sue McCabe | Gary Maultsby | John Richardson | 726007311-0-CES | 12/10/2021 | Ordered | Sue McCabe | Grainger |  |  | Ground | Sue McCabe | MATERIAL | Ordered | 36J166 | 14.9 inch Cable Tie | 2 | 0 | 24.84 | Bartow Regional Medical Center | BRMC
101874 | 12/10/2021 02:32 PM | Tie wraps are needed for CES Shop stock | 12/10/2021 02:32 PM | Ground | Sue McCabe | Gary Maultsby | John Richardson | 726007311-0-CES | 12/10/2021 | Ordered | Sue McCabe | Grainger |  |  | Ground | Sue McCabe | MATERIAL | Ordered | 3XAT5 | 7 inch Cable tie | 2 | 0 | 19 | Bartow Regional Medical Center | BRMC
101938 | 12/15/2021 12:27 PM | POC Kim Hale T; 888.713.2880 F: 918.307.0216 | 12/15/2021 12:27 PM | Ground | Sue McCabe | Javier Colon | John Richardson | 755004787-0-CES | 12/15/2021 | Ordered | Sue McCabe | SportSmith |  |  | Ground | Sue McCabe | MATERIAL | Ordered | P28C50R14 | Seat Bottom | 1 | 0 | 62.67 | South Florida Baptist Hospital | SFBH
101938 | 12/15/2021 12:27 PM | POC Kim Hale T; 888.713.2880 F: 918.307.0216 | 12/15/2021 12:27 PM | Ground | Sue McCabe | Javier Colon | John Richardson | 755004787-0-CES | 12/15/2021 | Ordered | Sue McCabe | SportSmith |  |  | Ground | Sue McCabe | MATERIAL | Ordered | P0658017102 | Bike Pedals | 1 | 0 | 39.95 | South Florida Baptist Hospital | SFBH
101942 | 12/15/2021 01:26 PM | poc Tom Summer | 12/15/2021 01:26 PM | On Site | Sue McCabe | Mary Emery | John Richardson | 755004793-0-CES | 12/21/2021 | Ordered | Sue McCabe | ERS Inc Bio-Medical Service |  |  | On Site | Sue McCabe | MATERIAL | Ordered | HMED001 | medium | 2 | 0 | 47.25 | South Florida Baptist Hospital | SFBH
102038 | 12/20/2021 09:24 AM | Ground Case # plz add to the PO 2112-34635 | 12/20/2021 09:24 AM | Ground | Sue McCabe | George Rivera | John Richardson | 755004790-0-CES | 12/20/2021 | Ordered | Sue McCabe | AccuVein LLC |  |  | Ground | Sue McCabe | MATERIAL | Ordered | HF470-R3-SV | Powered pole arm assy | 1 | 0 | 425 | South Florida Baptist Hospital | SFBH
102051 | 12/20/2021 01:18 PM | poc Larry Gardinal | 12/20/2021 01:18 PM | Ground | Sue McCabe | Mary Emery | Dennis Davis | 755004791-0-CES | 12/20/2021 | Ordered | Sue McCabe | Integrity Medical Products Inc |  |  | Ground | Sue McCabe | MATERIAL | Ordered | CU-C2901-088 | Replacement Pillow Speaker Cord | 15 | 0 | 38.95 | South Florida Baptist Hospital | SFBH
102107 | 12/22/2021 10:43 AM | L/R Switch Assy CMS quote 2000075925 | 12/22/2021 10:43 AM | Next Day | Sue McCabe | Jorge Hernandez | Dwayne Wilcox | 726007338-0-CES | 12/28/2021 | Ordered | Sue McCabe | CMS Imaging Inc |  |  | Next Day | Sue McCabe | MATERIAL | Ordered | 563-55182-01 | Switch Assy (Right) | 1 | 0 | 1064.8 | Winter Haven Hospital | WHH | WHH-Radiology Services
102107 | 12/22/2021 10:43 AM | L/R Switch Assy CMS quote 2000075925 | 12/22/2021 10:43 AM | Next Day | Sue McCabe | Jorge Hernandez | Dwayne Wilcox | 726007338-0-CES | 12/28/2021 | Ordered | Sue McCabe | CMS Imaging Inc |  |  | Next Day | Sue McCabe | MATERIAL | Ordered | 563-55182-02 | Switch Assy (Left) | 1 | 0 | 1091.2 | Winter Haven Hospital | WHH | WHH-Radiology Services
102135 | 12/23/2021 11:06 AM | Physical Damage R side cover Charge to GL 566-20948 | 12/23/2021 11:06 AM | Ground | Sue McCabe | Jorge Hernandez | Dwayne Wilcox | 726007356-0-CES | 01/05/2022 | Ordered | Sue McCabe | CMS Imaging Inc |  |  | Ground | Sue McCabe | MATERIAL | Ordered | 566-20948 | Side-Cover R | 1 | 0 | 4637.32 | Winter Haven Hospital | WHH | WHH-Radiology Services
102164 | 12/27/2021 01:32 PM | need to reorder first power supply. lost | 12/27/2021 01:32 PM | Ground | Sue McCabe | George Rivera | John Richardson | 755004799-0-CES | 12/27/2021 | Ordered | Sue McCabe | Cardinal Health Medical Produc |  |  | Ground | Sue McCabe | MATERIAL | Ordered | 388101 | IRIS Power Adapter | 1 | 0 | 55.97 | South Florida Baptist Hospital | SFBH
102201 | 12/28/2021 04:05 PM | Service exchange telemetry transmitters **Please code to -6100/12252 GL730950 per the attached approval email*** | 12/28/2021 04:05 PM | Two Day | Brenda Kans | John Richardson | John Richardson | 726007172-0-CES | 12/28/2021 | Ordered | Brenda Kans | Tenacore Holdings Inc |  |  | Two Day | Brenda Kans | MATERIAL | Ordered | EQ-TELEMX40W/SP02-2 | MX40 w/ Spo2 | 5 | 0 | 3500 | Winter Haven Hospital | WHH | WHH-Clinical Engineering Services
102201 | 12/28/2021 04:05 PM | Service exchange telemetry transmitters **Please code to -6100/12252 GL730950 per the attached approval email*** | 12/28/2021 04:05 PM | Two Day | Brenda Kans | John Richardson | John Richardson | 726007172-0-CES | 12/28/2021 | Ordered | Brenda Kans | Tenacore Holdings Inc |  |  | Two Day | Brenda Kans | MATERIAL | Ordered | CAB-40479-TE | Philips 5-leadwire ECG + SPO2 MX40 grabber cable ref# 989803171851 | 5 | 0 | 85 | Winter Haven Hospital | WHH | WHH-Clinical Engineering Services
102240 | 12/30/2021 11:15 AM | Philips batteries are needed to replenish CES Stock OEM M4605A batteries are not available from Parts Source | 12/30/2021 11:15 AM | Ground | Sue McCabe | Gary Maultsby | John Richardson | 726007341-0-CES | 12/30/2021 | Ordered | Sue McCabe | Philips Healthcare |  |  | Ground | Sue McCabe | MATERIAL | Ordered | 989803135861 | Plilips 10.8 V Battery | 6 | 0 | 288 | Bartow Regional Medical Center | BRMC
102249 | 12/30/2021 12:45 PM | Accessories for SII service Quote # 25911R5 ***Please code to 0101.37200 GL# 722635.***** ***See attached approval**** | 12/30/2021 12:45 PM | Two Day | Sue McCabe | John Richardson | John Richardson | 726007344-0-CES | 12/30/2021 | Ordered | Sue McCabe | Bard Access Systems Div C R |  |  | Two Day | Sue McCabe | MATERIAL | Ordered | 9770352 | Sherlock 3 CG Sensor | 1 | 0 | 4999 | Bartow Regional Medical Center | BRMC
102276 | 01/03/2022 12:58 PM | OEM Batteries are needed for5 Year Replacement Online catalog was the POC for pricing The batteries provided by Parts Source are aftermarket | 01/03/2022 12:58 PM | Ground | Sue McCabe | Gary Maultsby | John Richardson | 726007352-0-CES | 01/03/2022 | Ordered | Sue McCabe | Philips Healthcare |  |  | Ground | Sue McCabe | MATERIAL | Ordered | 1076374 | V60 Internal Battery | 1 | 0 | 475.2 | Bartow Regional Medical Center | BRMC
102276 | 01/03/2022 12:58 PM | OEM Batteries are needed for5 Year Replacement Online catalog was the POC for pricing The batteries provided by Parts Source are aftermarket | 01/03/2022 12:58 PM | Ground | Sue McCabe | Gary Maultsby | John Richardson | 726007352-0-CES | 01/03/2022 | Ordered | Sue McCabe | Philips Healthcare |  |  | Ground | Sue McCabe | MATERIAL | Ordered | 1076374 | V60 Internal Battery | 1 | 0 | 475.2 | Bartow Regional Medical Center | BRMC
102276 | 01/03/2022 12:58 PM | OEM Batteries are needed for5 Year Replacement Online catalog was the POC for pricing The batteries provided by Parts Source are aftermarket | 01/03/2022 12:58 PM | Ground | Sue McCabe | Gary Maultsby | John Richardson | 726007352-0-CES | 01/03/2022 | Ordered | Sue McCabe | Philips Healthcare |  |  | Ground | Sue McCabe | MATERIAL | Ordered | 1076374 | V60 Internal Battery | 1 | 0 | 475.2 | Bartow Regional Medical Center | BRMC
102276 | 01/03/2022 12:58 PM | OEM Batteries are needed for5 Year Replacement Online catalog was the POC for pricing The batteries provided by Parts Source are aftermarket | 01/03/2022 12:58 PM | Ground | Sue McCabe | Gary Maultsby | John Richardson | 726007352-0-CES | 01/03/2022 | Ordered | Sue McCabe | Philips Healthcare |  |  | Ground | Sue McCabe | MATERIAL | Ordered | 1076374 | V60 Internal Battery | 1 | 0 | 475.2 | Bartow Regional Medical Center | BRMC
102290 | 01/04/2022 08:47 AM | POC Vendor: website Quote Number: na POC Site: Brenda Site Info: BMG-Cardiology Dunedin BMG ship to address: BayCare Health System Attn:Andrew Wright Clinical Engineering MS 1055 2995 Drew Street | 01/04/2022 08:47 AM | Ground | Sue McCabe | Andrew Wright | Dennis Davis | 200025949 | 01/04/2022 | Ordered | Sue McCabe | PartsSource |  |  | Ground | Sue McCabe | MATERIAL | Ordered | 11996-000017 | Electrode Pack, AED LP1000 | 2 | 0 | 30.1 | Bartow Regional Medical Center | BMG
102292 | 01/04/2022 09:09 AM | poc Kevin Brahier Please code to 5105-13100 GL 722160 see admin approval below JR the coding for all below will be 5105-131oo 722160. Thanks Beth Tancredo Director of Operations South Florida Baptist Hospital 813-757-1286 | 01/04/2022 09:09 AM | Next Day | Sue McCabe | Mary Emery | John Richardson | 755004802-0-CES | 01/04/2022 | Ordered | Sue McCabe | US Med-Equip LLC |  |  | Next Day | Sue McCabe | MATERIAL | Ordered | 8115LS | Alaris PCU | 10 | 0 | 229.72 | South Florida Baptist Hospital | SFBH
102292 | 01/04/2022 09:09 AM | poc Kevin Brahier Please code to 5105-13100 GL 722160 see admin approval below JR the coding for all below will be 5105-131oo 722160. Thanks Beth Tancredo Director of Operations South Florida Baptist Hospital 813-757-1286 | 01/04/2022 09:09 AM | Next Day | Sue McCabe | Mary Emery | John Richardson | 755004802-0-CES | 01/04/2022 | Ordered | Sue McCabe | US Med-Equip LLC |  |  | Next Day | Sue McCabe | MATERIAL | Ordered | ALARIS8100 | LVP | 40 | 0 | 82.6 | South Florida Baptist Hospital | SFBH
102292 | 01/04/2022 09:09 AM | poc Kevin Brahier Please code to 5105-13100 GL 722160 see admin approval below JR the coding for all below will be 5105-131oo 722160. Thanks Beth Tancredo Director of Operations South Florida Baptist Hospital 813-757-1286 | 01/04/2022 09:09 AM | Next Day | Sue McCabe | Mary Emery | John Richardson | 755004802-0-CES | 01/04/2022 | Ordered | Sue McCabe | US Med-Equip LLC |  |  | Next Day | Sue McCabe | MATERIAL | Ordered | PRECISIONMEDICALPM63 | Portable Suction | 1 | 0 | 65.29 | South Florida Baptist Hospital | SFBH
102292 | 01/04/2022 09:09 AM | poc Kevin Brahier Please code to 5105-13100 GL 722160 see admin approval below JR the coding for all below will be 5105-131oo 722160. Thanks Beth Tancredo Director of Operations South Florida Baptist Hospital 813-757-1286 | 01/04/2022 09:09 AM | Next Day | Sue McCabe | Mary Emery | John Richardson | 755004802-0-CES | 01/04/2022 | Ordered | Sue McCabe | US Med-Equip LLC |  |  | Next Day | Sue McCabe | MATERIAL | Ordered | LP20E | Defibrillator | 1 | 0 | 431.2 | South Florida Baptist Hospital | SFBH
102303 | 01/04/2022 01:02 PM | part needed for repair. | 01/04/2022 07:00 AM | Next Day | Sue McCabe | Germaine Kinder | John Richardson | 726007353-0-CES | 01/04/2022 | Ordered | Sue McCabe | STERIS Corp |  |  | Next Day | Sue McCabe | MATERIAL | Ordered | P764336904 | Kit, solid state relay | 2 | 0 | 222.97 | Winter Haven Hospital | WHH | WHH-SURGERY
102343 | 01/06/2022 07:54 AM | Vacuum Hose is needed for CES Shop Stock Steve Tyson was the POC | 01/06/2022 07:54 AM | Ground | Sue McCabe | Gary Maultsby | Dwayne Wilcox | 726007360-0-CES | 01/06/2022 | Ordered | Sue McCabe | Mercury Medical |  |  | Ground | Sue McCabe | MATERIAL | Ordered | 692A251817 | Vacuum Hose Assembly | 1 | 0 | 95.94 | Bartow Regional Medical Center | BRMC
102351 | 01/06/2022 09:44 AM | poc Maddy | 01/06/2022 09:44 AM | Two Day | Sue McCabe | George Rivera | Mary Emery | 755004792-0-CES | 01/06/2022 | Ordered | Sue McCabe | Stryker Medical Div Stryker Co |  |  | Two Day | Sue McCabe | MATERIAL | Ordered | 11113-000004 | L15 QUIK-COMBO Therapy Cable | 2 | 0 | 276.99 | South Florida Baptist Hospital | SFBH
102353 | 01/06/2022 10:05 AM | Water filters for PM | 01/06/2022 10:05 AM | Ground | Brenda Kans | Brock Miller | Dwayne Wilcox | 751038343-0-CES | 01/06/2022 | Ordered | Brenda Kans | Gentherm Inc |  |  | Ground | Brenda Kans | MATERIAL | Ordered | 48043 | Screen Strainer | 20 | 0 | 13.6 | South Florida Baptist Hospital | SJH
102385 | 01/07/2022 03:07 PM | poc Jackie | 01/07/2022 03:07 PM | Two Day | Brenda Kans | Mary Emery | John Richardson | 755004710-0-CES | 01/07/2022 | Ordered | Brenda Kans | Getinge USA Inc |  |  | Two Day | Brenda Kans | MATERIAL | Ordered | 6671467 | O2 Sensor Kit | 1 | 0 | 1092.71 | South Florida Baptist Hospital | SFBH
102437 | 01/12/2022 10:19 AM | call for service Mary, | 01/12/2022 10:19 AM | Ground | Sue McCabe | George Rivera | John Richardson | 755004805-0-CES | 01/12/2022 | Ordered | Sue McCabe | Getinge USA Inc |  |  | Ground | Sue McCabe | MATERIAL | Open | 6670600 | O2 sensor - Maquet Servo-i | 1 | 0 | 991.81 | South Florida Baptist Hospital | SFBH
102437 | 01/12/2022 10:19 AM | call for service Mary, | 01/12/2022 10:19 AM | Ground | Sue McCabe | George Rivera | John Richardson | 755004805-0-CES | 01/12/2022 | Ordered | Sue McCabe | Getinge USA Inc |  |  | Ground | Sue McCabe | MATERIAL | Open | 6532662 | Inspiratory Pipe, Servo i | 1 | 0 | 233.69 | South Florida Baptist Hospital | SFBH
102452 | 01/13/2022 09:08 AM | Ground POC Noemi | 01/13/2022 09:08 AM | Ground | Sue McCabe | George Rivera | Dennis Davis | 755004806-0-CES | 01/13/2022 | Ordered | Sue McCabe | Rauland-Borg Inc |  |  | Ground | Sue McCabe | MATERIAL | Ordered | 350002 | L-NET T-TAP MODULE (25) | 1 | 0 | 378 | South Florida Baptist Hospital | SFBH
102455 | 01/13/2022 09:23 AM | Replacement screw covers | 01/13/2022 09:23 AM | Ground | Brenda Kans | Jorge Hernandez | Dwayne Wilcox | 726007177-0-CES | 01/20/2022 | Ordered | Brenda Kans | CMS Imaging Inc |  |  | Ground | Brenda Kans | MATERIAL | Ordered | 561-95364-04 | Screw Cap, L Grey | 10 | 0 | 8 | Winter Haven Hospital | WHH | WHH-Radiology Services
102455 | 01/13/2022 09:23 AM | Replacement screw covers | 01/13/2022 09:23 AM | Ground | Brenda Kans | Jorge Hernandez | Dwayne Wilcox | 726007177-0-CES | 01/20/2022 | Ordered | Brenda Kans | CMS Imaging Inc |  |  | Ground | Brenda Kans | MATERIAL | Ordered | 561-95364-07 | Screw Cap, Blue, LGreen | 10 | 0 | 10.4 | Winter Haven Hospital | WHH | WHH-Radiology Services
102464 | 01/13/2022 11:14 AM | poc GE service shop | 01/13/2022 11:14 AM | Ground | Sue McCabe | Tom Heath | Dennis Davis | 755004807-0-CES | 01/13/2022 | Ordered | Sue McCabe | Datex-Ohmeda Inc Div GE Health |  |  | Ground | Sue McCabe | MATERIAL | Ordered | 1500-3378-000 | Bellows | 1 | 0 | 469.65 | South Florida Baptist Hospital | SFBH
102464 | 01/13/2022 11:14 AM | poc GE service shop | 01/13/2022 11:14 AM | Ground | Sue McCabe | Tom Heath | Dennis Davis | 755004807-0-CES | 01/13/2022 | Ordered | Sue McCabe | Datex-Ohmeda Inc Div GE Health |  |  | Ground | Sue McCabe | MATERIAL | Ordered | 1500-3378-000 | Bellows | 1 | 0 | 469.65 | South Florida Baptist Hospital | SFBH
102464 | 01/13/2022 11:14 AM | poc GE service shop | 01/13/2022 11:14 AM | Ground | Sue McCabe | Tom Heath | Dennis Davis | 755004807-0-CES | 01/13/2022 | Ordered | Sue McCabe | Datex-Ohmeda Inc Div GE Health |  |  | Ground | Sue McCabe | MATERIAL | Ordered | 1500-3378-000 | Bellows | 1 | 0 | 469.65 | South Florida Baptist Hospital | SFBH
102464 | 01/13/2022 11:14 AM | poc GE service shop | 01/13/2022 11:14 AM | Ground | Sue McCabe | Tom Heath | Dennis Davis | 755004807-0-CES | 01/13/2022 | Ordered | Sue McCabe | Datex-Ohmeda Inc Div GE Health |  |  | Ground | Sue McCabe | MATERIAL | Ordered | 1500-3378-000 | Bellows | 1 | 0 | 469.65 | South Florida Baptist Hospital | SFBH
102464 | 01/13/2022 11:14 AM | poc GE service shop | 01/13/2022 11:14 AM | Ground | Sue McCabe | Tom Heath | Dennis Davis | 755004807-0-CES | 01/13/2022 | Ordered | Sue McCabe | Datex-Ohmeda Inc Div GE Health |  |  | Ground | Sue McCabe | MATERIAL | Ordered | 1500-3378-000 | Bellows | 1 | 0 | 469.65 | South Florida Baptist Hospital | SFBH
102464 | 01/13/2022 11:14 AM | poc GE service shop | 01/13/2022 11:14 AM | Ground | Sue McCabe | Tom Heath | Dennis Davis | 755004807-0-CES | 01/13/2022 | Ordered | Sue McCabe | Datex-Ohmeda Inc Div GE Health |  |  | Ground | Sue McCabe | MATERIAL | Ordered | 1500-3378-000 | Bellows | 1 | 0 | 469.65 | South Florida Baptist Hospital | SFBH
102464 | 01/13/2022 11:14 AM | poc GE service shop | 01/13/2022 11:14 AM | Ground | Sue McCabe | Tom Heath | Dennis Davis | 755004807-0-CES | 01/13/2022 | Ordered | Sue McCabe | Datex-Ohmeda Inc Div GE Health |  |  | Ground | Sue McCabe | MATERIAL | Ordered | 1500-3378-000 | Bellows | 1 | 0 | 469.65 | South Florida Baptist Hospital | SFBH
102464 | 01/13/2022 11:14 AM | poc GE service shop | 01/13/2022 11:14 AM | Ground | Sue McCabe | Tom Heath | Dennis Davis | 755004807-0-CES | 01/13/2022 | Ordered | Sue McCabe | Datex-Ohmeda Inc Div GE Health |  |  | Ground | Sue McCabe | MATERIAL | Ordered | 1500-3378-000 | Bellows | 1 | 0 | 469.65 | South Florida Baptist Hospital | SFBH
102464 | 01/13/2022 11:14 AM | poc GE service shop | 01/13/2022 11:14 AM | Ground | Sue McCabe | Tom Heath | Dennis Davis | 755004807-0-CES | 01/13/2022 | Ordered | Sue McCabe | Datex-Ohmeda Inc Div GE Health |  |  | Ground | Sue McCabe | MATERIAL | Ordered | 1500-3378-000 | Bellows | 1 | 0 | 469.65 | South Florida Baptist Hospital | SFBH
102464 | 01/13/2022 11:14 AM | poc GE service shop | 01/13/2022 11:14 AM | Ground | Sue McCabe | Tom Heath | Dennis Davis | 755004807-0-CES | 01/13/2022 | Ordered | Sue McCabe | Datex-Ohmeda Inc Div GE Health |  |  | Ground | Sue McCabe | MATERIAL | Ordered | 1500-3378-000 | Bellows | 1 | 0 | 469.65 | South Florida Baptist Hospital | SFBH
102483 | 01/14/2022 11:10 AM | Next Day attach quote | 01/14/2022 11:10 AM | Next Day | Sue McCabe | George Rivera | John Richardson | 755004809-0-CES | 01/14/2022 | Ordered | Sue McCabe | AllParts Medical |  |  | Next Day | Sue McCabe | MATERIAL | Ordered | 453561533531 | overlay switch | 1 | 0 | 134 | South Florida Baptist Hospital | SFBH
102517 | 01/17/2022 01:00 PM | poc Bruce Farrow | 01/17/2022 01:00 PM | On Site | Sue McCabe | Mary Emery | John Richardson | 755004812-0-CES | 01/17/2022 | Ordered | Sue McCabe | Mar Cor Purification A Cantel |  |  | On Site | Sue McCabe | MATERIAL | Ordered | WTW506008001 | Filter | 5 | 0 | 12.35 | South Florida Baptist Hospital | SFBH
102521 | 01/17/2022 02:44 PM | Black jack cables for Street 5 ***Please code to 6100-12250-722635*** ***See attached approval**** | 01/17/2022 02:44 PM | Two Day | Sue McCabe | John Richardson | John Richardson | 726007367-0-CES | 01/17/2022 | Ordered | Sue McCabe | Integrity Medical Products Inc |  |  | Two Day | Sue McCabe | MATERIAL | Ordered | DW-XM6/XA | Black jack cable | 26 | 0 | 233.3 | Winter Haven Hospital | WHH | WHH-Clinical Engineering Services
102542 | 01/18/2022 10:55 AM | POC Vendor: na Quote Number: na POC Site: NA Site Info: BMG-Dunedin Primary Care BMG ship to address: BayCare Health System Attn:Andrew Wright Clinical Engineering MS 1055 2995 Drew Street Clearwater, FL 33759 | 01/18/2022 10:55 AM | Ground | Sue McCabe | Andrew Wright | Dennis Davis | 200025959 | 01/19/2022 | Ordered | Sue McCabe | PartsSource |  |  | Ground | Sue McCabe | MATERIAL | Ordered | 6000-916HS | Welch Allyn VSM6000 Scanner | 1 | 0 | 478.01 | Bartow Regional Medical Center | BMG
102561 | 01/18/2022 10:17 PM | Consumables order per Sandra Moran. Charge to GL 722635. Approval attached to req. | 01/18/2022 10:17 PM | Next Day | Brenda Kans | Jorge Hernandez | Dwayne Wilcox | 755004751-0-CES | 01/20/2022 | Ordered | Brenda Kans | PartsSource |  |  | Next Day | Brenda Kans | MATERIAL | Ordered | 5515775 | Cushion MP | 1 | 0 | 253.5 | South Florida Baptist Hospital | SFBH
102561 | 01/18/2022 10:17 PM | Consumables order per Sandra Moran. Charge to GL 722635. Approval attached to req. | 01/18/2022 10:17 PM | Next Day | Brenda Kans | Jorge Hernandez | Dwayne Wilcox | 755004751-0-CES | 01/20/2022 | Ordered | Brenda Kans | PartsSource |  |  | Next Day | Brenda Kans | MATERIAL | Ordered | 10185371 | Flex coil strap kit(Fixation Kit) | 1 | 0 | 399.75 | South Florida Baptist Hospital | SFBH
102561 | 01/18/2022 10:17 PM | Consumables order per Sandra Moran. Charge to GL 722635. Approval attached to req. | 01/18/2022 10:17 PM | Next Day | Brenda Kans | Jorge Hernandez | Dwayne Wilcox | 755004751-0-CES | 01/20/2022 | Ordered | Brenda Kans | PartsSource |  |  | Next Day | Brenda Kans | MATERIAL | Ordered | 10835530 | Positioning aid Triangle Wedge | 1 | 0 | 94.5 | South Florida Baptist Hospital | SFBH
102563 | 01/19/2022 08:53 AM | Video Cables needed to replace a damaged cable and replenish CES Shop Stock | 01/19/2022 08:53 AM | Next Day | Brenda Kans | Gary Maultsby | John Richardson | PCARD 102563 | 01/19/2022 | Ordered | Brenda Kans | Amazon.com |  |  | Next Day | Brenda Kans | MATERIAL | Ordered | CMPLERG59U50FTBNCTOBNCVIDEOCABLE | 50ft BNC to BNC Video cable | 2 | 0 | 13.99 | Bartow Regional Medical Center | BRMC
102600 | 01/20/2022 12:52 PM | Oxygen sensors are needed for patient Bipap machines Steve Tyson was the POC **A Hard copy of the PO needs to be sent to styson@mercurymed.com** | 01/20/2022 12:52 PM | Ground | Brenda Kans | Gary Maultsby | John Richardson | 726007180-0-CES | 01/20/2022 | Ordered | Brenda Kans | Mercury Medical |  |  | Ground | Brenda Kans | MATERIAL | Ordered | 10103515 | Oxygen Sensor | 4 | 0 | 45.89 | Bartow Regional Medical Center | BRMC
102609 | 01/20/2022 02:46 PM | Endo, Blanket warmer needs lower cabinet Parts | 01/20/2022 02:46 PM | Ground | Brenda Kans | Tom Heath | John Richardson | 726007371-0-CES | 01/21/2022 | Ordered | Brenda Kans | STERIS Corp |  |  | Ground | Brenda Kans | MATERIAL | Ordered | P630945022 | lower duct | 2 | 0 | 130.56 | Winter Haven Hospital | WHH | WHH-Endoscopy
102620 | 01/21/2022 10:23 AM | Top Platform assembly is needed to replace a damaged stand Keith was the POC ***Code to CC 101-35000-722130**** | 01/21/2022 10:23 AM | Two Day | Sue McCabe | Gary Maultsby | John Richardson | 726007401-0-CES | 01/24/2022 | Ordered | Sue McCabe | Philips Respironics |  |  | Two Day | Sue McCabe | MATERIAL | Ordered | 453561533431 | V60 Top Platform Assembly | 1 | 0 | 522 | Bartow Regional Medical Center | BRMC
102667 | 01/24/2022 01:00 PM | Broken pin | 01/24/2022 01:00 PM | Ground | Sue McCabe | Tiffany Baldwin | John Richardson | 726007405-0-CES | 01/24/2022 | Ordered | Sue McCabe | Skytron Div The KMW Group |  |  | Ground | Sue McCabe | MATERIAL | Ordered | 2-010-03-2 | Armboard Spring | 1 | 0 | 10 | Winter Haven Hospital | WHH | WHH-RMC GYN Surgery
102837 | 02/01/2022 09:49 AM | oem battery needed for power issue before sending the unit out for service. Please ship the part to St. Anthony Hospital-Attn: Clinical eng-Derrick Modest, 1200 7th ave North, St. Pete, fl. 33705 | 02/01/2022 09:49 AM | Ground | Sue McCabe | Derrick Modest | Dennis Davis | 200025971 | 02/01/2022 | Ordered | Sue McCabe | PartsSource |  |  | Ground | Sue McCabe | MATERIAL | Ordered | 4500-84 | Battery | 1 | 0 | 15 | Bartow Regional Medical Center | BMG
102895 | 02/02/2022 01:58 PM | A No Charge Hard Copy PO is needed to order a replacement part for a Sage Positioner. Customer Service will only accept a hard copy PO Julia was the POC ***A Hard Copy of the PO should be sent to Julia.magnelli@stryker.com*** | 02/02/2022 01:58 PM | Ground | Sue McCabe | Gary Maultsby | John Richardson | 726007417-0-CES | 02/03/2022 | Ordered | Sue McCabe | Sage Products Inc |  |  | Ground | Sue McCabe | MATERIAL | Open | 7445 | Blower motor | 1 | 0 | 0 | Bartow Regional Medical Center | BRMC
102932 | 02/03/2022 11:05 AM | for repair | 02/03/2022 07:00 AM | Next Day | Brenda Kans | Germaine Kinder | John Richardson | 755004754-0-CES | 02/03/2022 | Ordered | Brenda Kans | Ultra Clean Systems, Inc |  |  | Next Day | Brenda Kans | MATERIAL | Ordered | 40-1000 | UV Light Housing w/ Bulb | 1 | 0 | 465 | South Florida Baptist Hospital | SFBH
102933 | 02/03/2022 11:08 AM | Replacement- Broken | 02/03/2022 11:08 AM | Ground | Brenda Kans | Tiffany Baldwin | John Richardson | 726007375-0-CES | 02/03/2022 | Ordered | Brenda Kans | Unetixs Inc |  |  | Ground | Brenda Kans | MATERIAL | Ordered | 11928-0000-01 | Clip Finger,PPG left | 1 | 0 | 49.95 | Winter Haven Hospital | WHH | WHH-Radiology Services
102933 | 02/03/2022 11:08 AM | Replacement- Broken | 02/03/2022 11:08 AM | Ground | Brenda Kans | Tiffany Baldwin | John Richardson | 726007375-0-CES | 02/03/2022 | Ordered | Brenda Kans | Unetixs Inc |  |  | Ground | Brenda Kans | MATERIAL | Ordered | 11929-0000-01 | Clip Finger,PPG right | 1 | 0 | 49.95 | Winter Haven Hospital | WHH | WHH-Radiology Services
102936 | 02/03/2022 11:21 AM | Ground | 02/03/2022 11:21 AM | Ground | Sue McCabe | George Rivera | John Richardson | 755004822-0-CES | 02/03/2022 | Ordered | Sue McCabe | Hill-Rom Co Inc |  |  | Ground | Sue McCabe | MATERIAL | Ordered | 210881 | Centrella Service Tool | 1 | 0 | 515 | South Florida Baptist Hospital | SFBH
102943 | 02/03/2022 12:47 PM | Ground POC Steve Tyson | 02/03/2022 12:47 PM | Ground | Sue McCabe | George Rivera | John Richardson | 755004823-0-CES | 02/03/2022 | Ordered | Sue McCabe | Mercury Medical |  |  | Ground | Sue McCabe | MATERIAL | Ordered | 695A1218E8E | hose | 2 | 0 | 127.7 | South Florida Baptist Hospital | SFBH
102959 | 02/04/2022 09:40 AM | poc Erica | 02/04/2022 09:40 AM | Ground | Sue McCabe | Mary Emery | Dennis Davis | 755004825-0-CES | 02/04/2022 | Ordered | Sue McCabe | Cardinal Health Medical Produc |  |  | Ground | Sue McCabe | MATERIAL | Open | KANGAROOEPUMP | Enteral pump | 1 | 0 | 1600 | South Florida Baptist Hospital | SFBH
102963 | 02/04/2022 11:13 AM | A No Charge Hard Copy PO is needed to order a replacement part for a Sage Positioner. Customer Service will only accept a hard copy PO Perla was the POC ***A Hard Copy of the PO should be sent to perla.chavez@stryker.com*** | 02/04/2022 11:13 AM | Ground | Sue McCabe | Gary Maultsby | Dennis Davis | 726007422-0-CES | 02/04/2022 | Ordered | Sue McCabe | Sage Products Inc |  |  | Ground | Sue McCabe | MATERIAL | Ordered | 7441 | QC REPLACEMENT HOSE / AirTap | 1 | 0 | 0 | Bartow Regional Medical Center | BRMC
102984 | 02/07/2022 08:58 AM | Need new compressor for Endoscopy's Medivators scope cleaning units. PCARD ONLY | 02/07/2022 08:58 AM | Ground | Brenda Kans | Tom Heath | Dwayne Wilcox | PCARD 102984 | 02/07/2022 | Ordered | Brenda Kans | James E Watson & Company |  |  | Ground | Brenda Kans | MATERIAL | Ordered | 1770008JA | Compressor | 1 | 0 | 4649.3 | Winter Haven Hospital | WHH | WHH-Endoscopy
103044 | 02/08/2022 03:09 PM | Parts for inventory / | 02/08/2022 03:09 PM | Next Day AM | Sue McCabe | Germaine Kinder | Brian Pruiett | 726007431-0-CES | 02/08/2022 | Ordered | Sue McCabe | STERIS Corp |  |  | Next Day AM | Sue McCabe | MATERIAL | Ordered | P764336061 | memory pad | 2 | 0 | 647.2 | Winter Haven Hospital | WHH | WHH-Clinical Engineering Services
103045 | 02/08/2022 03:20 PM | poc Cozette Devlin Service shop website | 02/08/2022 03:20 PM | Next Day | Sue McCabe | George Rivera | Mary Emery | 755004829-0-CES | 02/08/2022 | Ordered | Sue McCabe | GE Precision Healthcare LLC |  |  | Next Day | Sue McCabe | MATERIAL | Ordered | 2104729-001 | EKG adapters | 5 | 0 | 46.36 | South Florida Baptist Hospital | SFBH
103109 | 02/10/2022 03:51 PM | OR 4 Surgical Monitor Needs a new power Supply. | 02/10/2022 03:51 PM | Ground | Sue McCabe | Tom Heath | Dennis Davis | 726007440-0-CES | 02/11/2022 | Ordered | Sue McCabe | Stryker Endoscopy Div Stryker |  |  | Ground | Sue McCabe | MATERIAL | Ordered | 0240031004 | Stryker Monitor Power Supply | 1 | 0 | 959.72 | Winter Haven Hospital | WHH | WHH-SURGERY
103197 | 02/16/2022 09:29 AM | Ground POC Noemi | 02/16/2022 09:29 AM | Ground | Sue McCabe | George Rivera | John Richardson | 755004834-0-CES | 02/16/2022 | Ordered | Sue McCabe | Rauland-Borg Inc |  |  | Ground | Sue McCabe | MATERIAL | Ordered | 352010 | Coridor Light (responder 5) | 2 | 0 | 373.8 | South Florida Baptist Hospital | SFBH
103371 | 02/23/2022 09:50 AM | probe has crack and needs to be replaced. | 02/23/2022 09:50 AM | Ground | Sue McCabe | George Rivera | John Richardson | 755004836-0-CES | 02/23/2022 | Ordered | Sue McCabe | Verathon Inc |  |  | Ground | Sue McCabe | MATERIAL | Ordered | 0570-0351 | BladderScan BVI 9400 Probe Scanhead Assembly | 1 | 0 | 840 | South Florida Baptist Hospital | SFBH
103410 | 02/24/2022 11:10 AM | Ground on line with Amazon | 02/24/2022 11:10 AM | Ground | Brenda Kans | George Rivera | John Richardson | PCARD 103410 | 02/24/2022 | Ordered | Brenda Kans | Amazon.com |  |  | Ground | Brenda Kans | MATERIAL | Ordered | B096LMJXWJ | A7 lite cover | 1 | 0 | 22.99 | South Florida Baptist Hospital | SFBH
103448 | 02/25/2022 10:39 AM | POC GE | 02/25/2022 10:39 AM | Next Day | Sue McCabe | Thomas Odaris | Dwayne Wilcox | 755004838-0-CES | 02/25/2022 | Ordered | Sue McCabe | GE Precision Healthcare LLC |  |  | Next Day | Sue McCabe | MATERIAL | Ordered | 5692044-2 | Gel warmer LS8 | 2 | 0 | 1205.25 | South Florida Baptist Hospital | SFBH
103507 | 03/01/2022 09:20 AM | poc Michelle Clipp | 03/01/2022 09:20 AM | Ground | Sue McCabe | Mary Emery | Dwayne Wilcox | 755004843-0-CES | 03/01/2022 | Ordered | Sue McCabe | GE Healthcare IT (BIOMED ONLY) |  |  | Ground | Sue McCabe | MATERIAL | Ordered | F5FRAMEHANGINGMOUNT | Bracket | 5 | 0 | 87 | South Florida Baptist Hospital | SFBH
103524 | 03/01/2022 01:18 PM | Ordering through AIMS, because Parts Sources says estimated shipping date is 3/11. I called the vendor and they have them in stock. | 03/01/2022 01:18 PM | Next Day | Sue McCabe | Brian Mace | John Richardson | 726007496-0-CES | 03/01/2022 | Ordered | Sue McCabe | Unetixs Inc |  |  | Next Day | Sue McCabe | MATERIAL | Ordered | 11939-0000-01 | PPG assy, Sensor, Right | 1 | 0 | 285 | Winter Haven Hospital | WHH | WHH-Radiology Services
103579 | 03/03/2022 06:30 AM | POC Vendor: na Quote Number: na POC Site: na Site Info: BMG-Neurology BMG ship to address: BayCare Health System Attn:Andrew Wright Clinical Engineering MS 1055 2995 Drew Street Clearwater, FL 33759 | 03/03/2022 06:30 AM | Ground | Sue McCabe | Andrew Wright | Dwayne Wilcox | 200026042 | 03/03/2022 | Ordered | Sue McCabe | PartsSource |  |  | Ground | Sue McCabe | MATERIAL | Ordered | 6000-916HS | Welch Allyn VSM6000 Scanner | 1 | 0 | 478.01 | Bartow Regional Medical Center | BMG
103646 | 03/07/2022 11:29 AM | Vendor T&M Repair, Tube Replacement, CMS Quote 2000077196 | 03/07/2022 11:29 AM | On Site | Sue McCabe | Jorge Hernandez | Dwayne Wilcox | 726007508-0-CES | 03/07/2022 | Ordered | Sue McCabe | CMS Imaging Inc |  |  | On Site | Sue McCabe | MATERIAL | Ordered | 582-50340-61 | Tube 0.7/1.3u163c-36 | 1 | 0 | 0 | Winter Haven Hospital | WHH | WHH-Radiology Services
103658 | 03/07/2022 02:21 PM | poc Linh Please code to CC 12554, GL 722635 Manager permission attached to wo notes. Case# 2112-34636 must be on PO, send PDF to service@accuvein.com | 03/07/2022 02:21 PM | Ground | Sue McCabe | Mary Emery | John Richardson | 755004844-0-CES | 03/07/2022 | Ordered | Sue McCabe | AccuVein LLC |  |  | Ground | Sue McCabe | MATERIAL | Ordered | AV500 | Vein Finder | 1 | 0 | 3900 | South Florida Baptist Hospital | SFBH
103674 | 03/08/2022 11:42 AM | Shop stock, quote attached to PO req docs #PR15-C68362, Partsource could not source, has to be ordered through GE sales rep POC Michelle Clip | 03/08/2022 11:42 AM | Ground | Sue McCabe | David Lavandera | John Richardson | 755004845-0-CES | 03/08/2022 | Ordered | Sue McCabe | GE Healthcare IT (BIOMED ONLY) |  |  | Ground | Sue McCabe | MATERIAL | Ordered | M1024982 | Blank Module, E-series | 5 | 0 | 30.4 | South Florida Baptist Hospital | SFBH
103790 | 03/11/2022 11:24 AM | A No Charge PO is needed for tracking purposes. The positioner needs a replacement hose ***A Hardcopy of the PO referencing Serial Number: 18089-160 should be emailed to frank.tomaszewski@stryker.com*** | 03/11/2022 11:24 AM | Ground | Sue McCabe | Gary Maultsby | John Richardson | 726007522-0-CES | 03/11/2022 | Ordered | Sue McCabe | Sage Products Inc |  |  | Ground | Sue McCabe | MATERIAL | Ordered | 7441 | QC REPLACEMENT HOSE / AirTap | 1 | 0 | 0 | Bartow Regional Medical Center | BRMC
103852 | 03/15/2022 01:31 PM | A No Charge PO is needed for tracking purposes. The positioner needs to be replaced. ***A Hardcopy of the PO referencing Serial Number: 21173-178 should be emailed to frank.tomaszewski@stryker.com*** | 03/15/2022 01:31 PM | Ground | Sue McCabe | Gary Maultsby | John Richardson | 726007525-0-CES | 03/15/2022 | Ordered | Sue McCabe | Sage Products Inc |  |  | Ground | Sue McCabe | MATERIAL | Ordered | 7445 | Blower motor | 1 | 0 | 0 | Bartow Regional Medical Center | BRMC
103856 | 03/15/2022 02:47 PM | Motor Assembly and Gray Lid seal gasket are needed to repair the centrifuge Chris was the POC | 03/15/2022 02:47 PM | Two Day | Sue McCabe | Gary Maultsby | John Richardson | 726007527-0-CES | 03/15/2022 | Ordered | Sue McCabe | Ozark Biomedical LLC |  |  | Two Day | Sue McCabe | MATERIAL | Ordered | 53007 | Lid Seal Gasket | 1 | 0 | 46.8 | Bartow Regional Medical Center | BRMC
103856 | 03/15/2022 02:47 PM | Motor Assembly and Gray Lid seal gasket are needed to repair the centrifuge Chris was the POC | 03/15/2022 02:47 PM | Two Day | Sue McCabe | Gary Maultsby | John Richardson | 726007527-0-CES | 03/15/2022 | Ordered | Sue McCabe | Ozark Biomedical LLC |  |  | Two Day | Sue McCabe | MATERIAL | Ordered | OCM-03R | CENTRIFUGE 2000-2001 motor ass | 1 | 0 | 276.89 | Bartow Regional Medical Center | BRMC
103880 | 03/16/2022 01:31 PM | Replacement Cord Reel | 03/16/2022 01:31 PM | Next Day | Brenda Kans | Jorge Hernandez | Dwayne Wilcox | 726007387-0-CES | 03/17/2022 | Ordered | Brenda Kans | CMS Imaging Inc |  |  | Next Day | Brenda Kans | MATERIAL | Ordered | SM-2254-02 | Medical Cord Reel w/custom bracket | 2 | 0 | 983 | Winter Haven Hospital | WHH | WHH-Radiology Services
103881 | 03/16/2022 02:20 PM | Billable repair- physical damage not covered by contract. Please CC PO to Schneider, James <james.schneider@philips.com> | 03/16/2022 02:20 PM | On Site | Sue McCabe | Jorge Hernandez | Dwayne Wilcox | 726007534-0-CES | 03/18/2022 | Ordered | Sue McCabe | Philips Healthcare |  |  | On Site | Sue McCabe | MATERIAL | Ordered | 451213339495 | User Interface ED Eleva | 1 | 0 | 9324 | Winter Haven Hospital | WHH | WHH-Radiology Services
103894 | 03/17/2022 10:39 AM | Vendor 10K Hour PM needed for four Puritan Bennett ICU Ventilators Kevin Brahier was the POC ***Please send a Hardcopy of the purchase order to kbrahier@usmedequip.com*** | 03/17/2022 10:39 AM | On Site | Sue McCabe | Gary Maultsby | John Richardson | 726007531-0-CES | 03/17/2022 | Ordered | Sue McCabe | US Med-Equip LLC |  |  | On Site | Sue McCabe | MATERIAL | Open | SHIPPING | Expedite charge | 1 | 0 | 445 | Bartow Regional Medical Center | BRMC
103909 | 03/17/2022 02:09 PM | POC Chelby | 03/17/2022 02:09 PM | Next Day | Sue McCabe | Thomas Odaris | Dwayne Wilcox | 755004853-0-CES | 03/17/2022 | Ordered | Sue McCabe | GE Precision Healthcare LLC |  |  | Next Day | Sue McCabe | MATERIAL | Ordered | 5957000-130 | Logiq E9 Monitor Arm | 1 | 0 | 1292 | South Florida Baptist Hospital | SFBH
103965 | 03/21/2022 01:42 PM | BISC Pricing is wrong. Part 169656 is $80 each. | 03/21/2022 01:42 PM | Two Day | Brenda Kans | George Rivera | Mary Emery | RQC4879431 | 03/22/2022 | Ordered | Brenda Kans | BISC Integrated Service Center |  |  | Two Day | Brenda Kans | MATERIAL | Ordered | W02895-000 | Welch Allyn temp probe | 5 | 0 | 80 | South Florida Baptist Hospital | SFBH
103975 | 03/21/2022 03:37 PM | Billable to GL 6100-34107-731050 Replacement DR batteries Approved by Andrea Tilton | 03/21/2022 03:37 PM | Next Day | Brenda Kans | Jorge Hernandez | Dwayne Wilcox | 726007389-0-CES | 03/21/2022 | Ordered | Brenda Kans | PartsSource |  |  | Next Day | Brenda Kans | MATERIAL | Ordered | LB-1A | battery pack | 1 | 0 | 1011.72 | Winter Haven Hospital | WHH | WHH-RMC Radiology
103975 | 03/21/2022 03:37 PM | Billable to GL 6100-34107-731050 Replacement DR batteries Approved by Andrea Tilton | 03/21/2022 03:37 PM | Next Day | Brenda Kans | Jorge Hernandez | Dwayne Wilcox | 726007389-0-CES | 03/21/2022 | Ordered | Brenda Kans | PartsSource |  |  | Next Day | Brenda Kans | MATERIAL | Ordered | LB-4A | Battery pack | 1 | 0 | 1011.72 | Winter Haven Hospital | WHH | WHH-RMC Radiology
103996 | 03/22/2022 11:25 AM | poc Dante NC PO for remediation part. Just need PO please, do not order part. | 03/22/2022 11:25 AM | Ground | Sue McCabe | Mary Emery | Jamie Clark | 755004855-0-CES | 03/22/2022 | Ordered | Sue McCabe | CareFusion Alaris |  |  | Ground | Sue McCabe | MATERIAL | Ordered | 49000346 | 8100 front case keypad, w/door latch assy | 1 | 0 | 0 | South Florida Baptist Hospital | SFBH
104028 | 03/23/2022 11:18 AM | poc Sarah Bartlett please code to cc 13100 GL 722635 manager approval attached to notes in work order | 03/23/2022 11:18 AM | Ground | Sue McCabe | Mary Emery | John Richardson | 755004858-0-CES | 03/23/2022 | Ordered | Sue McCabe | Vyaire Medical Inc |  |  | Ground | Sue McCabe | MATERIAL | Ordered | 2021197-001 | Invasive Pressure Cable | 17 | 0 | 73.82 | South Florida Baptist Hospital | SFBH
104109 | 03/28/2022 09:44 AM | Video Monitors are needed for CES Stock Shop | 03/28/2022 09:44 AM | Ground | Brenda Kans | Gary Maultsby | John Richardson | PCARD 104109 | 03/28/2022 | Ordered | Brenda Kans | Amazon.com |  |  | Ground | Brenda Kans | MATERIAL | Ordered | HPELITEDISPLAYE233 | 23inch Video Display | 1 | 0 | 379 | Bartow Regional Medical Center | BRMC
104109 | 03/28/2022 09:44 AM | Video Monitors are needed for CES Stock Shop | 03/28/2022 09:44 AM | Ground | Brenda Kans | Gary Maultsby | John Richardson | PCARD 104109 | 03/28/2022 | Ordered | Brenda Kans | Amazon.com |  |  | Ground | Brenda Kans | MATERIAL | Ordered | VP279HP27INCH | 27 Inch video Monitor | 1 | 0 | 174 | Bartow Regional Medical Center | BRMC
104168 | 03/29/2022 03:09 PM | Repair | 03/29/2022 03:09 PM | Ground | Brenda Kans | Tiffany Baldwin | John Richardson | 726007396-0-CES | 03/29/2022 | Ordered | Brenda Kans | Natus Medical Inc |  |  | Ground | Brenda Kans | MATERIAL | Ordered | 401164-01 | power supply | 1 | 0 | 69 | Winter Haven Hospital | WHH | WHH-RMC GYN Mother/Baby
104185 | 03/30/2022 12:09 PM | V60 Remote alarm cables are needed to replenish CES Stock | 03/30/2022 12:09 PM | Two Day | Brenda Kans | Gary Maultsby | Dwayne Wilcox | PCARD 104185 | 03/30/2022 | Ordered | Brenda Kans | Amazon.com |  |  | Two Day | Brenda Kans | MATERIAL | Ordered | B000068NYH | 1/4 inch Stereo Interconnect Cable 10ft | 6 | 0 | 6.55 | Bartow Regional Medical Center | BRMC
104237 | 03/31/2022 04:10 PM | Telemetry Server V4 ATO model Emergency PO used = 755004474-0-CES | 03/31/2022 04:10 PM | Ground | Sue McCabe | John Richardson | John Richardson | 755004474-0-CES | 04/01/2022 | Ordered | Sue McCabe | GE Precision Healthcare LLC |  |  | Ground | Sue McCabe | MATERIAL | Ordered | 2063702-001 | Service exchange telemetry server | 2 | 0 | 3654.0001 | South Florida Baptist Hospital | SFBH
104237 | 03/31/2022 04:10 PM | Telemetry Server V4 ATO model Emergency PO used = 755004474-0-CES | 03/31/2022 04:10 PM | Ground | Sue McCabe | John Richardson | John Richardson | 755004474-0-CES | 04/01/2022 | Ordered | Sue McCabe | GE Precision Healthcare LLC |  |  | Ground | Sue McCabe | MATERIAL | Ordered | CS11103-MS-CST | Continuity support coverage | 2 | 0 | 1800 | South Florida Baptist Hospital | SFBH
104265 | 04/04/2022 09:44 AM | Vendor T&M PM's for six Anesthesia Machines Joe Sheridan was the POC ***Please send a Hardcopy of the PO to jsheridan@mercurymed.com*** | 04/04/2022 09:44 AM | On Site | Sue McCabe | Gary Maultsby | John Richardson | 726007558-0-CES | 04/04/2022 | Ordered | Sue McCabe | Mercury Medical |  |  | On Site | Sue McCabe | MATERIAL | Open | 1010310 | O2 Sensor | 1 | 0 | 110 | Bartow Regional Medical Center | BRMC
104265 | 04/04/2022 09:44 AM | Vendor T&M PM's for six Anesthesia Machines Joe Sheridan was the POC ***Please send a Hardcopy of the PO to jsheridan@mercurymed.com*** | 04/04/2022 09:44 AM | On Site | Sue McCabe | Gary Maultsby | John Richardson | 726007558-0-CES | 04/04/2022 | Ordered | Sue McCabe | Mercury Medical |  |  | On Site | Sue McCabe | MATERIAL | Open | 1010310 | O2 Sensor | 1 | 0 | 110 | Bartow Regional Medical Center | BRMC
104346 | 04/06/2022 12:17 PM | POC Norma | 04/06/2022 12:17 PM | Next Day | Sue McCabe | Thomas Odaris | Dwayne Wilcox | 755004871-0-CES | 04/06/2022 | Ordered | Sue McCabe | Exclusive Medical Solutions |  |  | Next Day | Sue McCabe | MATERIAL | Ordered | IC5-9-D | Transducer Loaner to Exchange | 1 | 0 | 0 | South Florida Baptist Hospital | SFBH
104399 | 04/07/2022 03:41 PM | ****Unit requires new batteries. Old repair just need PO. Do not order batteries.**** | 04/07/2022 03:41 PM | Ground | Brenda Kans | Gary Maultsby | Dwayne Wilcox | 726007398-0-CES | 04/07/2022 | Ordered | Brenda Kans | Getinge USA Inc |  |  | Ground | Brenda Kans | MATERIAL | Ordered | D998-00-0800-53 | Li-ion Battery Pack | 2 | 0 | 1368.6 | Bartow Regional Medical Center | BRMC
104451 | 04/11/2022 12:30 PM | OEC Workstation E-stop switch Quoted by OEC Rep: Bradley.Dombroski@med.ge.com | 04/11/2022 12:30 PM | Ground | Brenda Kans | Jorge Hernandez | Dwayne Wilcox | 755004875-0CES | 04/11/2022 | Ordered | Brenda Kans | GE Healthcare (OEC ONLY) |  |  | Ground | Brenda Kans | MATERIAL | Ordered | 00-886504-01 | Cable Assembly, E-Stop Switch, 9900 | 1 | 0 | 280.88 | South Florida Baptist Hospital | SFBH
104570 | 04/15/2022 08:27 AM | part on backorder with partsource | 04/15/2022 08:27 AM | Ground | Sue McCabe | David Lavandera | John Richardson | 755004889-0-CES | 04/15/2022 | Ordered | Sue McCabe | W W Grainger Inc |  |  | Ground | Sue McCabe | MATERIAL | Ordered | 5HXG8 | 2430 Coin batt | 10 | 0 | 2.68 | South Florida Baptist Hospital | SFBH
104572 | 04/15/2022 09:26 AM | Chair order per Mary E, https://www.globalindustrial.com/p/synchro-leather-manager-stool-360-footrest-with-armrests-1 | 04/15/2022 09:26 AM | Ground | Sue McCabe | David Lavandera | John Richardson | 755004888-0-CES | 04/15/2022 | Ordered | Sue McCabe | Global Industrial Co Inc |  |  | Ground | Sue McCabe | MATERIAL | Ordered | WG506759 | Shop chair | 1 | 0 | 344.95 | South Florida Baptist Hospital | SFBH
104647 | 04/20/2022 10:02 AM | Ground plz add this serial # to the PO Q5LLJ7 | 04/20/2022 10:02 AM | Ground | Sue McCabe | George Rivera | John Richardson | 755004895-0-CES | 04/20/2022 | Ordered | Sue McCabe | SonoSite div of FUJIFILM |  |  | Ground | Sue McCabe | MATERIAL | Ordered | P22048 | storage bit kit | 1 | 0 | 260 | South Florida Baptist Hospital | SFBH
104648 | 04/20/2022 10:14 AM | poc Larry Gardinal | 04/20/2022 10:14 AM | Ground | Brenda Kans | George Rivera | Mary Emery | 755004879-0-CES | 04/20/2022 | Ordered | Brenda Kans | Integrity Medical Products Inc |  |  | Ground | Brenda Kans | MATERIAL | Ordered | AA-180907-DW | Basket | 1 | 0 | 98 | South Florida Baptist Hospital | SFBH
104648 | 04/20/2022 10:14 AM | poc Larry Gardinal | 04/20/2022 10:14 AM | Ground | Brenda Kans | George Rivera | Mary Emery | 755004879-0-CES | 04/20/2022 | Ordered | Brenda Kans | Integrity Medical Products Inc |  |  | Ground | Brenda Kans | MATERIAL | Ordered | DO-SM04-735-UC | Pole Clamp | 2 | 0 | 89 | South Florida Baptist Hospital | SFBH
104648 | 04/20/2022 10:14 AM | poc Larry Gardinal | 04/20/2022 10:14 AM | Ground | Brenda Kans | George Rivera | Mary Emery | 755004879-0-CES | 04/20/2022 | Ordered | Brenda Kans | Integrity Medical Products Inc |  |  | Ground | Brenda Kans | MATERIAL | Ordered | DO-BKGPLT | Backing Plate | 2 | 0 | 12.8 | South Florida Baptist Hospital | SFBH
104673 | 04/20/2022 02:58 PM | poc Mike | 04/20/2022 02:58 PM | Ground | Sue McCabe | David Lavandera | Mary Emery | 755004896-0-CES | 04/21/2022 | Ordered | Sue McCabe | Biodex Medical Systems Inc |  |  | Ground | Sue McCabe | MATERIAL | Ordered | C14283 | Black Seat | 1 | 0 | 236.25 | South Florida Baptist Hospital | SFBH
104763 | 04/25/2022 02:48 PM | poc Noemi Rivas | 04/25/2022 02:48 PM | Two Day | Brenda Kans | Mary Emery | John Richardson | 755004881-0-CES | 07/25/2022 | Received | Brenda Kans | Rauland-Borg Inc |  |  | Two Day | Brenda Kans | MATERIAL | Ordered | 351003 | POWER SUPPLY W/ BATT. BACKUP | 2 | 2 | 763.8 | South Florida Baptist Hospital | SFBH
104763 | 04/25/2022 02:48 PM | poc Noemi Rivas | 04/25/2022 02:48 PM | Two Day | Brenda Kans | Mary Emery | John Richardson | 755004881-0-CES | 07/25/2022 | Received | Brenda Kans | Rauland-Borg Inc |  |  | Two Day | Brenda Kans | MATERIAL | Ordered | 351310 | VoIP Staff Terminal | 1 | 1 | 994.8 | South Florida Baptist Hospital | SFBH
104824 | 04/27/2022 03:17 PM | ecg leads needed as a spare and clarity per manager. Please ship the part to SAH-Attn: CE-Derrick L Modest, 1200 7th ave N, St. Pete, Fl 33705 | 04/27/2022 03:17 PM | Ground | Brenda Kans | Derrick Modest | Dwayne Wilcox | 200026098 | 04/27/2022 | Ordered | Brenda Kans | PartsSource |  |  | Ground | Brenda Kans | MATERIAL | Ordered | 2056813-010 | CLEAR TAB SNAP SURELOCK ECG ADAPTER CLIP | 1 | 0 | 31.19 | Bartow Regional Medical Center | BMG
104847 | 04/28/2022 01:03 PM | Repair part required. | 04/28/2022 01:03 PM | Next Day | Brenda Kans | Jorge Hernandez | Dwayne Wilcox | 726007583-0-CES | 04/28/2022 | Ordered | Brenda Kans | CMS Imaging Inc |  |  | Next Day | Brenda Kans | MATERIAL | Ordered | 1877A418 | Multi Box | 1 | 0 | 3927.6 | Winter Haven Hospital | WHH | WHH-Radiology Services
104854 | 04/28/2022 02:59 PM | Part is not available from Parts Source John was the POC | 04/28/2022 02:59 PM | Two Day | Brenda Kans | Gary Maultsby | John Richardson | 726007585-0-CES | 04/28/2022 | Ordered | Brenda Kans | Getinge USA Inc |  |  | Two Day | Brenda Kans | MATERIAL | Ordered | 6881639 | AC\DC power supply | 1 | 0 | 895.02 | Winter Haven Hospital | WHH | WHH-Clinical Engineering Services
104859 | 04/28/2022 09:20 PM | Replacement lock column top plate due to normal wear | 04/28/2022 09:20 PM | Ground | Brenda Kans | Jorge Hernandez | Dwayne Wilcox | 726007586-0-CES | 04/29/2022 | Ordered | Brenda Kans | CMS Imaging Inc |  |  | Ground | Brenda Kans | MATERIAL | Ordered | 563-70550 | Top Plate | 1 | 0 | 40.69 | Winter Haven Hospital | WHH | WHH-Radiology Services
104925 | 05/03/2022 10:56 AM | poc Maddy | 05/03/2022 10:56 AM | Ground | Sue McCabe | Mary Emery | John Richardson | 755004913-0-CES | 05/05/2022 | Ordered | Sue McCabe | Stryker Medical Div Stryker Co |  |  | Ground | Sue McCabe | MATERIAL | Ordered | 21330-001176 | LP15 Battery | 1 | 0 | 329.6 | South Florida Baptist Hospital | SFBH
104925 | 05/03/2022 10:56 AM | poc Maddy | 05/03/2022 10:56 AM | Ground | Sue McCabe | Mary Emery | John Richardson | 755004913-0-CES | 05/05/2022 | Ordered | Sue McCabe | Stryker Medical Div Stryker Co |  |  | Ground | Sue McCabe | MATERIAL | Ordered | 21330-001176 | LP15 Battery | 1 | 0 | 329.6 | South Florida Baptist Hospital | SFBH
104925 | 05/03/2022 10:56 AM | poc Maddy | 05/03/2022 10:56 AM | Ground | Sue McCabe | Mary Emery | John Richardson | 755004913-0-CES | 05/05/2022 | Ordered | Sue McCabe | Stryker Medical Div Stryker Co |  |  | Ground | Sue McCabe | MATERIAL | Ordered | 21330-001176 | LP15 Battery | 1 | 0 | 329.6 | South Florida Baptist Hospital | SFBH
104925 | 05/03/2022 10:56 AM | poc Maddy | 05/03/2022 10:56 AM | Ground | Sue McCabe | Mary Emery | John Richardson | 755004913-0-CES | 05/05/2022 | Ordered | Sue McCabe | Stryker Medical Div Stryker Co |  |  | Ground | Sue McCabe | MATERIAL | Ordered | 11141-000112 | Battery, LP20e, Lithium Ion | 1 | 0 | 226.55 | South Florida Baptist Hospital | SFBH
104925 | 05/03/2022 10:56 AM | poc Maddy | 05/03/2022 10:56 AM | Ground | Sue McCabe | Mary Emery | John Richardson | 755004913-0-CES | 05/05/2022 | Ordered | Sue McCabe | Stryker Medical Div Stryker Co |  |  | Ground | Sue McCabe | MATERIAL | Ordered | 21330-001176 | LP15 Battery | 1 | 0 | 329.6 | South Florida Baptist Hospital | SFBH
104925 | 05/03/2022 10:56 AM | poc Maddy | 05/03/2022 10:56 AM | Ground | Sue McCabe | Mary Emery | John Richardson | 755004913-0-CES | 05/05/2022 | Ordered | Sue McCabe | Stryker Medical Div Stryker Co |  |  | Ground | Sue McCabe | MATERIAL | Ordered | 21330-001176 | LP15 Battery | 1 | 0 | 329.6 | South Florida Baptist Hospital | SFBH
104925 | 05/03/2022 10:56 AM | poc Maddy | 05/03/2022 10:56 AM | Ground | Sue McCabe | Mary Emery | John Richardson | 755004913-0-CES | 05/05/2022 | Ordered | Sue McCabe | Stryker Medical Div Stryker Co |  |  | Ground | Sue McCabe | MATERIAL | Ordered | 11141-000112 | Battery, LP20e, Lithium Ion | 1 | 0 | 226.55 | South Florida Baptist Hospital | SFBH
104925 | 05/03/2022 10:56 AM | poc Maddy | 05/03/2022 10:56 AM | Ground | Sue McCabe | Mary Emery | John Richardson | 755004913-0-CES | 05/05/2022 | Ordered | Sue McCabe | Stryker Medical Div Stryker Co |  |  | Ground | Sue McCabe | MATERIAL | Ordered | 11141-000112 | Battery, LP20e, Lithium Ion | 1 | 0 | 226.55 | South Florida Baptist Hospital | SFBH
104925 | 05/03/2022 10:56 AM | poc Maddy | 05/03/2022 10:56 AM | Ground | Sue McCabe | Mary Emery | John Richardson | 755004913-0-CES | 05/05/2022 | Ordered | Sue McCabe | Stryker Medical Div Stryker Co |  |  | Ground | Sue McCabe | MATERIAL | Ordered | 11141-000112 | Battery, LP20e, Lithium Ion | 1 | 0 | 226.55 | South Florida Baptist Hospital | SFBH
104939 | 05/03/2022 02:59 PM | poc Jason | 05/03/2022 02:59 PM | Two Day | Sue McCabe | Mary Emery | John Richardson | 755004894-0-CES | 05/04/2022 | Ordered | Sue McCabe | Philips Respironics |  |  | Two Day | Sue McCabe | MATERIAL | Ordered | 989805626941 | Battery, LI-ON, 11AH, V60 | 1 | 0 | 475.2 | South Florida Baptist Hospital | SFBH
104939 | 05/03/2022 02:59 PM | poc Jason | 05/03/2022 02:59 PM | Two Day | Sue McCabe | Mary Emery | John Richardson | 755004894-0-CES | 05/04/2022 | Ordered | Sue McCabe | Philips Respironics |  |  | Two Day | Sue McCabe | MATERIAL | Ordered | 989805626941 | Battery, LI-ON, 11AH, V60 | 1 | 0 | 475.2 | South Florida Baptist Hospital | SFBH
104939 | 05/03/2022 02:59 PM | poc Jason | 05/03/2022 02:59 PM | Two Day | Sue McCabe | Mary Emery | John Richardson | 755004894-0-CES | 05/04/2022 | Ordered | Sue McCabe | Philips Respironics |  |  | Two Day | Sue McCabe | MATERIAL | Ordered | 989805626941 | Battery, LI-ON, 11AH, V60 | 1 | 0 | 475.2 | South Florida Baptist Hospital | SFBH
104939 | 05/03/2022 02:59 PM | poc Jason | 05/03/2022 02:59 PM | Two Day | Sue McCabe | Mary Emery | John Richardson | 755004894-0-CES | 05/04/2022 | Ordered | Sue McCabe | Philips Respironics |  |  | Two Day | Sue McCabe | MATERIAL | Ordered | 989805626941 | Battery, LI-ON, 11AH, V60 | 1 | 0 | 475.2 | South Florida Baptist Hospital | SFBH
104939 | 05/03/2022 02:59 PM | poc Jason | 05/03/2022 02:59 PM | Two Day | Sue McCabe | Mary Emery | John Richardson | 755004894-0-CES | 05/04/2022 | Ordered | Sue McCabe | Philips Respironics |  |  | Two Day | Sue McCabe | MATERIAL | Ordered | 989805626941 | Battery, LI-ON, 11AH, V60 | 1 | 0 | 475.2 | South Florida Baptist Hospital | SFBH
104939 | 05/03/2022 02:59 PM | poc Jason | 05/03/2022 02:59 PM | Two Day | Sue McCabe | Mary Emery | John Richardson | 755004894-0-CES | 05/04/2022 | Ordered | Sue McCabe | Philips Respironics |  |  | Two Day | Sue McCabe | MATERIAL | Ordered | 989805626941 | Battery, LI-ON, 11AH, V60 | 1 | 0 | 475.2 | South Florida Baptist Hospital | SFBH
104939 | 05/03/2022 02:59 PM | poc Jason | 05/03/2022 02:59 PM | Two Day | Sue McCabe | Mary Emery | John Richardson | 755004894-0-CES | 05/04/2022 | Ordered | Sue McCabe | Philips Respironics |  |  | Two Day | Sue McCabe | MATERIAL | Ordered | 989805626941 | Battery, LI-ON, 11AH, V60 | 1 | 0 | 475.2 | South Florida Baptist Hospital | SFBH
105006 | 05/06/2022 08:43 AM | Ground need a hard copy PO Fax | 05/06/2022 08:43 AM | Ground | Sue McCabe | George Rivera | Dwayne Wilcox | 755004914-0-CES | 05/06/2022 | Ordered | Sue McCabe | Ultra Clean Systems, Inc |  |  | Ground | Sue McCabe | MATERIAL | Ordered | 50-1040 | 7in touchscreen | 1 | 0 | 2361 | South Florida Baptist Hospital | SFBH
105048 | 05/09/2022 01:17 PM | poc Cindy Roscow Please email hard copy of PO to croscow@sebiomedical.com | 05/09/2022 01:17 PM | Ground | Brenda Kans | Mary Emery | Dwayne Wilcox | 755004885-0-CES | 05/09/2022 | Ordered | Brenda Kans | Southeastern Biomedical Associ |  |  | Ground | Brenda Kans | MATERIAL | Ordered | QA-ESMKIII | ESU analyzer | 1 | 0 | 4999 | South Florida Baptist Hospital | SFBH
105048 | 05/09/2022 01:17 PM | poc Cindy Roscow Please email hard copy of PO to croscow@sebiomedical.com | 05/09/2022 01:17 PM | Ground | Brenda Kans | Mary Emery | Dwayne Wilcox | 755004885-0-CES | 05/09/2022 | Ordered | Brenda Kans | Southeastern Biomedical Associ |  |  | Ground | Brenda Kans | MATERIAL | Ordered | QA-ESIIIACCESSORIES | Accessories | 1 | 0 | 2686.5 | South Florida Baptist Hospital | SFBH
105224 | 05/17/2022 02:41 PM | Replacement detector ***Please code to 6100-34000-731050 per department Manager**** ***See attached authorization**** | 05/17/2022 02:41 PM | On Site | Sue McCabe | John Richardson | John Richardson | 726007640-0-CES | 05/17/2022 | Ordered | Sue McCabe | CMS Imaging Inc |  |  | On Site | Sue McCabe | MATERIAL | Ordered | 710C | Digital Detector | 1 | 0 | 34580 | Winter Haven Hospital | WHH | WHH-Radiology Services
105270 | 05/19/2022 09:58 AM | parts needed for repair. | 05/19/2022 09:58 AM | Next Day AM | Brenda Kans | Tom Heath | John Richardson | 726007588-0-CES | 05/19/2022 | Ordered | Brenda Kans | STERIS Corp |  |  | Next Day AM | Brenda Kans | MATERIAL | Ordered | 47502004 | CONN HOLDER | 5 | 0 | 26.15 | Winter Haven Hospital | WHH | WHH-Endoscopy
105270 | 05/19/2022 09:58 AM | parts needed for repair. | 05/19/2022 09:58 AM | Next Day AM | Brenda Kans | Tom Heath | John Richardson | 726007588-0-CES | 05/19/2022 | Ordered | Brenda Kans | STERIS Corp |  |  | Next Day AM | Brenda Kans | MATERIAL | Ordered | 47502006 | CONN ANGLE HOLDER | 5 | 0 | 25.67 | Winter Haven Hospital | WHH | WHH-Endoscopy
105283 | 05/19/2022 03:50 PM | Repair parts, Power switch, 120v | 05/19/2022 03:50 PM | Next Day | Brenda Kans | Jorge Hernandez | John Richardson | 726007590-0- | 05/19/2022 | Ordered | Brenda Kans | Injector Support and Service,L |  |  | Next Day | Brenda Kans | MATERIAL | Ordered | 051-154-1 | Power Switch, 110v | 1 | 0 | 52 | Winter Haven Hospital | WHH | WHH-SURGERY
105294 | 05/20/2022 09:40 AM | poc Amazon order | 05/20/2022 09:40 AM | Ground | Brenda Kans | Mary Emery | John Richardson | PCARD 105294 | 05/20/2022 | Ordered | Brenda Kans | Amazon.com |  |  | Ground | Brenda Kans | MATERIAL | Ordered | 11141-000068 | Battery, LP20, NIMH | 1 | 0 | 73.44 | South Florida Baptist Hospital | SFBH
105294 | 05/20/2022 09:40 AM | poc Amazon order | 05/20/2022 09:40 AM | Ground | Brenda Kans | Mary Emery | John Richardson | PCARD 105294 | 05/20/2022 | Ordered | Brenda Kans | Amazon.com |  |  | Ground | Brenda Kans | MATERIAL | Ordered | 11141-000068 | Battery, LP20, NIMH | 1 | 0 | 73.44 | South Florida Baptist Hospital | SFBH
105294 | 05/20/2022 09:40 AM | poc Amazon order | 05/20/2022 09:40 AM | Ground | Brenda Kans | Mary Emery | John Richardson | PCARD 105294 | 05/20/2022 | Ordered | Brenda Kans | Amazon.com |  |  | Ground | Brenda Kans | MATERIAL | Ordered | 11141-000068 | Battery, LP20, NIMH | 1 | 0 | 73.44 | South Florida Baptist Hospital | SFBH
105294 | 05/20/2022 09:40 AM | poc Amazon order | 05/20/2022 09:40 AM | Ground | Brenda Kans | Mary Emery | John Richardson | PCARD 105294 | 05/20/2022 | Ordered | Brenda Kans | Amazon.com |  |  | Ground | Brenda Kans | MATERIAL | Ordered | 11141-000068 | Battery, LP20, NIMH | 1 | 0 | 73.44 | South Florida Baptist Hospital | SFBH
105294 | 05/20/2022 09:40 AM | poc Amazon order | 05/20/2022 09:40 AM | Ground | Brenda Kans | Mary Emery | John Richardson | PCARD 105294 | 05/20/2022 | Ordered | Brenda Kans | Amazon.com |  |  | Ground | Brenda Kans | MATERIAL | Ordered | 11141-000068 | Battery, LP20, NIMH | 1 | 0 | 73.44 | South Florida Baptist Hospital | SFBH
105530 | 06/02/2022 11:24 AM | POC Joe | 06/02/2022 11:24 AM | Next Day | Sue McCabe | Thomas Odaris | Dwayne Wilcox | 755004938-0-CES | 06/02/2022 | Ordered | Sue McCabe | Probo Medical LLC |  |  | Next Day | Sue McCabe | MATERIAL | Ordered | PEDOFF | probe | 1 | 0 | 900 | South Florida Baptist Hospital | SFBH
105540 | 06/02/2022 12:21 PM | Unit not repairable, ordering replacement unit, quote# ESTPH3132487, attached to PO docs, ship to SFBH | 06/02/2022 12:21 PM | Ground | Brenda Kans | David Lavandera | John Richardson | 755004898-0-CES | 06/02/2022 | Ordered | Brenda Kans | Performance Health |  |  | Ground | Brenda Kans | MATERIAL | Ordered | 081187343 | JAMAR, Hydrolic Pinch Gauge | 1 | 0 | 220.18 | South Florida Baptist Hospital | SFBH
105612 | 06/06/2022 11:25 AM | poc P-card order | 06/06/2022 11:25 AM | Two Day | Brenda Kans | Mary Emery | John Richardson | PCARD 105612 | 06/06/2022 | Ordered | Brenda Kans | Amazon.com |  |  | Two Day | Brenda Kans | MATERIAL | Ordered | 11141-000068 | Battery, LP20, NIMH | 4 | 0 | 73.44 | South Florida Baptist Hospital | SFBH
105612 | 06/06/2022 11:25 AM | poc P-card order | 06/06/2022 11:25 AM | Two Day | Brenda Kans | Mary Emery | John Richardson | PCARD 105612 | 06/06/2022 | Ordered | Brenda Kans | Amazon.com |  |  | Two Day | Brenda Kans | MATERIAL | Ordered | 11141-000068 | Battery, LP20, NIMH | 1 | 0 | 73.44 | South Florida Baptist Hospital | SFBH
105612 | 06/06/2022 11:25 AM | poc P-card order | 06/06/2022 11:25 AM | Two Day | Brenda Kans | Mary Emery | John Richardson | PCARD 105612 | 06/06/2022 | Ordered | Brenda Kans | Amazon.com |  |  | Two Day | Brenda Kans | MATERIAL | Ordered | 11141-000068 | Battery, LP20, NIMH | 1 | 0 | 73.44 | South Florida Baptist Hospital | SFBH
105612 | 06/06/2022 11:25 AM | poc P-card order | 06/06/2022 11:25 AM | Two Day | Brenda Kans | Mary Emery | John Richardson | PCARD 105612 | 06/06/2022 | Ordered | Brenda Kans | Amazon.com |  |  | Two Day | Brenda Kans | MATERIAL | Ordered | 11141-000068 | Battery, LP20, NIMH | 1 | 0 | 73.44 | South Florida Baptist Hospital | SFBH
105858 | 06/17/2022 09:06 AM | Battery Replacement with Courier Delivery To: ***WINTER HAVEN WOMEN'S HOSPITAL*** 101 Avenue O SE Winter Haven, FL 33880 | 06/17/2022 09:06 AM | On Site | Sue McCabe | Tiffany Baldwin | John Richardson | 726007705-0-CES | 06/17/2022 | Ordered | Sue McCabe | Interstate All Battery Center |  |  | On Site | Sue McCabe | MATERIAL | Ordered | SLA1146 | Battery , 12V/26aH , Steris 3080 | 2 | 0 | 60.8 | Winter Haven Hospital | WHH | WHW-NEONATAL INTENSIVE CARE(NICU)
105862 | 06/17/2022 09:30 AM | IV Teams Ultrasound needs new Internal battery | 06/17/2022 09:30 AM | Ground | Sue McCabe | Tom Heath | John Richardson | 726007706-0-CES | 06/17/2022 | Ordered | Sue McCabe | Bard Access Systems Div C R |  |  | Ground | Sue McCabe | MATERIAL | Ordered | 9770269 | SITE RITE 8 ULTRASOUND BATTERY | 1 | 0 | 185 | Winter Haven Hospital | WHH | WHH-Non Invasive Cardiology
105862 | 06/17/2022 09:30 AM | IV Teams Ultrasound needs new Internal battery | 06/17/2022 09:30 AM | Ground | Sue McCabe | Tom Heath | John Richardson | 726007706-0-CES | 06/17/2022 | Ordered | Sue McCabe | Bard Access Systems Div C R |  |  | Ground | Sue McCabe | MATERIAL | Ordered | 9770269 | SITE RITE 8 ULTRASOUND BATTERY | 1 | 0 | 185 | Winter Haven Hospital | WHH | WHH-Non Invasive Cardiology
105877 | 06/17/2022 01:29 PM | Vendor T&M repair R/F room pedestal removal pending cable replacement SID 14-0128 | 06/17/2022 01:29 PM | On Site | Sue McCabe | Jorge Hernandez | John Richardson | 755004953-0-CES | 06/17/2022 | Ordered | Sue McCabe | CMS Imaging Inc |  |  | On Site | Sue McCabe | MATERIAL | Open | 565-10098-01 | Cable,ZS-Mini Local CN1 G4 | 1 | 0 | 560.8 | South Florida Baptist Hospital | SFBH
105878 | 06/17/2022 01:29 PM | poc Barry Ambrose part not covered under contract. PO needed for printhead | 06/17/2022 01:29 PM | On Site | Sue McCabe | Mary Emery | John Richardson | 755004954-0-CES | 06/17/2022 | Ordered | Sue McCabe | Circuit Board Tech |  |  | On Site | Sue McCabe | MATERIAL | Ordered | S13242 | Printhead | 1 | 0 | 2400 | South Florida Baptist Hospital | SFBH
105952 | 06/22/2022 02:44 PM | POC Raphael | 06/22/2022 02:44 PM | On Site | Sue McCabe | Thomas Odaris | Dwayne Wilcox | 755004961-0-CES | 06/22/2022 | Ordered | Sue McCabe | Probo Medical LLC |  |  | On Site | Sue McCabe | MATERIAL | Ordered | TROPHON | Loaner | 1 | 0 | 0 | South Florida Baptist Hospital | SFBH
106089 | 07/01/2022 08:12 AM | Enhanced Single Patient Stations are needed for CES Shop Stock Noemi Rivas was the POC | 07/01/2022 08:12 AM | Ground | Sue McCabe | Gary Maultsby | John Richardson | 726007732-0-CES | 07/01/2022 | Ordered | Sue McCabe | Rauland-Borg Inc |  |  | Ground | Sue McCabe | MATERIAL | Ordered | 353001 | STATION PATIENT SINGLE ENHANCED | 4 | 0 | 369 | Bartow Regional Medical Center | BRMC
106100 | 07/01/2022 02:42 PM | Need to order spare backup UPS (Critical Support) POC- David Kemp See attached Quote | 07/01/2022 02:42 PM | Ground | Sue McCabe | Brian Pruiett | Dwayne Wilcox | 726007733-0-CES | 07/05/2022 | Ordered | Sue McCabe | Jantech Services Inc |  |  | Ground | Sue McCabe | MATERIAL | Ordered | EATON5P550RACK1U | EATON 5P 550 Rack 1 UPS | 5 | 0 | 490.05 | Winter Haven Hospital | WHH | WHH-Clinical Engineering Services
106131 | 07/06/2022 09:29 AM | Repair | 07/06/2022 09:29 AM | Ground | Sue McCabe | Tiffany Baldwin | John Richardson | 726007734-0-CES | 07/06/2022 | Ordered | Sue McCabe | GE Healthcare IT (BIOMED ONLY) |  |  | Ground | Sue McCabe | MATERIAL | Ordered | M1125055 | Scale | 1 | 0 | 1145.74 | Winter Haven Hospital | WHH | WHH-RMC-OB
106201 | 07/11/2022 08:06 AM | Pillow Speaker order for ED and Swann 2 south overflow. (Heavenly Blue) | 07/11/2022 08:06 AM | Ground | Sonja Wiesenberger | Robert Cyr | John Richardson | 726007737-0-CES | 07/13/2022 | Ordered | Sonja Wiesenberger | Integrity Medical Products Inc |  |  | Ground | Sonja Wiesenberger | MATERIAL | Ordered | CU-A2901-088DJM | Non Get Well Pendant | 15 | 0 | 148.95 | Winter Haven Hospital | WHH | WHH-Clinical Engineering Services
106293 | 07/13/2022 01:41 PM | Battery Replacement | 07/13/2022 01:41 PM | Next Day | Brenda Kans | Jorge Hernandez | John Richardson | 726007696-0-CES | 07/13/2022 | Ordered | Brenda Kans | GE Healthcare (OEC ONLY) |  |  | Next Day | Brenda Kans | MATERIAL | Ordered | 5305184 | battery pack | 2 | 0 | 674 | Winter Haven Hospital | WHH | WHH-Radiology Services
106305 | 07/14/2022 11:16 AM | Needed for Vendor T&M Repair Quote is attached | 07/14/2022 11:16 AM | Ground | Brenda Kans | Gary Maultsby | John Richardson | PCARD106305 | 07/14/2022 | Ordered | Brenda Kans | W & H Impex Inc |  |  | Ground | Brenda Kans | MATERIAL | Ordered | 02821301 | Adhesive Plate | 1 | 0 | 6.6 | Bartow Regional Medical Center | BRMC
106305 | 07/14/2022 11:16 AM | Needed for Vendor T&M Repair Quote is attached | 07/14/2022 11:16 AM | Ground | Brenda Kans | Gary Maultsby | John Richardson | PCARD106305 | 07/14/2022 | Ordered | Brenda Kans | W & H Impex Inc |  |  | Ground | Brenda Kans | MATERIAL | Ordered | SHIPPING | Expedite charge | 1 | 0 | 115 | Bartow Regional Medical Center | BRMC
106332 | 07/15/2022 10:46 AM | POC Brittney | 07/15/2022 10:46 AM | Next Day | Brenda Kans | Thomas Odaris | Dwayne Wilcox | 755004901-0-CES | 07/15/2022 | Ordered | Brenda Kans | AllParts Medical |  |  | Next Day | Brenda Kans | MATERIAL | Open | 453561916773 | 22 inch Oled System Display | 1 | 0 | 11673.9 | South Florida Baptist Hospital | SFBH
106339 | 07/15/2022 01:12 PM | Tele Transmitter exchange Attn: Daisy Morales ***Code PO to Street 5 - 6100/12250 GL730950*** | 07/15/2022 01:12 PM | Ground | Brenda Kans | John Richardson | John Richardson | 726007697-0-CES | 08/15/2022 | Open | Brenda Kans | USOC Bio-Medical Services |  |  | Ground | Brenda Kans | MATERIAL | Ordered | USOCMX40S02 | Philips MX40 Telemetry with SP02 | 2 | 0 | 3450 | Winter Haven Hospital | WHH | WHH-Clinical Engineering Services
106339 | 07/15/2022 01:12 PM | Tele Transmitter exchange Attn: Daisy Morales ***Code PO to Street 5 - 6100/12250 GL730950*** | 07/15/2022 01:12 PM | Ground | Brenda Kans | John Richardson | John Richardson | 726007697-0-CES | 08/15/2022 | Open | Brenda Kans | USOC Bio-Medical Services |  |  | Ground | Brenda Kans | MATERIAL | Ordered | USOC1851S | 5 lead pin | 2 | 0 | 85 | Winter Haven Hospital | WHH | WHH-Clinical Engineering Services
106340 | 07/15/2022 01:21 PM | Tele transmitter exchange Attn: Daisy Morales ****Code to Swann 4 6100-12252 GL730950**** | 07/15/2022 01:21 PM | Ground | Brenda Kans | John Richardson | John Richardson | 726007698-0-CES | 07/15/2022 | Ordered | Brenda Kans | USOC Bio-Medical Services |  |  | Ground | Brenda Kans | MATERIAL | Ordered | USOCMX40S02 | Philips MX40 Telemetry with SP02 | 2 | 0 | 3450 | Winter Haven Hospital | WHH | WHH-Clinical Engineering Services
106340 | 07/15/2022 01:21 PM | Tele transmitter exchange Attn: Daisy Morales ****Code to Swann 4 6100-12252 GL730950**** | 07/15/2022 01:21 PM | Ground | Brenda Kans | John Richardson | John Richardson | 726007698-0-CES | 07/15/2022 | Ordered | Brenda Kans | USOC Bio-Medical Services |  |  | Ground | Brenda Kans | MATERIAL | Ordered | USOC1851S | 5 lead pin | 2 | 0 | 85 | Winter Haven Hospital | WHH | WHH-Clinical Engineering Services
106341 | 07/15/2022 02:44 PM | V60 ventilator training attn: Astrid Smith Please code to 6100-88570 GL 752300 | 07/15/2022 02:44 PM | On Site | Sue McCabe | John Richardson | John Richardson | 726007778-0-CES | 07/28/2022 | Ordered | Sue McCabe | Philips Healthcare |  |  | On Site | Sue McCabe | MATERIAL | Ordered | TRAINING | Training | 1 | 0 | 2100 | Winter Haven Hospital | WHH | WHH-Clinical Engineering Services
106412 | 07/19/2022 05:18 PM | Replacement CR Cassettes Bill to GL 6100-34000-731050 Approved by Toby Edwards | 07/19/2022 05:18 PM | Ground | Sue McCabe | Jorge Hernandez | John Richardson | 726007847-0-CES | 08/29/2022 | Ordered | Sue McCabe | PartsSource |  |  | Ground | Sue McCabe | MATERIAL | Ordered | CRK.RC1417 | 14x17 CR Cassette | 1 | 0 | 1104.29 | Winter Haven Hospital | WHH | WHH-Radiology Services
106509 | 07/26/2022 11:23 AM | POC | 07/26/2022 11:23 AM | Next Day | Sue McCabe | Thomas Odaris | Dwayne Wilcox | 755004975-0-CES | 07/26/2022 | Ordered | Sue McCabe | AllParts Medical |  |  | Next Day | Sue McCabe | MATERIAL | Ordered | 453561490122 | EKG Trunk cable | 3 | 0 | 115.6 | South Florida Baptist Hospital | SFBH
106734 | 08/08/2022 08:26 AM | poc Mike Triana | 08/08/2022 08:26 AM | Two Day | Sue McCabe | Mary Emery | John Richardson | 755004984-0-CES | 08/09/2022 | Ordered | Sue McCabe | Biomedical Repair & Consulting |  |  | Two Day | Sue McCabe | MATERIAL | Ordered | MP100R | Tele Server | 2 | 0 | 3500 | South Florida Baptist Hospital | SFBH
106736 | 08/08/2022 09:25 AM | Onsite vendor repair | 08/08/2022 09:25 AM | On Site | Sue McCabe | Victor LaFoucade | John Richardson | 726007792-0-CES | 08/08/2022 | Ordered | Sue McCabe | Philips Healthcare |  |  | On Site | Sue McCabe | MATERIAL | Open | 453561512761 | RP Blower Assy. V60 | 1 | 0 | 972 | Winter Haven Hospital | WHH | WHH-Respiratory Care Services
106888 | 08/16/2022 02:16 PM | Onsite Surgical Light Repair Sonny was the POC | 08/16/2022 02:16 PM | On Site | Sue McCabe | Gary Maultsby | John Richardson | 726007802-0-CES | 08/16/2022 | Ordered | Sue McCabe | STERIS Corp |  |  | On Site | Sue McCabe | MATERIAL | Open | T129389300 | Refurb LED module repair | 1 | 0 | 1193.51 | Bartow Regional Medical Center | BRMC
106888 | 08/16/2022 02:16 PM | Onsite Surgical Light Repair Sonny was the POC | 08/16/2022 02:16 PM | On Site | Sue McCabe | Gary Maultsby | John Richardson | 726007802-0-CES | 08/16/2022 | Ordered | Sue McCabe | STERIS Corp |  |  | On Site | Sue McCabe | MATERIAL | Open | SHIPPING | Expedite charge | 1 | 0 | 73.17 | Bartow Regional Medical Center | BRMC
106917 | 08/17/2022 05:37 PM | POC Joe | 08/17/2022 05:37 PM | Next Day | Sue McCabe | Thomas Odaris | Dwayne Wilcox | 755004990-0-CES | 08/18/2022 | Ordered | Sue McCabe | Probo Medical LLC |  |  | Next Day | Sue McCabe | MATERIAL | Ordered | X5-1 | Epiq Exchange | 1 | 0 | 8500 | South Florida Baptist Hospital | SFBH
106934 | 08/18/2022 02:18 PM | telemetry transmitter exchange POC = Daisy Morales Bill to Swann 5 -6100/12522 Cardiac Surgery GL 730950 | 08/18/2022 02:18 PM | Two Day | Sue McCabe | John Richardson | John Richardson | 726007870-0-CES | 09/13/2022 | Received | Sue McCabe | USOC Bio-Medical Services |  |  | Two Day | Sue McCabe | MATERIAL | Partial | USOCMX40S02 | Philips MX40 Telemetry with SP02 | 3 | 3 | 3595 | Winter Haven Hospital | WHH | WHH-Clinical Engineering Services
106945 | 08/19/2022 07:03 AM | Vendor T & M Repair Quality Biomedical Customer Service provided the quote | 08/19/2022 07:03 AM | Ground | Sue McCabe | Gary Maultsby | John Richardson | 726007810-0-CES | 08/19/2022 | Ordered | Sue McCabe | Quality Biomedical |  |  | Ground | Sue McCabe | MATERIAL | Ordered | RE-19584 | Main PCB, Stellar 150 Type 2 | 1 | 0 | 395.35 | Bartow Regional Medical Center | BRMC
106945 | 08/19/2022 07:03 AM | Vendor T & M Repair Quality Biomedical Customer Service provided the quote | 08/19/2022 07:03 AM | Ground | Sue McCabe | Gary Maultsby | John Richardson | 726007810-0-CES | 08/19/2022 | Ordered | Sue McCabe | Quality Biomedical |  |  | Ground | Sue McCabe | MATERIAL | Ordered | RE-19520 | Battery W/Case, Stellar | 1 | 0 | 140.75 | Bartow Regional Medical Center | BRMC
106945 | 08/19/2022 07:03 AM | Vendor T & M Repair Quality Biomedical Customer Service provided the quote | 08/19/2022 07:03 AM | Ground | Sue McCabe | Gary Maultsby | John Richardson | 726007810-0-CES | 08/19/2022 | Ordered | Sue McCabe | Quality Biomedical |  |  | Ground | Sue McCabe | MATERIAL | Ordered | QM-101 | Miscellaneous Parts & Supplies (QMS) | 1 | 0 | 4.95 | Bartow Regional Medical Center | BRMC
106952 | 08/19/2022 11:59 AM | Please order for Saturday delivery to Jorge Hernandez 283 Hernando Rd Winter Haven, Fl 33884 | 08/19/2022 11:59 AM | Saturday Delivery 1st AM | Sue McCabe | Jorge Hernandez | John Richardson | 726007812-0-CES | 08/19/2022 | Ordered | Sue McCabe | GE Healthcare (OEC ONLY) |  |  | Saturday Delivery 1st AM | Sue McCabe | MATERIAL | Ordered | 5406092-01 | Battery Charger PCB Blue | 1 | 0 | 2298.75 | Winter Haven Hospital | WHH | WHH-Radiology Services
106981 | 08/22/2022 11:35 AM | OEM required to service bed | 08/22/2022 11:35 AM | On Site | Sue McCabe | Robert Cyr | John Richardson | 726007815-0-CES | 08/22/2022 | Ordered | Sue McCabe | Stryker Medical Div Stryker Co |  |  | On Site | Sue McCabe | MATERIAL | Open | 3005300808 | Signal Coil cord | 1 | 0 | 195 | Bartow Regional Medical Center | BRMC
106981 | 08/22/2022 11:35 AM | OEM required to service bed | 08/22/2022 11:35 AM | On Site | Sue McCabe | Robert Cyr | John Richardson | 726007815-0-CES | 08/22/2022 | Ordered | Sue McCabe | Stryker Medical Div Stryker Co |  |  | On Site | Sue McCabe | MATERIAL | Open | 3005408900 | CPU BOARD | 1 | 0 | 629 | Bartow Regional Medical Center | BRMC
107007 | 08/23/2022 03:01 PM | Vendor T&M repair, Gantry error while trying to move axis | 08/23/2022 03:01 PM | On Site | Sue McCabe | Jorge Hernandez | John Richardson | 755004992-0-CES | 08/23/2022 | Ordered | Sue McCabe | GE Precision Healthcare LLC |  |  | On Site | Sue McCabe | MATERIAL | Open | 5781534 | Telescope Motor Assy | 1 | 0 | 8253 | South Florida Baptist Hospital | SFBH
107007 | 08/23/2022 03:01 PM | Vendor T&M repair, Gantry error while trying to move axis | 08/23/2022 03:01 PM | On Site | Sue McCabe | Jorge Hernandez | John Richardson | 755004992-0-CES | 08/23/2022 | Ordered | Sue McCabe | GE Precision Healthcare LLC |  |  | On Site | Sue McCabe | MATERIAL | Open | SHIPPING | Expedite charge | 1 | 0 | 102 | South Florida Baptist Hospital | SFBH
107084 | 08/28/2022 08:47 AM | POC Vendor: website Quote Number: na POC Site: Sheri C Site Info: BMG-Suncoast MC Dermatology BMG ship to address: BayCare Health System Attn:Andrew Wright Clinical Engineering MS 1055 2995 Drew Street Clearwater, FL 33759 | 08/28/2022 08:47 AM | Ground | Sue McCabe | Andrew Wright | Dwayne Wilcox | 200026241 | 08/29/2022 | Ordered | Sue McCabe | PartsSource |  |  | Ground | Sue McCabe | MATERIAL | Ordered | A901 | 3 button handpiece, disposable | 2 | 0 | 100.9 | Bartow Regional Medical Center | BMG
107127 | 08/30/2022 01:04 PM | poc Amazon P-card | 08/30/2022 01:04 PM | Two Day | Brenda Kans | Mary Emery | John Richardson | PCARD 107127 | 08/30/2022 | Ordered | Brenda Kans | Amazon.com |  |  | Two Day | Brenda Kans | MATERIAL | Ordered | GOFANCOHDMIOVERIPEXTENDER | HDMI extension | 3 | 0 | 109.99 | South Florida Baptist Hospital | SFBH
107127 | 08/30/2022 01:04 PM | poc Amazon P-card | 08/30/2022 01:04 PM | Two Day | Brenda Kans | Mary Emery | John Richardson | PCARD 107127 | 08/30/2022 | Ordered | Brenda Kans | Amazon.com |  |  | Two Day | Brenda Kans | MATERIAL | Ordered | DVITOHDMIMALE241PIMTODUALHDMIFEMALE | video converter | 2 | 0 | 7.99 | South Florida Baptist Hospital | SFBH
107127 | 08/30/2022 01:04 PM | poc Amazon P-card | 08/30/2022 01:04 PM | Two Day | Brenda Kans | Mary Emery | John Richardson | PCARD 107127 | 08/30/2022 | Ordered | Brenda Kans | Amazon.com |  |  | Two Day | Brenda Kans | MATERIAL | Ordered | AMAZONBASICSHIGHSPEEDHDMICABLE10FEE | HDMI Cable | 2 | 0 | 18.34 | South Florida Baptist Hospital | SFBH
107163 | 08/31/2022 03:12 PM | PO Only, Do Not Order PO for GE FSR 1-545395544413 **Email PO To Jonathan.Breidenbach@GE.com>** Bill to GL 0101-34000 730950 per approval by Sandra Moran. | 08/31/2022 03:12 PM | On Site | Brenda Kans | Jorge Hernandez | John Richardson | 726007763-0-CES | 08/31/2022 | Ordered | Brenda Kans | GE Precision Healthcare LLC |  |  | On Site | Brenda Kans | MATERIAL | Ordered | 5389155 | FlashPad Tether with Plug Asm, 4m | 1 | 0 | 2800 | Bartow Regional Medical Center | BRMC
107188 | 09/01/2022 01:14 PM | Needed for Vendor Bench Repair. Le'Vonce ws the POC | 09/01/2022 01:14 PM | Ground | Sue McCabe | Gary Maultsby | John Richardson | 726007854-0-CES | 09/01/2022 | Ordered | Sue McCabe | Fisher & Paykel Healthcare Inc |  |  | Ground | Sue McCabe | MATERIAL | Ordered | 900MR990 | MR850 PCB Assembly | 1 | 0 | 609 | Bartow Regional Medical Center | BRMC
107203 | 09/02/2022 11:58 AM | Servo I re-certification POC Cheryl Garrick / Kathy Mentor | 09/02/2022 11:58 AM | On Site | Sue McCabe | John Richardson | John Richardson | 726007858-0-CES | 09/02/2022 | Ordered | Sue McCabe | Getinge USA Inc |  |  | On Site | Sue McCabe | MATERIAL | Ordered | TRAINING | Training | 1 | 0 | 2812.5 | Bartow Regional Medical Center | BRMC
107265 | 09/07/2022 01:58 PM | replacement transmitters Code to -6100/12154 GL# 730950 - Cardiovascular tele (SWANN 6) POC= Daisy Morales | 09/07/2022 08:00 AM | On Site | Sue McCabe | John Richardson | John Richardson | 726007899-0-CES | 10/07/2022 | Ordered | Sue McCabe | USOC Bio-Medical Services |  |  | On Site | Sue McCabe | MATERIAL | Ordered | USOCMX40S02 | Philips MX40 Telemetry with SP02 | 2 | 0 | 3795 | Winter Haven Hospital | WHH | WHH-Clinical Engineering Services
107265 | 09/07/2022 01:58 PM | replacement transmitters Code to -6100/12154 GL# 730950 - Cardiovascular tele (SWANN 6) POC= Daisy Morales | 09/07/2022 08:00 AM | On Site | Sue McCabe | John Richardson | John Richardson | 726007899-0-CES | 10/07/2022 | Ordered | Sue McCabe | USOC Bio-Medical Services |  |  | On Site | Sue McCabe | MATERIAL | Ordered | USOC1851S | 5 lead pin | 2 | 0 | 85 | Winter Haven Hospital | WHH | WHH-Clinical Engineering Services
107327 | 09/12/2022 02:31 PM | Basket, Pole Clamps and backing plates parts order | 09/12/2022 02:31 PM | Two Day | Brenda Kans | Gary Maultsby | John Richardson | 726007766-0--CE | 09/12/2022 | Ordered | Brenda Kans | Integrity Medical Products Inc |  |  | Two Day | Brenda Kans | MATERIAL | Ordered | AA-180907-DW | Basket | 1 | 0 | 98 | Bartow Regional Medical Center | BRMC
107327 | 09/12/2022 02:31 PM | Basket, Pole Clamps and backing plates parts order | 09/12/2022 02:31 PM | Two Day | Brenda Kans | Gary Maultsby | John Richardson | 726007766-0--CE | 09/12/2022 | Ordered | Brenda Kans | Integrity Medical Products Inc |  |  | Two Day | Brenda Kans | MATERIAL | Ordered | DO-SM04-735-UC | Pole Clamp | 1 | 0 | 89 | Bartow Regional Medical Center | BRMC
107327 | 09/12/2022 02:31 PM | Basket, Pole Clamps and backing plates parts order | 09/12/2022 02:31 PM | Two Day | Brenda Kans | Gary Maultsby | John Richardson | 726007766-0--CE | 09/12/2022 | Ordered | Brenda Kans | Integrity Medical Products Inc |  |  | Two Day | Brenda Kans | MATERIAL | Ordered | DO-BKGPLT | Backing Plate | 1 | 0 | 15.3 | Bartow Regional Medical Center | BRMC
107390 | 09/15/2022 10:38 AM | POC Joe | 09/15/2022 10:38 AM | Next Day AM | Brenda Kans | Thomas Odaris | Dwayne Wilcox | 755004907-0-CES | 09/15/2022 | Ordered | Brenda Kans | Probo Medical LLC |  |  | Next Day AM | Brenda Kans | MATERIAL | Ordered | C1-6-D | Transducer loaner/Exchange | 1 | 0 | 0 | South Florida Baptist Hospital | SFBH
107436 | 09/16/2022 02:25 PM | unit loses power after 2.5 hours and the battery was replaced within the year. Please send the power supply to SAH-Attn-DM, 1200 7th ave n, st. pete, fl 33705 | 09/16/2022 02:25 PM | Ground | Brenda Kans | Derrick Modest | Dwayne Wilcox | 200026260 | 09/16/2022 | Received | Brenda Kans | PartsSource |  |  | Ground | Brenda Kans | MATERIAL | Partial | 6131-P | Battery Welch Allyn Spot | 1 | 1 | 15 | Bartow Regional Medical Center | BMG
107500 | 09/20/2022 03:17 PM | Physical Damage Charge to GL 6100-21100-731050 per Linda Riner-Mizell Vendor POC michael.douglas@choicemedical.com | 09/20/2022 03:17 PM | On Site | Brenda Kans | Jorge Hernandez | John Richardson | 726007836-0-CES | 03/27/2022 | Ordered | Brenda Kans | Choice Medical Systems Inc |  |  | On Site | Brenda Kans | MATERIAL | Ordered | TOUCHSCREEN | Touchscreen | 1 | 0 | 3000 | Winter Haven Hospital | WHH | WHH-SURGERY
107504 | 09/21/2022 08:27 AM | poc Larry Gardinal | 09/21/2022 08:27 AM | Ground | Sue McCabe | George Rivera | John Richardson | 755005023-0-CES | 09/21/2022 | Ordered | Sue McCabe | Integrity Medical Products Inc |  |  | Ground | Sue McCabe | MATERIAL | Ordered | AU-HD-36-24-69 | GE NIBP hose | 10 | 0 | 48 | South Florida Baptist Hospital | SFBH
107504 | 09/21/2022 08:27 AM | poc Larry Gardinal | 09/21/2022 08:27 AM | Ground | Sue McCabe | George Rivera | John Richardson | 755005023-0-CES | 09/21/2022 | Ordered | Sue McCabe | Integrity Medical Products Inc |  |  | Ground | Sue McCabe | MATERIAL | Ordered | AU-HD-15-41-69 | Welch Allyn NIBP hose | 10 | 0 | 45 | South Florida Baptist Hospital | SFBH
107504 | 09/21/2022 08:27 AM | poc Larry Gardinal | 09/21/2022 08:27 AM | Ground | Sue McCabe | George Rivera | John Richardson | 755005023-0-CES | 09/21/2022 | Ordered | Sue McCabe | Integrity Medical Products Inc |  |  | Ground | Sue McCabe | MATERIAL | Ordered | AU-MQB5-90P | ECG lead wire set | 5 | 0 | 56 | South Florida Baptist Hospital | SFBH
107592 | 09/27/2022 08:39 AM | temp probe frayed Please ship the part to SAH-Attn CE- Derrick l. modest, 1200 7th ave n, st pete, fl 33705 | 09/27/2022 08:39 AM | Ground | Sue McCabe | Derrick Modest | Dwayne Wilcox | 721015693-0-CES | 09/27/2022 | Ordered | Sue McCabe | PartsSource |  |  | Ground | Sue McCabe | MATERIAL | Ordered | 02678-100 | Sure Temp Probe | 1 | 0 | 104.67 | Bartow Regional Medical Center | BMG
107620 | 09/30/2022 02:21 PM | poc Cindy Roscow | 09/30/2022 02:21 PM | Ground | Sue McCabe | Mary Emery | John Richardson | 755005029-0-CES | 09/30/2022 | Ordered | Sue McCabe | Southeastern Biomedical Associ |  |  | Ground | Sue McCabe | MATERIAL | Ordered | PROSIM4 | Patient Simulator | 1 | 0 | 4405 | South Florida Baptist Hospital | SFBH
107621 | 09/30/2022 02:26 PM | poc Cindy Roscow | 09/30/2022 02:26 PM | Ground | Sue McCabe | Mary Emery | John Richardson | 755005028-0-CES | 09/30/2022 | Ordered | Sue McCabe | Southeastern Biomedical Associ |  |  | Ground | Sue McCabe | MATERIAL | Ordered | PS4ACCKIT | Accessory Kit | 1 | 0 | 1770 | South Florida Baptist Hospital | SFBH
107621 | 09/30/2022 02:26 PM | poc Cindy Roscow | 09/30/2022 02:26 PM | Ground | Sue McCabe | Mary Emery | John Richardson | 755005028-0-CES | 09/30/2022 | Ordered | Sue McCabe | Southeastern Biomedical Associ |  |  | Ground | Sue McCabe | MATERIAL | Ordered | SPOTLIGHT | SPO2 Tester | 1 | 0 | 2720 | South Florida Baptist Hospital | SFBH
107635 | 10/03/2022 11:52 AM | Expedited shipping and OT to install | 10/03/2022 11:52 AM | On Site | Sue McCabe | John Richardson | John Richardson | 726007883-0-CES | 10/03/2022 | Ordered | Sue McCabe | Siemens Medical Solutions USA |  |  | On Site | Sue McCabe | MATERIAL | Ordered | SHIPPING | Expedite charge | 1 | 0 | 2500 | Winter Haven Hospital | WHH | WHH-Radiology Services
107700 | 10/05/2022 03:21 PM | poc BD Carefusion cust. service | 10/05/2022 03:21 PM | Ground | Brenda Kans | Mary Emery | John Richardson | 755004909--CES | 10/05/2022 | Ordered | Brenda Kans | CareFusion Alaris |  |  | Ground | Brenda Kans | MATERIAL | Ordered | BATTERYKIT | Assy Batt Pack, Alaris, NIM Grey | 220 | 0 | 58.75 | South Florida Baptist Hospital | SFBH
107711 | 10/06/2022 11:07 AM | poc Sarah Bartlett | 10/06/2022 11:07 AM | Two Day | Sue McCabe | George Rivera | Mary Emery | 755005043-0-CES | 10/06/2022 | Ordered | Sue McCabe | Vyaire Medical Inc |  |  | Two Day | Sue McCabe | MATERIAL | Ordered | 2089797-002 | 12 lead ECG set | 1 | 0 | 162.1 | South Florida Baptist Hospital | SFBH
107730 | 10/07/2022 09:09 AM | poc Larry Gardinal | 10/07/2022 09:09 AM | Ground | Sue McCabe | Mary Emery | John Richardson | 755005044-0-CES | 10/07/2022 | Ordered | Sue McCabe | Integrity Medical Products Inc |  |  | Ground | Sue McCabe | MATERIAL | Ordered | CU-A2909-088DJM | Pillow Speaker for Smart TV | 15 | 0 | 169.95 | South Florida Baptist Hospital | SFBH
107730 | 10/07/2022 09:09 AM | poc Larry Gardinal | 10/07/2022 09:09 AM | Ground | Sue McCabe | Mary Emery | John Richardson | 755005044-0-CES | 10/07/2022 | Ordered | Sue McCabe | Integrity Medical Products Inc |  |  | Ground | Sue McCabe | MATERIAL | Ordered | CU-C2901-088 | Replacement Pillow Speaker Cord | 20 | 0 | 38.95 | South Florida Baptist Hospital | SFBH
107801 | 10/12/2022 12:47 AM | Part number identified/quoted/available by Philips but is not orderable through Partsource. Allparts(Philips) quote 0954988-2 | 10/12/2022 12:47 AM | Ground | Brenda Kans | Jorge Hernandez | John Richardson | 726007829-0-CES | 10/13/2022 | Ordered | Brenda Kans | AllParts Medical |  |  | Ground | Brenda Kans | MATERIAL | Ordered | 453561887401 | Wirless adapter | 1 | 0 | 306.6 | Winter Haven Hospital | WHH | WHH-Non Invasive Cardiology
107819 | 10/13/2022 10:21 AM | In stock with OEC. Partsouce claims indefinite backorder. POC Brad Dombroski. Email PO to Bradley.Dombroski@med.ge.com | 10/13/2022 10:21 AM | Ground | Sonja Wiesenberger | Jorge Hernandez | John Richardson | 726007906-0-CES | 10/13/2022 | Ordered | Sonja Wiesenberger | GE Healthcare (OEC ONLY) |  |  | Ground | Sonja Wiesenberger | MATERIAL | Ordered | 5371033FS | Interconnect Cable Receptacle Asm | 1 | 0 | 2621.25 | Winter Haven Hospital | WHH | WHH-SURGERY
107871 | 10/17/2022 02:39 PM | Battery trays needed. Receiving repeat failure with product received from PartSource. | 10/17/2022 02:39 PM | Ground | Sue McCabe | Brian Pruiett | John Richardson | 726007910-0-CES | 10/17/2022 | Ordered | Sue McCabe | Philips Healthcare |  |  | Ground | Sue McCabe | MATERIAL | Ordered | 989803174891 | battery tray 3 pack | 6 | 0 | 146.16 | Winter Haven Hospital | WHH | WHH-Clinical Engineering Services
108006 | 10/26/2022 01:29 PM | Ground POC Jason | 10/26/2022 01:29 PM | Ground | Sue McCabe | George Rivera | John Richardson | 755005048-0-CES | 10/26/2022 | Ordered | Sue McCabe | Stryker Communications Div Str |  |  | Ground | Sue McCabe | MATERIAL | Ordered | 0682000095 | Knuckle cover | 1 | 0 | 180.39 | South Florida Baptist Hospital | SFBH
108021 | 10/26/2022 03:37 PM | poc Sylvia Partssource does not have OEM part, ordering from BD | 10/26/2022 03:37 PM | Ground | Brenda Kans | Mary Emery | John Richardson | 755004995-0-CES | 10/26/2022 | Ordered | Brenda Kans | CareFusion Alaris |  |  | Ground | Brenda Kans | MATERIAL | Ordered | 49000447 | Alaris 8100 Door Latch Assembly | 20 | 0 | 60.84 | South Florida Baptist Hospital | SFBH
108058 | 10/28/2022 09:52 AM | system intermittently flat line and the site manager request a complete new site due to multiple calls for the same issue- Please ship the parts to SAH-CE-Derrick L. Modest, 1200 7th ave north, st. pete, fl 33705 | 10/28/2022 09:52 AM | Ground | Sue McCabe | Derrick Modest | Dwayne Wilcox | 200026292 | 10/28/2022 | Ordered | Sue McCabe | PartsSource |  |  | Ground | Sue McCabe | MATERIAL | Ordered | 2056813-010 | CLEAR TAB SNAP SURELOCK ECG ADAPTER CLIP | 1 | 0 | 38.73 | Bartow Regional Medical Center | BMG
108061 | 10/28/2022 01:23 PM | Vendor replacement purchase | 10/28/2022 01:23 PM | Next Day | Sue McCabe | Victor LaFoucade | John Richardson | 726007933-0-CES | 10/28/2022 | Ordered | Sue McCabe | GE Healthcare (OEC ONLY) |  |  | Next Day | Sue McCabe | MATERIAL | Ordered | M1091607 | Blender | 6 | 0 | 0 | Winter Haven Hospital | WHH | WHH-RMC-OB
108131 | 11/02/2022 10:25 AM | OEM Battery Flex-3S3P 11.1V 18650 LI-Ion SMBUS replacement battery. Item No. 2036984-001 REQUEST INCOMPLETE, MISSING $$. Emailed JRR 11/7/22 BKK **Purchase request correct***JR Equivalent Part : M1168356 , M1168356 Condition New Product Category Patient Monitoring Manufacturer GE Healthcare Vendor GE Medical Systems Information Technologies Warranty 120 Days Purchase Type Outright | 11/02/2022 10:25 AM | Next Day | Sue McCabe | Victor LaFoucade | John Richardson | 726007969-0-CES | 11/10/2022 | Ordered | Sue McCabe | GE Healthcare IT (BIOMED ONLY) |  |  | Next Day | Sue McCabe | MATERIAL | Ordered | 2036984-001 | b650 battery | 10 | 0 | 552.42 | Winter Haven Hospital | WHH | WHW-NEONATAL INTENSIVE CARE(NICU)
108132 | 11/02/2022 11:04 AM | Probe repair w/loaner. L12-3, SN B1CBNL, SRN 45170 ** MISSING LOANER LINE ON REQUEST/ ONSITE???? 11/7/22 EMAILED JRR & Jorge. Email PO to apienciak@acertaralabs.com & zpike@acertaralabs.com | 11/02/2022 11:04 AM | On Site | Sue McCabe | Jorge Hernandez | John Richardson | 726007959-0-CES | 11/08/2022 | Ordered | Sue McCabe | Acertara Acoustic Laboratories |  |  | On Site | Sue McCabe | MATERIAL | Ordered | LOANER | Transducer | 1 | 0 | 0 | Winter Haven Hospital | WHH | WHH-RMC Radiology
108153 | 11/02/2022 04:55 PM | Need inspection tags, See attached quote. John Woodbury John@CopySolutionsInc.com | 11/02/2022 04:55 PM | Ground | Sue McCabe | Brian Pruiett | John Richardson | 726007950-0-CES | 11/03/2022 | Ordered | Sue McCabe | Copy Solutions, Inc |  |  | Ground | Sue McCabe | MATERIAL | Ordered | INSPECTIONLABEL | 4/3 Green insp label | 2000 | 0 | 0.5 | Winter Haven Hospital | WHH | WHH-Clinical Engineering Services
108179 | 11/03/2022 02:22 PM | Replacement batteries 5450061-2 SID LS8503304 Email order to gehcparts@ghxgfax.com Bill to GL 5105-33900 per Carletta Riyahi ** THIS REQUIRES MANAGER'S APPROVAL TO CHARGE DEPARTMENT** | 11/03/2022 02:22 PM | Ground | Sue McCabe | Jorge Hernandez | John Richardson | 755005057-0-CES | 11/04/2022 | Ordered | Sue McCabe | GE Precision Healthcare LLC |  |  | Ground | Sue McCabe | MATERIAL | Ordered | 5450061-2 | Polaris-Maru Battery Pack | 8 | 0 | 609.75 | South Florida Baptist Hospital | SFBH
108193 | 11/04/2022 10:57 AM | Needed for the repair of an endoscope washer Tim Lake was the POC Parts do not be ordered. The FSE will bring the parts onsite | 11/04/2022 10:57 AM | On Site | Sue McCabe | Gary Maultsby | John Richardson | 726007955-0-CES | 11/04/2022 | Ordered | Sue McCabe | Olympus America Inc |  |  | On Site | Sue McCabe | MATERIAL | Ordered | GT836300 | Warning Label | 1 | 0 | 2.8 | Bartow Regional Medical Center | BRMC
108193 | 11/04/2022 10:57 AM | Needed for the repair of an endoscope washer Tim Lake was the POC Parts do not be ordered. The FSE will bring the parts onsite | 11/04/2022 10:57 AM | On Site | Sue McCabe | Gary Maultsby | John Richardson | 726007955-0-CES | 11/04/2022 | Ordered | Sue McCabe | Olympus America Inc |  |  | On Site | Sue McCabe | MATERIAL | Ordered | RU729600 | TOP COVER E UNIT OER-PRO | 1 | 0 | 173.7 | Bartow Regional Medical Center | BRMC
108221 | 11/07/2022 02:02 PM | Urgent Vendor Replacement Parts | 11/07/2022 02:02 PM | Next Day | Sue McCabe | Victor LaFoucade | John Richardson | 726008109-0-CES | 02/01/2023 | Received | Sue McCabe | CareFusion Alaris |  |  | Next Day | Sue McCabe | MATERIAL | Partial | 49000355 | Air in Line Sensor | 4 | 4 | 314.48 | Winter Haven Hospital | WHH | WHH-Clinical Engineering Services
108221 | 11/07/2022 02:02 PM | Urgent Vendor Replacement Parts | 11/07/2022 02:02 PM | Next Day | Sue McCabe | Victor LaFoucade | John Richardson | 726008109-0-CES | 02/01/2023 | Received | Sue McCabe | CareFusion Alaris |  |  | Next Day | Sue McCabe | MATERIAL | Partial | 49000501 | Case Rear, Assembly,Pump Module, Model 8100 | 10 | 10 | 112.6 | Winter Haven Hospital | WHH | WHH-Clinical Engineering Services
108221 | 11/07/2022 02:02 PM | Urgent Vendor Replacement Parts | 11/07/2022 02:02 PM | Next Day | Sue McCabe | Victor LaFoucade | John Richardson | 726008109-0-CES | 02/01/2023 | Received | Sue McCabe | CareFusion Alaris |  |  | Next Day | Sue McCabe | MATERIAL | Partial | 49000540 | Pressure Sensor, LVP 8100 Alaris | 20 | 0 | 133.84 | Winter Haven Hospital | WHH | WHH-Clinical Engineering Services
108221 | 11/07/2022 02:02 PM | Urgent Vendor Replacement Parts | 11/07/2022 02:02 PM | Next Day | Sue McCabe | Victor LaFoucade | John Richardson | 726008109-0-CES | 02/01/2023 | Received | Sue McCabe | CareFusion Alaris |  |  | Next Day | Sue McCabe | MATERIAL | Partial | 49000346 | 8100 front case keypad, w/door latch assy | 30 | 30 | 265.91 | Winter Haven Hospital | WHH | WHH-Clinical Engineering Services
108221 | 11/07/2022 02:02 PM | Urgent Vendor Replacement Parts | 11/07/2022 02:02 PM | Next Day | Sue McCabe | Victor LaFoucade | John Richardson | 726008109-0-CES | 02/01/2023 | Received | Sue McCabe | CareFusion Alaris |  |  | Next Day | Sue McCabe | MATERIAL | Partial | 980-1015-1 | Wrap Assembly, Power Cord | 20 | 20 | 7.23 | Winter Haven Hospital | WHH | WHH-Clinical Engineering Services
108242 | 11/08/2022 11:54 AM | Bill to GL 6100-33900-731050. Approved by Toby Edwards, Manager - Imaging Services. Email Po to OnDemandOrders.fax@GE.com | 11/08/2022 11:54 AM | Ground | Sue McCabe | Jorge Hernandez | Dwayne Wilcox | 726007966-0-CES | 11/08/2022 | Ordered | Sue McCabe | GE Precision Healthcare LLC |  |  | Ground | Sue McCabe | MATERIAL | Ordered | 5450061-2 | Polaris-Maru Battery Pack | 4 | 0 | 609.75 | Winter Haven Hospital | WHH | WHH-Radiology Services
108294 | 11/10/2022 02:02 PM | Probe Repair with loaner IC5-9-D for Logiq S8 probe s/n 698496WX7 Issue: lens repair Email PO to Anne Pienciak <apienciak@acertaralabs.com> Ship to: South Florida Baptist Hospital Attn: CES/Mary Emery 301 N Alexander St Plant City, FL 33563 | 11/10/2022 02:02 PM | Two Day | Sue McCabe | Jorge Hernandez | John Richardson | 755005061-0-CES | 11/10/2022 | Ordered | Sue McCabe | Acertara Acoustic Laboratories |  |  | Two Day | Sue McCabe | MATERIAL | Ordered | LOANER | Ultrasound Probe | 1 | 0 | 0 | South Florida Baptist Hospital | SFBH
108429 | 11/17/2022 04:32 PM | Probe evaluation with loaner 9L-D / Ref 5194432 s/n 200454wp7 Ship to South Florida Baptist Hospital ATTN CES/Mary Emery 301 North Alexander St Plant City, FL 33563 Send PO Anne Pienciak <apienciak@acertaralabs.com> | 11/17/2022 04:32 PM | Ground | Sue McCabe | Jorge Hernandez | John Richardson | 755005063-0-CES | 11/18/2022 | Ordered | Sue McCabe | Acertara Acoustic Laboratories |  |  | Ground | Sue McCabe | MATERIAL | Ordered | LOANER | Ultrasound probe | 1 | 0 | 1 | Winter Haven Hospital | SFBH
108453 | 11/21/2022 10:04 AM | poc cust service | 11/21/2022 10:04 AM | Ground | Sue McCabe | Mary Emery | John Richardson | 755005064-0-CES | 11/21/2022 | Ordered | Sue McCabe | CareFusion Alaris |  |  | Ground | Sue McCabe | MATERIAL | Ordered | 49000250 | kit pivot latch 8100 | 10 | 0 | 5.2 | South Florida Baptist Hospital | SFBH
108453 | 11/21/2022 10:04 AM | poc cust service | 11/21/2022 10:04 AM | Ground | Sue McCabe | Mary Emery | John Richardson | 755005064-0-CES | 11/21/2022 | Ordered | Sue McCabe | CareFusion Alaris |  |  | Ground | Sue McCabe | MATERIAL | Ordered | 49000447 | Alaris 8100 Door Latch Assembly | 10 | 0 | 60.84 | South Florida Baptist Hospital | SFBH
108560 | 11/29/2022 03:20 PM | poc Ricky | 11/29/2022 03:20 PM | Two Day | Brenda Kans | Germaine Kinder | John Richardson | 755004996-0-CES | 11/29/2022 | Ordered | Brenda Kans | CareFusion Alaris |  |  | Two Day | Brenda Kans | MATERIAL | Ordered | 49000346 | 8100 front case keypad, w/door latch assy | 5 | 0 | 265.11 | South Florida Baptist Hospital | SFBH
108560 | 11/29/2022 03:20 PM | poc Ricky | 11/29/2022 03:20 PM | Two Day | Brenda Kans | Germaine Kinder | John Richardson | 755004996-0-CES | 11/29/2022 | Ordered | Brenda Kans | CareFusion Alaris |  |  | Two Day | Brenda Kans | MATERIAL | Ordered | 49000386 | 8100 Tan Rear Case | 10 | 0 | 112.6 | South Florida Baptist Hospital | SFBH
108560 | 11/29/2022 03:20 PM | poc Ricky | 11/29/2022 03:20 PM | Two Day | Brenda Kans | Germaine Kinder | John Richardson | 755004996-0-CES | 11/29/2022 | Ordered | Brenda Kans | CareFusion Alaris |  |  | Two Day | Brenda Kans | MATERIAL | Ordered | 49000459 | Rear case | 10 | 0 | 141.6 | South Florida Baptist Hospital | SFBH
108604 | 12/01/2022 01:48 PM | poc Matt Denis P card order please. | 12/01/2022 01:48 PM | Ground | Brenda Kans | Mary Emery | John Richardson | PCARD 108604 | 12/01/2022 | Ordered | Brenda Kans | MAXIM Medical Services |  |  | Ground | Brenda Kans | MATERIAL | Ordered | LH01NS1633-U | Light Head | 1 | 0 | 500 | South Florida Baptist Hospital | SFBH
108648 | 12/05/2022 02:40 PM | Responder Enhanced Single Patient Stations needed to replenish stock | 12/05/2022 02:40 PM | Ground | Sue McCabe | Gary Maultsby | John Richardson | 726008003-0-CES | 12/05/2022 | Ordered | Sue McCabe | Rauland-Borg Inc |  |  | Ground | Sue McCabe | MATERIAL | Ordered | 353001 | STATION PATIENT SINGLE ENHANCED | 6 | 0 | 423.44 | Bartow Regional Medical Center | BRMC
108720 | 12/08/2022 01:15 PM | Needed for Vendor T & M PM Offsite Loaner APC2 Michael was the POC | 12/08/2022 01:15 PM | Ground | Sue McCabe | Gary Maultsby | John Richardson | 726008010-0-CES | 12/08/2022 | Ordered | Sue McCabe | ERBE USA Inc |  |  | Ground | Sue McCabe | MATERIAL | Ordered | LOANER | APC2 | 1 | 0 | 195 | Bartow Regional Medical Center | BRMC
108731 | 12/09/2022 08:39 AM | poc | 12/09/2022 08:39 AM | Ground | Brenda Kans | George Rivera | Mary Emery | 755004999-0-CES | 12/09/2022 | Ordered | Brenda Kans | CareStream Medical Ltd |  |  | Ground | Brenda Kans | MATERIAL | Ordered | CMI-01R001010-B | Oxygen Regulator Pro-Nox | 1 | 0 | 182 | South Florida Baptist Hospital | SFBH
108766 | 12/12/2022 02:59 PM | Approved by JR. Needed for critical equipment in Endoscopy Olympus customer care was the POC | 12/12/2022 02:59 PM | Two Day | Brenda Kans | Gary Maultsby | John Richardson | 726007844-0-CES | 12/12/2022 | Ordered | Brenda Kans | Olympus America Inc |  |  | Two Day | Brenda Kans | MATERIAL | Ordered | MAJ-1817 | Lamp, Xenon Bulb Olympus CLV-190 | 2 | 0 | 722.4 | Bartow Regional Medical Center | BRMC
108784 | 12/13/2022 11:26 AM | BD OEM parts required best practice ordering from manufacturer. B/O from PS. Ordering direct. OK per J.R. Richardson | 12/13/2022 11:26 AM | Ground | Sue McCabe | Colin Clark | John Richardson | 726008031-0-CES | 12/15/2022 | Ordered | Sue McCabe | CareFusion Alaris |  |  | Ground | Sue McCabe | MATERIAL | Ordered | 49000540 | Pressure Sensor, LVP 8100 Alaris | 30 | 0 | 133.84 | Winter Haven Hospital | WHH | WHH-Clinical Engineering Services
108846 | 12/15/2022 08:15 PM | Parasol and RN cords for ICU Code to 6100-13110-730950 per Director of CV | 12/15/2022 08:15 PM | On Site | Sue McCabe | John Richardson | John Richardson | 726008034-0-CES | 12/16/2022 | Ordered | Sue McCabe | Tacy Medical |  |  | On Site | Sue McCabe | MATERIAL | Ordered | M20.PADSO1 | Parasol Monitor with Wall Plate | 62 | 0 | 0 | Winter Haven Hospital | WHH | WHH-Clinical Engineering Services
108846 | 12/15/2022 08:15 PM | Parasol and RN cords for ICU Code to 6100-13110-730950 per Director of CV | 12/15/2022 08:15 PM | On Site | Sue McCabe | John Richardson | John Richardson | 726008034-0-CES | 12/16/2022 | Ordered | Sue McCabe | Tacy Medical |  |  | On Site | Sue McCabe | MATERIAL | Ordered | M20.25106 | nurse call cord | 62 | 0 | 14.92 | Winter Haven Hospital | WHH | WHH-Clinical Engineering Services
108909 | 12/20/2022 01:33 PM | poc Cust service | 12/20/2022 01:33 PM | Two Day | Sue McCabe | Mary Emery | John Richardson | 755005074-0-CES | 12/21/2022 | Ordered | Sue McCabe | CareFusion Alaris |  |  | Two Day | Sue McCabe | MATERIAL | Ordered | 49000501 | Case Rear, Assembly,Pump Module, Model 8100 | 10 | 0 | 112.6 | South Florida Baptist Hospital | SFBH
108909 | 12/20/2022 01:33 PM | poc Cust service | 12/20/2022 01:33 PM | Two Day | Sue McCabe | Mary Emery | John Richardson | 755005074-0-CES | 12/21/2022 | Ordered | Sue McCabe | CareFusion Alaris |  |  | Two Day | Sue McCabe | MATERIAL | Ordered | 49000436 | Rear case 8100BD grey | 10 | 0 | 102.36 | South Florida Baptist Hospital | SFBH
108930 | 12/21/2022 02:47 PM | poc Marisha Loren please email hard copy of NC PO to Marisha.loren@cardinalhealth.com | 12/21/2022 02:47 PM | Ground | Sue McCabe | Mary Emery | Dwayne Wilcox | 755005078-0-CES | 12/27/2022 | Ordered | Sue McCabe | Cardinal Health Medical Produc |  |  | Ground | Sue McCabe | MATERIAL | Ordered | 29525 | SCD | 15 | 0 | 0 | South Florida Baptist Hospital | SFBH
108943 | 12/22/2022 11:00 AM | Consumables request. Straps 243823 and the 153823. Bill to GL 5105-33100 per Sandra Moran. Part source quote 6485782 and 6485783 | 12/22/2022 11:00 AM | Ground | Sue McCabe | Jorge Hernandez | Dwayne Wilcox | 755005079-0-CES | 12/27/2022 | Ordered | Sue McCabe | PartsSource |  |  | Ground | Sue McCabe | MATERIAL | Ordered | SB5-243823 | 5mm corded strap, D: 24W x 38L and 24W x 23L | 2 | 0 | 127 | South Florida Baptist Hospital | SFBH
108943 | 12/22/2022 11:00 AM | Consumables request. Straps 243823 and the 153823. Bill to GL 5105-33100 per Sandra Moran. Part source quote 6485782 and 6485783 | 12/22/2022 11:00 AM | Ground | Sue McCabe | Jorge Hernandez | Dwayne Wilcox | 755005079-0-CES | 12/27/2022 | Ordered | Sue McCabe | PartsSource |  |  | Ground | Sue McCabe | MATERIAL | Ordered | SB5-153823 | Strap, 5mm corded, D: 15W x 38L and 15W x 23L | 2 | 0 | 310 | South Florida Baptist Hospital | SFBH
109137 | 01/05/2023 07:52 AM | Vendor T&M PM for Puritan Bennett 980 Ventilators Frank Vasquez was the POC | 01/05/2023 07:52 AM | On Site | Sue McCabe | Gary Maultsby | John Richardson | 726008062-0-CES | 01/06/2023 | Ordered | Sue McCabe | Medtronic Inc |  |  | On Site | Sue McCabe | MATERIAL | Ordered | 10097559 | O2 Cell, 3 Pin, 840 and PB980 | 3 | 0 | 125.15 | Bartow Regional Medical Center | BRMC
109199 | 01/06/2023 02:44 PM | Stat order MRI infusion pump | 01/06/2023 02:44 PM | Next Day AM | Brenda Kans | Brian Pruiett | John Richardson | 726008018-0-CES | 01/06/2023 | Ordered | Brenda Kans | IRadimed Corp |  |  | Next Day AM | Brenda Kans | MATERIAL | Ordered | IVP1099OPRK | Door button | 1 | 0 | 60.72 | Winter Haven Hospital | WHH | WHH-Radiology Services
109199 | 01/06/2023 02:44 PM | Stat order MRI infusion pump | 01/06/2023 02:44 PM | Next Day AM | Brenda Kans | Brian Pruiett | John Richardson | 726008018-0-CES | 01/06/2023 | Ordered | Brenda Kans | IRadimed Corp |  |  | Next Day AM | Brenda Kans | MATERIAL | Ordered | IVP1099OPRK | Door button | 4 | 0 | 60.72 | Winter Haven Hospital | WHH | WHH-Radiology Services
109227 | 01/09/2023 09:24 AM | Tube replacement needed. Expedited shipping and OT requested | 01/09/2023 09:24 AM | On Site | Sue McCabe | John Richardson | John Richardson | 726008066-0-CES | 01/09/2023 | Ordered | Sue McCabe | GE Precision Healthcare LLC |  |  | On Site | Sue McCabe | MATERIAL | Ordered | SHIPPING | Expedite charge | 1 | 0 | 2500 | Bartow Regional Medical Center | BRMC
109252 | 01/09/2023 04:35 PM | POC Joe | 01/09/2023 04:35 PM | Next Day | Sue McCabe | Thomas Odaris | Dwayne Wilcox | 755005083-0-CES | 01/10/2023 | Ordered | Sue McCabe | Probo Medical LLC |  |  | Next Day | Sue McCabe | MATERIAL | Ordered | X5-1 | Epiq Exchange | 1 | 0 | 8900 | South Florida Baptist Hospital | SFBH
109314 | 01/11/2023 04:35 PM | PowerMic II gen D | 01/11/2023 04:35 PM | On Site | Brenda Kans | John Richardson | John Richardson | PCARD 109314 | 01/11/2023 | Ordered | Brenda Kans | Dictation one |  |  | On Site | Brenda Kans | MATERIAL | Ordered | DP-0POWM3N9-DG | Power Scribe III | 1 | 0 | 424 | Bartow Regional Medical Center | BRMC
109363 | 01/16/2023 10:10 AM | POC Maria | 01/16/2023 10:10 AM | Next Day | Sue McCabe | Angel Olivo | Dwayne Wilcox | 755005089-0-CES | 01/16/2023 | Ordered | Sue McCabe | GE Precision Healthcare LLC |  |  | Next Day | Sue McCabe | MATERIAL | Ordered | 5692044-2 | Gel warmer LS8 | 2 | 0 | 1205.25 | South Florida Baptist Hospital | SFBH
109425 | 01/18/2023 09:05 AM | POC Joe | 01/18/2023 09:05 AM | Next Day | Sue McCabe | Thomas Odaris | Dwayne Wilcox | 755005094-0-CES | 01/18/2023 | Ordered | Sue McCabe | Probo Medical LLC |  |  | Next Day | Sue McCabe | MATERIAL | Ordered | 9L-D | Transducer Exchange | 1 | 0 | 0 | South Florida Baptist Hospital | SFBH
109449 | 01/19/2023 09:09 AM | Parts need over night ship (impacting patient care). Per Vendor only 4 in stock. OK for partial shipment (equipment down). Note: Hard copy needs to be emailed to orders.marcor@evoqua.com / acct# per vendor BAYCARHL. | 01/19/2023 09:09 AM | Next Day AM | Sue McCabe | Brian Pruiett | Dwayne Wilcox | 726008082-0-CES | 01/19/2023 | Received | Sue McCabe | Evoqua Water Technologies |  |  | Next Day AM | Sue McCabe | MATERIAL | Partial | WT533533 | Pressure Gauage | 4 | 4 | 168.18 | Winter Haven Hospital | WHH | WHH-Clinical Engineering Services
109449 | 01/19/2023 09:09 AM | Parts need over night ship (impacting patient care). Per Vendor only 4 in stock. OK for partial shipment (equipment down). Note: Hard copy needs to be emailed to orders.marcor@evoqua.com / acct# per vendor BAYCARHL. | 01/19/2023 09:09 AM | Next Day AM | Sue McCabe | Brian Pruiett | Dwayne Wilcox | 726008082-0-CES | 01/19/2023 | Received | Sue McCabe | Evoqua Water Technologies |  |  | Next Day AM | Sue McCabe | MATERIAL | Partial | WTW507024001 | PSI GAUGE FITTING, G1/4 IN QUICK DISCONNECT, 316 STAINLESS STEEL | 4 | 4 | 334.53 | Winter Haven Hospital | WHH | WHH-Clinical Engineering Services
109449 | 01/19/2023 09:09 AM | Parts need over night ship (impacting patient care). Per Vendor only 4 in stock. OK for partial shipment (equipment down). Note: Hard copy needs to be emailed to orders.marcor@evoqua.com / acct# per vendor BAYCARHL. | 01/19/2023 09:09 AM | Next Day AM | Sue McCabe | Brian Pruiett | Dwayne Wilcox | 726008082-0-CES | 01/19/2023 | Received | Sue McCabe | Evoqua Water Technologies |  |  | Next Day AM | Sue McCabe | MATERIAL | Partial | 3027493 | Flow guage / Dialysis | 4 | 4 | 0 | Winter Haven Hospital | WHH | WHH-Clinical Engineering Services
109612 | 01/27/2023 06:50 AM | Needed for Vendor T&M Bench Repair of an Olympus Light Source Marcell was the POC Please send a Hard copy of the PO to NSC.Customer.Service@olympus.com referencing: Model: CLV-190 Serial: 7669244 Repair Order: 22181713 | 01/27/2023 06:50 AM | Ground | Sue McCabe | Gary Maultsby | John Richardson | 726008132-0-CES | 02/07/2023 | Ordered | Sue McCabe | Olympus America Inc |  |  | Ground | Sue McCabe | MATERIAL | Ordered | SHIPPING | Expedite charge | 1 | 0 | 130 | Bartow Regional Medical Center | BRMC
109677 | 01/31/2023 12:19 PM | 5 year hepa filter per vendor. No charge PO required. Need Hose (broken). | 01/31/2023 12:19 PM | Ground | Sue McCabe | Brian Mace | John Richardson | 726008130-0-CES | 02/07/2023 | Ordered | Sue McCabe | Sage Products Inc |  |  | Ground | Sue McCabe | MATERIAL | Ordered | 7441 | QC REPLACEMENT HOSE / AirTap | 1 | 0 | 0 | Winter Haven Hospital | WHH | WHH-Cardiac ICU
109677 | 01/31/2023 12:19 PM | 5 year hepa filter per vendor. No charge PO required. Need Hose (broken). | 01/31/2023 12:19 PM | Ground | Sue McCabe | Brian Mace | John Richardson | 726008130-0-CES | 02/07/2023 | Ordered | Sue McCabe | Sage Products Inc |  |  | Ground | Sue McCabe | MATERIAL | Ordered | 7465 | Sage 5yr Filter Replacement | 1 | 0 | 0 | Winter Haven Hospital | WHH | WHH-Cardiac ICU
109677 | 01/31/2023 12:19 PM | 5 year hepa filter per vendor. No charge PO required. Need Hose (broken). | 01/31/2023 12:19 PM | Ground | Sue McCabe | Brian Mace | John Richardson | 726008130-0-CES | 02/07/2023 | Ordered | Sue McCabe | Sage Products Inc |  |  | Ground | Sue McCabe | MATERIAL | Ordered | 7441 | QC REPLACEMENT HOSE / AirTap | 1 | 0 | 0 | Winter Haven Hospital | WHH | WHH-Cardiac ICU
109677 | 01/31/2023 12:19 PM | 5 year hepa filter per vendor. No charge PO required. Need Hose (broken). | 01/31/2023 12:19 PM | Ground | Sue McCabe | Brian Mace | John Richardson | 726008130-0-CES | 02/07/2023 | Ordered | Sue McCabe | Sage Products Inc |  |  | Ground | Sue McCabe | MATERIAL | Ordered | 7465 | Sage 5yr Filter Replacement | 1 | 0 | 0 | Winter Haven Hospital | WHH | WHH-Cardiac ICU
109677 | 01/31/2023 12:19 PM | 5 year hepa filter per vendor. No charge PO required. Need Hose (broken). | 01/31/2023 12:19 PM | Ground | Sue McCabe | Brian Mace | John Richardson | 726008130-0-CES | 02/07/2023 | Ordered | Sue McCabe | Sage Products Inc |  |  | Ground | Sue McCabe | MATERIAL | Ordered | 7441 | QC REPLACEMENT HOSE / AirTap | 1 | 0 | 0 | Winter Haven Hospital | WHH | WHH-Cardiac ICU
109677 | 01/31/2023 12:19 PM | 5 year hepa filter per vendor. No charge PO required. Need Hose (broken). | 01/31/2023 12:19 PM | Ground | Sue McCabe | Brian Mace | John Richardson | 726008130-0-CES | 02/07/2023 | Ordered | Sue McCabe | Sage Products Inc |  |  | Ground | Sue McCabe | MATERIAL | Ordered | 7465 | Sage 5yr Filter Replacement | 1 | 0 | 0 | Winter Haven Hospital | WHH | WHH-Cardiac ICU
109744 | 02/02/2023 10:49 AM | 5 year filter replacement for PM. No charge PO. Email PO, including all serial numbers, to cary.frontdesk@stryker.com. All serial numbers listed under "supplier part no" in each line item. | 02/02/2023 10:49 AM | Ground | Sue McCabe | Colin Clark | John Richardson | 726008129-0-CES | 02/07/2023 | Ordered | Sue McCabe | Sage Products Inc |  |  | Ground | Sue McCabe | MATERIAL | Ordered | 7465 | Sage 5yr Filter Replacement | 1 | 0 | 0 | Winter Haven Hospital | WHH | WHH-MICU
109744 | 02/02/2023 10:49 AM | 5 year filter replacement for PM. No charge PO. Email PO, including all serial numbers, to cary.frontdesk@stryker.com. All serial numbers listed under "supplier part no" in each line item. | 02/02/2023 10:49 AM | Ground | Sue McCabe | Colin Clark | John Richardson | 726008129-0-CES | 02/07/2023 | Ordered | Sue McCabe | Sage Products Inc |  |  | Ground | Sue McCabe | MATERIAL | Ordered | 7465 | Sage 5yr Filter Replacement | 1 | 0 | 0 | Winter Haven Hospital | WHH | WHH-MICU
109744 | 02/02/2023 10:49 AM | 5 year filter replacement for PM. No charge PO. Email PO, including all serial numbers, to cary.frontdesk@stryker.com. All serial numbers listed under "supplier part no" in each line item. | 02/02/2023 10:49 AM | Ground | Sue McCabe | Colin Clark | John Richardson | 726008129-0-CES | 02/07/2023 | Ordered | Sue McCabe | Sage Products Inc |  |  | Ground | Sue McCabe | MATERIAL | Ordered | 7465 | Sage 5yr Filter Replacement | 1 | 0 | 0 | Winter Haven Hospital | WHH | WHH-MICU
109744 | 02/02/2023 10:49 AM | 5 year filter replacement for PM. No charge PO. Email PO, including all serial numbers, to cary.frontdesk@stryker.com. All serial numbers listed under "supplier part no" in each line item. | 02/02/2023 10:49 AM | Ground | Sue McCabe | Colin Clark | John Richardson | 726008129-0-CES | 02/07/2023 | Ordered | Sue McCabe | Sage Products Inc |  |  | Ground | Sue McCabe | MATERIAL | Ordered | 7465 | Sage 5yr Filter Replacement | 1 | 0 | 0 | Winter Haven Hospital | WHH | WHH-MICU
109744 | 02/02/2023 10:49 AM | 5 year filter replacement for PM. No charge PO. Email PO, including all serial numbers, to cary.frontdesk@stryker.com. All serial numbers listed under "supplier part no" in each line item. | 02/02/2023 10:49 AM | Ground | Sue McCabe | Colin Clark | John Richardson | 726008129-0-CES | 02/07/2023 | Ordered | Sue McCabe | Sage Products Inc |  |  | Ground | Sue McCabe | MATERIAL | Ordered | 7465 | Sage 5yr Filter Replacement | 1 | 0 | 0 | Winter Haven Hospital | WHH | WHH-MICU
109744 | 02/02/2023 10:49 AM | 5 year filter replacement for PM. No charge PO. Email PO, including all serial numbers, to cary.frontdesk@stryker.com. All serial numbers listed under "supplier part no" in each line item. | 02/02/2023 10:49 AM | Ground | Sue McCabe | Colin Clark | John Richardson | 726008129-0-CES | 02/07/2023 | Ordered | Sue McCabe | Sage Products Inc |  |  | Ground | Sue McCabe | MATERIAL | Ordered | 7465 | Sage 5yr Filter Replacement | 1 | 0 | 0 | Winter Haven Hospital | WHH | WHH-MICU
109744 | 02/02/2023 10:49 AM | 5 year filter replacement for PM. No charge PO. Email PO, including all serial numbers, to cary.frontdesk@stryker.com. All serial numbers listed under "supplier part no" in each line item. | 02/02/2023 10:49 AM | Ground | Sue McCabe | Colin Clark | John Richardson | 726008129-0-CES | 02/07/2023 | Ordered | Sue McCabe | Sage Products Inc |  |  | Ground | Sue McCabe | MATERIAL | Ordered | 7465 | Sage 5yr Filter Replacement | 1 | 0 | 0 | Winter Haven Hospital | WHH | WHH-MICU
109744 | 02/02/2023 10:49 AM | 5 year filter replacement for PM. No charge PO. Email PO, including all serial numbers, to cary.frontdesk@stryker.com. All serial numbers listed under "supplier part no" in each line item. | 02/02/2023 10:49 AM | Ground | Sue McCabe | Colin Clark | John Richardson | 726008129-0-CES | 02/07/2023 | Ordered | Sue McCabe | Sage Products Inc |  |  | Ground | Sue McCabe | MATERIAL | Ordered | 7465 | Sage 5yr Filter Replacement | 1 | 0 | 0 | Winter Haven Hospital | WHH | WHH-MICU
109744 | 02/02/2023 10:49 AM | 5 year filter replacement for PM. No charge PO. Email PO, including all serial numbers, to cary.frontdesk@stryker.com. All serial numbers listed under "supplier part no" in each line item. | 02/02/2023 10:49 AM | Ground | Sue McCabe | Colin Clark | John Richardson | 726008129-0-CES | 02/07/2023 | Ordered | Sue McCabe | Sage Products Inc |  |  | Ground | Sue McCabe | MATERIAL | Ordered | 7465 | Sage 5yr Filter Replacement | 1 | 0 | 0 | Winter Haven Hospital | WHH | WHH-MICU
109750 | 02/02/2023 12:21 PM | ***Please email hardcopy of PO# to John.richardson@baycare.org*** Order Number: 4045850-01 | 02/02/2023 12:21 PM | Two Day | Sue McCabe | John Richardson | John Richardson | 755005124-0-CES | 02/21/2023 | Ordered | Sue McCabe | Innovatus Imaging Corp |  |  | Two Day | Sue McCabe | MATERIAL | Ordered | LOANER | C1-6-D | 1 | 0 | 0 | Winter Haven Hospital | SFBH
109750 | 02/02/2023 12:21 PM | ***Please email hardcopy of PO# to John.richardson@baycare.org*** Order Number: 4045850-01 | 02/02/2023 12:21 PM | Two Day | Sue McCabe | John Richardson | John Richardson | 755005124-0-CES | 02/21/2023 | Ordered | Sue McCabe | Innovatus Imaging Corp |  |  | Two Day | Sue McCabe | MATERIAL | Ordered | LOANER | C1-6-D | 2 | 0 | 1 | South Florida Baptist Hospital | SFBH
109826 | 02/07/2023 11:14 AM | Warranty replacement of Epson printer Credit will be processed upon return of original | 02/07/2023 11:14 AM | Two Day | Sue McCabe | John Richardson | John Richardson | 726008127-0-CES | 02/07/2023 | Ordered | Sue McCabe | CDW Computer Center |  | Order # NFRQ341 | Two Day | Sue McCabe | MATERIAL | Ordered | C11CH41001 | Disc producer pp-50II | 1 | 0 | 2385 | Bartow Regional Medical Center | BRMC
109898 | 02/10/2023 04:35 PM | Manager Janis Oliver requesting CES assist with purchasing them SPO2 cables. See attached quote. | 02/10/2023 04:35 PM | Ground | Sue McCabe | Brian Pruiett | John Richardson | 726008183-0-CES | 03/02/2023 | Ordered | Sue McCabe | Integrity Medical Products Inc |  |  | Ground | Sue McCabe | MATERIAL | Ordered | AU-U403S-91 | SPO2 Sensor; Adult Soft Boot; Philips D Connector | 30 | 0 | 98 | Winter Haven Hospital | WHH | WHH-Clinical Engineering Services
109951 | 02/14/2023 02:00 PM | unit has no signal with only one device. Please ship the parts to SAH-Attn Clinical Engineering-Derrick L. Modest, 1200 7th ave N, st Petersburg, Fl. 33705 | 02/14/2023 02:00 PM | Ground | Sue McCabe | Derrick Modest | Dwayne Wilcox | 200026401 | 02/14/2023 | Ordered | Sue McCabe | PartsSource |  |  | Ground | Sue McCabe | MATERIAL | Ordered | 2056813-010 | CLEAR TAB SNAP SURELOCK ECG ADAPTER CLIP | 1 | 0 | 39.9 | Winter Haven Hospital | BMG
110104 | 02/22/2023 10:25 AM | Double sided tape is needed for CES stock | 02/22/2023 10:25 AM | Ground | Sue McCabe | Gary Maultsby | John Richardson | 726008159-0-CES | 02/22/2023 | Received | Sue McCabe | Grainger |  |  | Ground | Sue McCabe | MATERIAL | Ordered | 45DV48 | Double Sided Foam Tape | 2 | 0 | 13.2 | Bartow Regional Medical Center | BRMC
110201 | 02/27/2023 02:19 PM | Next day shipping cost that's not cover under warranty | 02/27/2023 02:19 PM | Next Day | Sue McCabe | Germaine Kinder | John Richardson | 755005127-0-CES | 02/27/2023 | Ordered | Sue McCabe | STERIS Corp |  |  | Next Day | Sue McCabe | MATERIAL | Ordered | SHIPPING | Expedite charge | 1 | 0 | 1012.29 | South Florida Baptist Hospital | SFBH
110247 | 03/01/2023 10:33 AM | Needed for an on site Vendor T&M PM Brenda Cooper was the POC | 03/01/2023 07:00 AM | On Site | Sue McCabe | Gary Maultsby | John Richardson | 726008181-0-CES | 03/02/2023 | Ordered | Sue McCabe | Perry Baromedical Corp |  |  | On Site | Sue McCabe | MATERIAL | Ordered | P-2937 | Acrylic Inspection | 2 | 0 | 47 | Bartow Regional Medical Center | BRMC
110281 | 03/02/2023 11:47 AM | Ordering Inspection / rental / tags for Polk Region CES | 03/02/2023 11:47 AM | Ground | Sue McCabe | Brian Pruiett | John Richardson | 726008194-0-CES | 03/02/2023 | Open | Sue McCabe | Copy Solutions, Inc |  |  | Ground | Sue McCabe | MATERIAL | Ordered | BLUE-3X4-INSPECTED | PM inspection labels | 2000 | 0 | 0.35 | Winter Haven Hospital | WHH | WHH-Clinical Engineering Services
110281 | 03/02/2023 11:47 AM | Ordering Inspection / rental / tags for Polk Region CES | 03/02/2023 11:47 AM | Ground | Sue McCabe | Brian Pruiett | John Richardson | 726008194-0-CES | 03/02/2023 | Open | Sue McCabe | Copy Solutions, Inc |  |  | Ground | Sue McCabe | MATERIAL | Open | SERVICED*BLUE | inspection stickers | 4000 | 0 | 0.2125 | Winter Haven Hospital | WHH | WHH-Clinical Engineering Services
110281 | 03/02/2023 11:47 AM | Ordering Inspection / rental / tags for Polk Region CES | 03/02/2023 11:47 AM | Ground | Sue McCabe | Brian Pruiett | John Richardson | 726008194-0-CES | 03/02/2023 | Open | Sue McCabe | Copy Solutions, Inc |  |  | Ground | Sue McCabe | MATERIAL | Open | SERVICED*RED | Red PM Stickers | 2000 | 0 | 0.2125 | Winter Haven Hospital | WHH | WHH-Clinical Engineering Services
110281 | 03/02/2023 11:47 AM | Ordering Inspection / rental / tags for Polk Region CES | 03/02/2023 11:47 AM | Ground | Sue McCabe | Brian Pruiett | John Richardson | 726008194-0-CES | 03/02/2023 | Open | Sue McCabe | Copy Solutions, Inc |  |  | Ground | Sue McCabe | MATERIAL | Open | SERVICED*GREEN | inspection stickers | 2000 | 0 | 0.2125 | Winter Haven Hospital | WHH | WHH-Clinical Engineering Services
110296 | 03/02/2023 01:13 PM | Repair by Replacement. Please refer to attached email for vendor's PO instructions. Send PO to JASSO, HANIAH <haniah.jasso@stryker.com> | 03/02/2023 01:13 PM | Ground | Sue McCabe | Colin Clark | John Richardson | 726008189-0-CES | 03/02/2023 | Open | Sue McCabe | Sage Products Inc |  |  | Ground | Sue McCabe | MATERIAL | Open | 7455 | Patient Repositioning System | 1 | 0 | 0 | Winter Haven Hospital | WHH | WHH-Cardiac ICU
110296 | 03/02/2023 01:13 PM | Repair by Replacement. Please refer to attached email for vendor's PO instructions. Send PO to JASSO, HANIAH <haniah.jasso@stryker.com> | 03/02/2023 01:13 PM | Ground | Sue McCabe | Colin Clark | John Richardson | 726008189-0-CES | 03/02/2023 | Open | Sue McCabe | Sage Products Inc |  |  | Ground | Sue McCabe | MATERIAL | Open | 7455 | Patient Repositioning System | 1 | 0 | 0 | Winter Haven Hospital | WHH | WHH-Cardiac ICU
110296 | 03/02/2023 01:13 PM | Repair by Replacement. Please refer to attached email for vendor's PO instructions. Send PO to JASSO, HANIAH <haniah.jasso@stryker.com> | 03/02/2023 01:13 PM | Ground | Sue McCabe | Colin Clark | John Richardson | 726008189-0-CES | 03/02/2023 | Open | Sue McCabe | Sage Products Inc |  |  | Ground | Sue McCabe | MATERIAL | Open | 7455 | Patient Repositioning System | 1 | 0 | 0 | Winter Haven Hospital | WHH | WHH-Cardiac ICU
110296 | 03/02/2023 01:13 PM | Repair by Replacement. Please refer to attached email for vendor's PO instructions. Send PO to JASSO, HANIAH <haniah.jasso@stryker.com> | 03/02/2023 01:13 PM | Ground | Sue McCabe | Colin Clark | John Richardson | 726008189-0-CES | 03/02/2023 | Open | Sue McCabe | Sage Products Inc |  |  | Ground | Sue McCabe | MATERIAL | Open | 7455 | Patient Repositioning System | 1 | 0 | 0 | Winter Haven Hospital | WHH | WHH-Cardiac ICU
110302 | 03/02/2023 01:53 PM | Physical Damage Tableside Touchscreen Quote 11551608218 ***Charge to 6100-30610-730800 per Cardiology Director*** ***See approval attached**** | 03/02/2023 01:53 PM | On Site | Sue McCabe | John Richardson | John Richardson | 726008191-0-CES | 03/02/2023 | Ordered | Sue McCabe | GE Precision Healthcare LLC |  |  | On Site | Sue McCabe | MATERIAL | Ordered | SHIPPING | Expedite charge | 1 | 0 | 102 | Winter Haven Hospital | WHH | WHH-Cardiac Cath Lab
110314 | 03/03/2023 07:02 AM | BIS monitor batteries needed for CES Shop Stock **Per JR Richardson the batteries should be ordered from the OEM | 03/03/2023 07:02 AM | Ground | Sue McCabe | Gary Maultsby | John Richardson | 726008198-0-CES | 03/03/2023 | Ordered | Sue McCabe | Covidien (US)*** |  |  | Ground | Sue McCabe | MATERIAL | Ordered | 186-0208 | BIS Battery Back-up | 2 | 0 | 122.4 | Bartow Regional Medical Center | BRMC
110325 | 03/03/2023 08:59 AM | Aeroscout tags for bed service ORDER # 5269179 3/3/23 | 03/03/2023 08:59 AM | Ground | Sue McCabe | John Richardson | John Richardson | RQC5269179 | 04/20/2023 | Ordered | Sue McCabe | BISC Integrated Service Center |  |  | Ground | Sue McCabe | MATERIAL | Ordered | 188869 | Aeroscout tag | 100 | 0 | 64.24 | Winter Haven Hospital | WHH | WHH-Clinical Engineering Services
110393 | 03/07/2023 09:22 AM | Ordering aeroscout tags to have available next week when Medstat starts PM's. Lawson# 188869 SKU# TAG-2320-CU. ON HOLD PER BRIAN P. ORDER # 5280995 Per Nick Starr: new tags have not been tested and cannot be deployed until we can validate they work.. I don't even know how to configure them at this time (No eta). | 03/07/2023 09:22 AM | Two Day | Sue McCabe | Brian Pruiett | Dwayne Wilcox | RQC5293733 | 03/24/2023 | Ordered | Sue McCabe | BISC Integrated Service Center |  |  | Two Day | Sue McCabe | MATERIAL | Ordered | TAG-2320-CU | T2s Wi-Fi Ultrasound Tag w/Call Button | 100 | 0 | 61.31 | Winter Haven Hospital | WHH | WHH-Clinical Engineering Services
110409 | 03/07/2023 01:25 PM | No cost PO. PM parts replacement. Email PO to cary.frontdesk@stryker.com to include all serial numbers. SNs listed under "supplier part number." | 03/07/2023 01:25 PM | Ground | Sue McCabe | Colin Clark | Brian Pruiett | 726008210-0-CES | 03/07/2023 | Ordered | Sue McCabe | Sage Products Inc |  |  | Ground | Sue McCabe | MATERIAL | Ordered | 7465 | Sage 5yr Filter Replacement | 1 | 0 | 0 | Winter Haven Hospital | WHH | WHH-Cardiac ICU
110409 | 03/07/2023 01:25 PM | No cost PO. PM parts replacement. Email PO to cary.frontdesk@stryker.com to include all serial numbers. SNs listed under "supplier part number." | 03/07/2023 01:25 PM | Ground | Sue McCabe | Colin Clark | Brian Pruiett | 726008210-0-CES | 03/07/2023 | Ordered | Sue McCabe | Sage Products Inc |  |  | Ground | Sue McCabe | MATERIAL | Ordered | 7465 | Sage 5yr Filter Replacement | 1 | 0 | 0 | Winter Haven Hospital | WHH | WHH-Cardiac ICU
110409 | 03/07/2023 01:25 PM | No cost PO. PM parts replacement. Email PO to cary.frontdesk@stryker.com to include all serial numbers. SNs listed under "supplier part number." | 03/07/2023 01:25 PM | Ground | Sue McCabe | Colin Clark | Brian Pruiett | 726008210-0-CES | 03/07/2023 | Ordered | Sue McCabe | Sage Products Inc |  |  | Ground | Sue McCabe | MATERIAL | Ordered | 7465 | Sage 5yr Filter Replacement | 1 | 0 | 0 | Winter Haven Hospital | WHH | WHH-Cardiac ICU
110409 | 03/07/2023 01:25 PM | No cost PO. PM parts replacement. Email PO to cary.frontdesk@stryker.com to include all serial numbers. SNs listed under "supplier part number." | 03/07/2023 01:25 PM | Ground | Sue McCabe | Colin Clark | Brian Pruiett | 726008210-0-CES | 03/07/2023 | Ordered | Sue McCabe | Sage Products Inc |  |  | Ground | Sue McCabe | MATERIAL | Ordered | 7465 | Sage 5yr Filter Replacement | 1 | 0 | 0 | Winter Haven Hospital | WHH | WHH-Cardiac ICU
110409 | 03/07/2023 01:25 PM | No cost PO. PM parts replacement. Email PO to cary.frontdesk@stryker.com to include all serial numbers. SNs listed under "supplier part number." | 03/07/2023 01:25 PM | Ground | Sue McCabe | Colin Clark | Brian Pruiett | 726008210-0-CES | 03/07/2023 | Ordered | Sue McCabe | Sage Products Inc |  |  | Ground | Sue McCabe | MATERIAL | Ordered | 7465 | Sage 5yr Filter Replacement | 1 | 0 | 0 | Winter Haven Hospital | WHH | WHH-Cardiac ICU
110409 | 03/07/2023 01:25 PM | No cost PO. PM parts replacement. Email PO to cary.frontdesk@stryker.com to include all serial numbers. SNs listed under "supplier part number." | 03/07/2023 01:25 PM | Ground | Sue McCabe | Colin Clark | Brian Pruiett | 726008210-0-CES | 03/07/2023 | Ordered | Sue McCabe | Sage Products Inc |  |  | Ground | Sue McCabe | MATERIAL | Ordered | 7465 | Sage 5yr Filter Replacement | 1 | 0 | 0 | Winter Haven Hospital | WHH | WHH-Cardiac ICU
110409 | 03/07/2023 01:25 PM | No cost PO. PM parts replacement. Email PO to cary.frontdesk@stryker.com to include all serial numbers. SNs listed under "supplier part number." | 03/07/2023 01:25 PM | Ground | Sue McCabe | Colin Clark | Brian Pruiett | 726008210-0-CES | 03/07/2023 | Ordered | Sue McCabe | Sage Products Inc |  |  | Ground | Sue McCabe | MATERIAL | Ordered | 7465 | Sage 5yr Filter Replacement | 1 | 0 | 0 | Winter Haven Hospital | WHH | WHH-Cardiac ICU
110409 | 03/07/2023 01:25 PM | No cost PO. PM parts replacement. Email PO to cary.frontdesk@stryker.com to include all serial numbers. SNs listed under "supplier part number." | 03/07/2023 01:25 PM | Ground | Sue McCabe | Colin Clark | Brian Pruiett | 726008210-0-CES | 03/07/2023 | Ordered | Sue McCabe | Sage Products Inc |  |  | Ground | Sue McCabe | MATERIAL | Ordered | 7465 | Sage 5yr Filter Replacement | 1 | 0 | 0 | Winter Haven Hospital | WHH | WHH-Cardiac ICU
110409 | 03/07/2023 01:25 PM | No cost PO. PM parts replacement. Email PO to cary.frontdesk@stryker.com to include all serial numbers. SNs listed under "supplier part number." | 03/07/2023 01:25 PM | Ground | Sue McCabe | Colin Clark | Brian Pruiett | 726008210-0-CES | 03/07/2023 | Ordered | Sue McCabe | Sage Products Inc |  |  | Ground | Sue McCabe | MATERIAL | Ordered | 7465 | Sage 5yr Filter Replacement | 1 | 0 | 0 | Winter Haven Hospital | WHH | WHH-Cardiac ICU
110409 | 03/07/2023 01:25 PM | No cost PO. PM parts replacement. Email PO to cary.frontdesk@stryker.com to include all serial numbers. SNs listed under "supplier part number." | 03/07/2023 01:25 PM | Ground | Sue McCabe | Colin Clark | Brian Pruiett | 726008210-0-CES | 03/07/2023 | Ordered | Sue McCabe | Sage Products Inc |  |  | Ground | Sue McCabe | MATERIAL | Ordered | 7465 | Sage 5yr Filter Replacement | 1 | 0 | 0 | Winter Haven Hospital | WHH | WHH-Cardiac ICU
110409 | 03/07/2023 01:25 PM | No cost PO. PM parts replacement. Email PO to cary.frontdesk@stryker.com to include all serial numbers. SNs listed under "supplier part number." | 03/07/2023 01:25 PM | Ground | Sue McCabe | Colin Clark | Brian Pruiett | 726008210-0-CES | 03/07/2023 | Ordered | Sue McCabe | Sage Products Inc |  |  | Ground | Sue McCabe | MATERIAL | Ordered | 7465 | Sage 5yr Filter Replacement | 1 | 0 | 0 | Winter Haven Hospital | WHH | WHH-Cardiac ICU
110409 | 03/07/2023 01:25 PM | No cost PO. PM parts replacement. Email PO to cary.frontdesk@stryker.com to include all serial numbers. SNs listed under "supplier part number." | 03/07/2023 01:25 PM | Ground | Sue McCabe | Colin Clark | Brian Pruiett | 726008210-0-CES | 03/07/2023 | Ordered | Sue McCabe | Sage Products Inc |  |  | Ground | Sue McCabe | MATERIAL | Ordered | 7465 | Sage 5yr Filter Replacement | 1 | 0 | 0 | Winter Haven Hospital | WHH | WHH-Cardiac ICU
110409 | 03/07/2023 01:25 PM | No cost PO. PM parts replacement. Email PO to cary.frontdesk@stryker.com to include all serial numbers. SNs listed under "supplier part number." | 03/07/2023 01:25 PM | Ground | Sue McCabe | Colin Clark | Brian Pruiett | 726008210-0-CES | 03/07/2023 | Ordered | Sue McCabe | Sage Products Inc |  |  | Ground | Sue McCabe | MATERIAL | Ordered | 7465 | Sage 5yr Filter Replacement | 1 | 0 | 0 | Winter Haven Hospital | WHH | WHH-Cardiac ICU
110409 | 03/07/2023 01:25 PM | No cost PO. PM parts replacement. Email PO to cary.frontdesk@stryker.com to include all serial numbers. SNs listed under "supplier part number." | 03/07/2023 01:25 PM | Ground | Sue McCabe | Colin Clark | Brian Pruiett | 726008210-0-CES | 03/07/2023 | Ordered | Sue McCabe | Sage Products Inc |  |  | Ground | Sue McCabe | MATERIAL | Ordered | 7465 | Sage 5yr Filter Replacement | 1 | 0 | 0 | Winter Haven Hospital | WHH | WHH-Cardiac ICU
110526 | 03/13/2023 03:15 PM | ***Please email hardcopy PO# to brian.mace@baycare.org*** | 03/13/2023 03:15 PM | Next Day | Sue McCabe | Brian Mace | John Richardson | 755005147-0-CES | 03/13/2023 | Ordered | Sue McCabe | Acertara Acoustic Laboratories |  |  | Next Day | Sue McCabe | MATERIAL | Ordered | LOANER | 9L-D | 1 | 0 | 0 | South Florida Baptist Hospital | SFBH
110580 | 03/14/2023 06:23 PM | Sending out: 4ea TOCO Transducers for exchange 3ea US Transducers for exchange | 03/14/2023 06:23 PM | Ground | Sue McCabe | Brian Pruiett | John Richardson | 726008230-0-CES | 03/15/2023 | Received | Sue McCabe | Pioneer Biomedical Inc |  |  | Ground | Sue McCabe | MATERIAL | Open | 5700LAX | TRANSDUCER, ULTRASOUND, LOOP, 8 FT | 4 | 0 | 290 | Winter Haven Hospital | WHH | WHH-Clinical Engineering Services
110580 | 03/14/2023 06:23 PM | Sending out: 4ea TOCO Transducers for exchange 3ea US Transducers for exchange | 03/14/2023 06:23 PM | Ground | Sue McCabe | Brian Pruiett | John Richardson | 726008230-0-CES | 03/15/2023 | Received | Sue McCabe | Pioneer Biomedical Inc |  |  | Ground | Sue McCabe | MATERIAL | Open | 2264HAX | Toco Transducer | 4 | 0 | 290 | Winter Haven Hospital | WHH | WHH-Clinical Engineering Services
110628 | 03/16/2023 10:35 AM | Transducer repair Model 9L-RS ref# 5212630 s/n 203606WP9 | 03/16/2023 10:35 AM | Next Day | Sue McCabe | John Richardson | John Richardson | 726008271-0-CES | 03/30/2023 | Ordered | Sue McCabe | Acertara Acoustic Laboratories |  |  | Next Day | Sue McCabe | MATERIAL | Ordered | LOANER | 9L-RS | 1 | 0 | 0 | Winter Haven Hospital | WHH | WHH-Cardiac Cath Lab
110639 | 03/16/2023 02:51 PM | Transducer repair/replace | 03/16/2023 02:51 PM | Next Day | Sue McCabe | John Richardson | John Richardson | 726008233-0-CES | 03/16/2023 | Ordered | Sue McCabe | Probo Medical LLC |  |  | Next Day | Sue McCabe | MATERIAL | Ordered | LOANER | 9L-RS | 1 | 0 | 0 | Winter Haven Hospital | WHH | WHH-Cardiac Cath Lab
110650 | 03/17/2023 09:12 AM | No cost PO. PM parts replacement. Email PO to cary.frontdesk@stryker.com to include all serial numbers. SNs listed under "supplier part number." | 03/17/2023 09:12 AM | Ground | Sue McCabe | Colin Clark | John Richardson | 726008236-0-CES | 03/17/2023 | Ordered | Sue McCabe | Sage Products Inc |  |  | Ground | Sue McCabe | MATERIAL | Ordered | 7465 | Sage 5yr Filter Replacement | 1 | 0 | 0 | Winter Haven Hospital | WHH | WHH-SICU
110650 | 03/17/2023 09:12 AM | No cost PO. PM parts replacement. Email PO to cary.frontdesk@stryker.com to include all serial numbers. SNs listed under "supplier part number." | 03/17/2023 09:12 AM | Ground | Sue McCabe | Colin Clark | John Richardson | 726008236-0-CES | 03/17/2023 | Ordered | Sue McCabe | Sage Products Inc |  |  | Ground | Sue McCabe | MATERIAL | Ordered | 7465 | Sage 5yr Filter Replacement | 1 | 0 | 0 | Winter Haven Hospital | WHH | WHH-SICU
110650 | 03/17/2023 09:12 AM | No cost PO. PM parts replacement. Email PO to cary.frontdesk@stryker.com to include all serial numbers. SNs listed under "supplier part number." | 03/17/2023 09:12 AM | Ground | Sue McCabe | Colin Clark | John Richardson | 726008236-0-CES | 03/17/2023 | Ordered | Sue McCabe | Sage Products Inc |  |  | Ground | Sue McCabe | MATERIAL | Ordered | 7465 | Sage 5yr Filter Replacement | 1 | 0 | 0 | Winter Haven Hospital | WHH | WHH-SICU
110650 | 03/17/2023 09:12 AM | No cost PO. PM parts replacement. Email PO to cary.frontdesk@stryker.com to include all serial numbers. SNs listed under "supplier part number." | 03/17/2023 09:12 AM | Ground | Sue McCabe | Colin Clark | John Richardson | 726008236-0-CES | 03/17/2023 | Ordered | Sue McCabe | Sage Products Inc |  |  | Ground | Sue McCabe | MATERIAL | Ordered | 7465 | Sage 5yr Filter Replacement | 1 | 0 | 0 | Winter Haven Hospital | WHH | WHH-SICU
110650 | 03/17/2023 09:12 AM | No cost PO. PM parts replacement. Email PO to cary.frontdesk@stryker.com to include all serial numbers. SNs listed under "supplier part number." | 03/17/2023 09:12 AM | Ground | Sue McCabe | Colin Clark | John Richardson | 726008236-0-CES | 03/17/2023 | Ordered | Sue McCabe | Sage Products Inc |  |  | Ground | Sue McCabe | MATERIAL | Ordered | 7465 | Sage 5yr Filter Replacement | 1 | 0 | 0 | Winter Haven Hospital | WHH | WHH-SICU
110650 | 03/17/2023 09:12 AM | No cost PO. PM parts replacement. Email PO to cary.frontdesk@stryker.com to include all serial numbers. SNs listed under "supplier part number." | 03/17/2023 09:12 AM | Ground | Sue McCabe | Colin Clark | John Richardson | 726008236-0-CES | 03/17/2023 | Ordered | Sue McCabe | Sage Products Inc |  |  | Ground | Sue McCabe | MATERIAL | Ordered | 7465 | Sage 5yr Filter Replacement | 1 | 0 | 0 | Winter Haven Hospital | WHH | WHH-SICU
110698 | 03/20/2023 02:54 PM | Need power supply stat | 03/20/2023 02:54 PM | Next Day AM | Sue McCabe | Brian Mace | John Richardson | 755005154-0-CES | 03/20/2023 | Ordered | Sue McCabe | GE Precision Healthcare LLC |  |  | Next Day AM | Sue McCabe | MATERIAL | Ordered | 6626603 | Power Supply Assy | 1 | 0 | 5445 | South Florida Baptist Hospital | SFBH
110748 | 03/21/2023 03:02 PM | Radio Translucent ECG Leads are needed for CES stock | 03/21/2023 03:02 PM | Ground | Jennah Judd | Gary Maultsby | John Richardson | 726008243-0-CES | 03/21/2023 | Ordered | Jennah Judd | Integrity Medical Products Inc |  |  | Ground | Jennah Judd | MATERIAL | Ordered | AU-D5-90XP | Radio Translucent 5 Lead Grabber | 6 | 0 | 89 | Bartow Regional Medical Center | BRMC
110781 | 03/22/2023 01:48 PM | poc William Salazar, PO only needed. Dept manager approval is attached to notes in WO. CC 303695, GL 722160. | 03/22/2023 01:48 PM | Ground | Sue McCabe | Brian Mace | John Richardson | 755005166-0-CES | 03/23/2023 | Ordered | Sue McCabe | Philips Healthcare |  |  | Ground | Sue McCabe | MATERIAL | Ordered | 61X76 | Rad Shield w/Arm | 1 | 0 | 5880 | South Florida Baptist Hospital | SFBH
110783 | 03/22/2023 02:19 PM | ***Need to order part overnight*** last part was not compatible*** | 03/22/2023 02:19 PM | Next Day AM | Sue McCabe | Brian Mace | John Richardson | 755005163-0-CES | 03/22/2023 | Ordered | Sue McCabe | GE Precision Healthcare LLC |  |  | Next Day AM | Sue McCabe | MATERIAL | Ordered | 5413249-3 | Power Supply Assy without DC4D | 1 | 0 | 4428 | South Florida Baptist Hospital | SFBH
110812 | 03/23/2023 12:56 PM | ***The Wrong Part was delivered***Need to re-order new part number***6063003-2 ($5821.50) | 03/23/2023 12:56 PM | Next Day AM | Sue McCabe | Brian Mace | John Richardson | 755005168-0-CES | 03/23/2023 | Ordered | Sue McCabe | GE Precision Healthcare LLC |  |  | Next Day AM | Sue McCabe | MATERIAL | Ordered | 6063003-2 | Power Supply R4 w BOB | 1 | 0 | 5821.5 | South Florida Baptist Hospital | SFBH
110967 | 03/30/2023 12:46 PM | PARTS NEEDED FOR REPAIR | 03/30/2023 12:46 PM | Ground | Sue McCabe | Germaine Kinder | John Richardson | 755005175-0-CES | 03/30/2023 | Cancelled | Sue McCabe | Cardinal Health Medical Produc |  |  | Ground | Sue McCabe | MATERIAL | Ordered | 6610-5119 | Battery Holder | 1 | 0 | 61.25 | South Florida Baptist Hospital | SFBH
110967 | 03/30/2023 12:46 PM | PARTS NEEDED FOR REPAIR | 03/30/2023 12:46 PM | Ground | Sue McCabe | Germaine Kinder | John Richardson | 755005175-0-CES | 03/30/2023 | Cancelled | Sue McCabe | Cardinal Health Medical Produc |  |  | Ground | Sue McCabe | MATERIAL | Ordered | 6680-0214 | RIVET BATTERY HOLDER | 2 | 0 | 6 | South Florida Baptist Hospital | SFBH
110973 | 03/30/2023 02:49 PM | Surgical Light repair Part was provided by the vendor and does not need to be ordered | 03/30/2023 02:49 PM | On Site | Sue McCabe | Gary Maultsby | John Richardson | 726008277-0-CES | 04/03/2023 | Ordered | Sue McCabe | STERIS Corp |  |  | On Site | Sue McCabe | MATERIAL | Ordered | SHIPPING | Expedite charge | 1 | 0 | 73.12 | Bartow Regional Medical Center | BRMC
110973 | 03/30/2023 02:49 PM | Surgical Light repair Part was provided by the vendor and does not need to be ordered | 03/30/2023 02:49 PM | On Site | Sue McCabe | Gary Maultsby | John Richardson | 726008277-0-CES | 04/03/2023 | Ordered | Sue McCabe | STERIS Corp |  |  | On Site | Sue McCabe | MATERIAL | Ordered | T129389300 | Refurb LED module repair | 1 | 0 | 1281.82 | Bartow Regional Medical Center | BRMC
111039 | 04/03/2023 01:48 PM | Vendor T&M PM of a surgical microscope Gary Lindsay was the POC ***Please end a hard copy of the PO to gglindsay@surgicalmicroscopes.com*** | 04/03/2023 01:48 PM | On Site | Sue McCabe | Gary Maultsby | John Richardson | 726008281-0-CES | 04/03/2023 | Ordered | Sue McCabe | Prescotts Inc |  |  | On Site | Sue McCabe | MATERIAL | Open | 303481-9035 | FO CABLE, KAPS 1 90 DEGREE END | 1 | 0 | 625 | Bartow Regional Medical Center | BRMC
111039 | 04/03/2023 01:48 PM | Vendor T&M PM of a surgical microscope Gary Lindsay was the POC ***Please end a hard copy of the PO to gglindsay@surgicalmicroscopes.com*** | 04/03/2023 01:48 PM | On Site | Sue McCabe | Gary Maultsby | John Richardson | 726008281-0-CES | 04/03/2023 | Ordered | Sue McCabe | Prescotts Inc |  |  | On Site | Sue McCabe | MATERIAL | Open | BEJA21V | 150W BULB | 1 | 0 | 33 | Bartow Regional Medical Center | BRMC
111046 | 04/03/2023 02:37 PM | Latch broke on OEC C-Arm | 04/03/2023 02:37 PM | Next Day | Sue McCabe | Brian Mace | John Richardson | 755005181-0-CES | 04/03/2023 | Ordered | Sue McCabe | GE Healthcare (OEC ONLY) |  |  | Next Day | Sue McCabe | MATERIAL | Ordered | 12-225160-08 | Screw | 10 | 0 | 0.85 | South Florida Baptist Hospital | SFBH
111046 | 04/03/2023 02:37 PM | Latch broke on OEC C-Arm | 04/03/2023 02:37 PM | Next Day | Sue McCabe | Brian Mace | John Richardson | 755005181-0-CES | 04/03/2023 | Ordered | Sue McCabe | GE Healthcare (OEC ONLY) |  |  | Next Day | Sue McCabe | MATERIAL | Ordered | 00-876704-01 | c-rotation brake handle | 2 | 0 | 79.16 | South Florida Baptist Hospital | SFBH
111068 | 04/04/2023 10:43 AM | Anesthesia Machine PM's Doug Swinson was the POC ***Please send a hard copy of the Purchase Order to dswinson@mercurymed.com*** The parts will be provided by Mercury Medical | 04/04/2023 10:43 AM | On Site | Sue McCabe | Gary Maultsby | John Richardson | 726008283-0-CES | 04/04/2023 | Ordered | Sue McCabe | Mercury Medical |  |  | On Site | Sue McCabe | MATERIAL | Ordered | 0211023016000 | O-Ring Vap Manifold 6/pk Aespire | 2 | 0 | 13.99 | Bartow Regional Medical Center | BRMC
111068 | 04/04/2023 10:43 AM | Anesthesia Machine PM's Doug Swinson was the POC ***Please send a hard copy of the Purchase Order to dswinson@mercurymed.com*** The parts will be provided by Mercury Medical | 04/04/2023 10:43 AM | On Site | Sue McCabe | Gary Maultsby | John Richardson | 726008283-0-CES | 04/04/2023 | Ordered | Sue McCabe | Mercury Medical |  |  | On Site | Sue McCabe | MATERIAL | Ordered | 41MX08467 | Primus 2 Year PM Kit | 4 | 0 | 745.35 | Bartow Regional Medical Center | BRMC
111068 | 04/04/2023 10:43 AM | Anesthesia Machine PM's Doug Swinson was the POC ***Please send a hard copy of the Purchase Order to dswinson@mercurymed.com*** The parts will be provided by Mercury Medical | 04/04/2023 10:43 AM | On Site | Sue McCabe | Gary Maultsby | John Richardson | 726008283-0-CES | 04/04/2023 | Ordered | Sue McCabe | Mercury Medical |  |  | On Site | Sue McCabe | MATERIAL | Ordered | 41U04314 | O-Ring Seal F/Vaporizer | 4 | 0 | 3.9 | Bartow Regional Medical Center | BRMC
111068 | 04/04/2023 10:43 AM | Anesthesia Machine PM's Doug Swinson was the POC ***Please send a hard copy of the Purchase Order to dswinson@mercurymed.com*** The parts will be provided by Mercury Medical | 04/04/2023 10:43 AM | On Site | Sue McCabe | Gary Maultsby | John Richardson | 726008283-0-CES | 04/04/2023 | Ordered | Sue McCabe | Mercury Medical |  |  | On Site | Sue McCabe | MATERIAL | Ordered | 41MX08792 | Breathing Sys Kit 2yr Apollo | 4 | 0 | 121.85 | Bartow Regional Medical Center | BRMC
111100 | 04/05/2023 08:41 AM | Scope Disinfector PM Tim Lake was the POC ***Please send a hard copy of the PO to tim.lake@olympus.com*** The PM kit will be provided by the vendor | 04/05/2023 08:00 AM | On Site | Sue McCabe | Gary Maultsby | John Richardson | 726008284-0-CES | 04/05/2023 | Ordered | Sue McCabe | Olympus America Inc |  |  | On Site | Sue McCabe | MATERIAL | Ordered | GN720700 | GN720700 OER-PRO CHECK SET | 1 | 0 | 1780 | Bartow Regional Medical Center | BRMC
111110 | 04/05/2023 12:32 PM | Boiler Inspection | 04/05/2023 12:32 PM | On Site | Sue McCabe | Gary Maultsby | John Richardson | 726008285-0-CES | 04/05/2023 | Ordered | Sue McCabe | STERIS Corp |  |  | On Site | Sue McCabe | MATERIAL | Ordered | P764333914 | FLANGED BOILER HTR 480V | 4 | 0 | 510.4975 | Bartow Regional Medical Center | BRMC
111110 | 04/05/2023 12:32 PM | Boiler Inspection | 04/05/2023 12:32 PM | On Site | Sue McCabe | Gary Maultsby | John Richardson | 726008285-0-CES | 04/05/2023 | Ordered | Sue McCabe | STERIS Corp |  |  | On Site | Sue McCabe | MATERIAL | Ordered | P764323643 | Bolt Heater 5/16in Hex | 32 | 0 | 6.9391 | Bartow Regional Medical Center | BRMC
111110 | 04/05/2023 12:32 PM | Boiler Inspection | 04/05/2023 12:32 PM | On Site | Sue McCabe | Gary Maultsby | John Richardson | 726008285-0-CES | 04/05/2023 | Ordered | Sue McCabe | STERIS Corp |  |  | On Site | Sue McCabe | MATERIAL | Ordered | SHIPPING | Expedite charge | 1 | 0 | 300 | Bartow Regional Medical Center | BRMC
111110 | 04/05/2023 12:32 PM | Boiler Inspection | 04/05/2023 12:32 PM | On Site | Sue McCabe | Gary Maultsby | John Richardson | 726008285-0-CES | 04/05/2023 | Ordered | Sue McCabe | STERIS Corp |  |  | On Site | Sue McCabe | MATERIAL | Ordered | SHIPPING | Expedite charge | 1 | 0 | 100 | Bartow Regional Medical Center | BRMC
111110 | 04/05/2023 12:32 PM | Boiler Inspection | 04/05/2023 12:32 PM | On Site | Sue McCabe | Gary Maultsby | John Richardson | 726008285-0-CES | 04/05/2023 | Ordered | Sue McCabe | STERIS Corp |  |  | On Site | Sue McCabe | MATERIAL | Ordered | P764333927 | Boiler Heater 480V/30KW | 1 | 0 | 475.38 | Bartow Regional Medical Center | BRMC
111110 | 04/05/2023 12:32 PM | Boiler Inspection | 04/05/2023 12:32 PM | On Site | Sue McCabe | Gary Maultsby | John Richardson | 726008285-0-CES | 04/05/2023 | Ordered | Sue McCabe | STERIS Corp |  |  | On Site | Sue McCabe | MATERIAL | Ordered | P764323643 | Bolt Heater 5/16in Hex | 6 | 0 | 6.9384 | Bartow Regional Medical Center | BRMC
111161 | 04/06/2023 03:30 PM | Vendor service required. | 04/06/2023 03:30 PM | On Site | Sue McCabe | Brian Pruiett | John Richardson | 726008293-0-CES | 04/06/2023 | Ordered | Sue McCabe | STERIS Corp |  |  | On Site | Sue McCabe | MATERIAL | Open | 70209277 | Pod PCB | 1 | 0 | 593.28 | Winter Haven Hospital | WHH | WHH-Endoscopy
111161 | 04/06/2023 03:30 PM | Vendor service required. | 04/06/2023 03:30 PM | On Site | Sue McCabe | Brian Pruiett | John Richardson | 726008293-0-CES | 04/06/2023 | Ordered | Sue McCabe | STERIS Corp |  |  | On Site | Sue McCabe | MATERIAL | Open | 36030069 | Control Panel | 1 | 0 | 2092.94 | Winter Haven Hospital | WHH | WHH-Endoscopy
111201 | 04/10/2023 01:52 PM | Vendor on site service needed. | 04/10/2023 01:52 PM | On Site | Sue McCabe | Brian Pruiett | John Richardson | 726008299-0-CES | 04/11/2023 | Ordered | Sue McCabe | GE HEALTHCARE, INC |  |  | On Site | Sue McCabe | MATERIAL | Open | 2067727-001-S | Avance CS2 Display | 1 | 0 | 6378 | Winter Haven Hospital | WHH | WHH-Anesthesia
111232 | 04/11/2023 12:42 PM | MRI SpO2 module not working. Needs to be replaced. PN: 989803192771 price $2,573.00. | 04/11/2023 12:42 PM | Next Day AM | Jennah Judd | Brian Mace | John Richardson | 726008304-0-CES | 04/11/2023 | Ordered | Jennah Judd | Philips Healthcare |  |  | Next Day AM | Jennah Judd | MATERIAL | Ordered | 989803192771 | SPO2 MRI Module | 1 | 0 | 2573 | Winter Haven Hospital | WHH | WHH-Radiology Services
111277 | 04/12/2023 03:11 PM | installation of PACS monitors POC: Dawn Honaker code to 0101-21100 per department Manager David Peterson | 04/12/2023 03:11 PM | Next Day | Sue McCabe | John Richardson | John Richardson | 726008308-0-CES | 04/12/2023 | Received | Sue McCabe | Pivot Technology Services Corp |  |  | Next Day | Sue McCabe | MATERIAL | Ordered | P435 | MULTISYNC 43IN DISPLAY MONITOR MNTR | 4 | 0 | 1169.55 | Bartow Regional Medical Center | BRMC
111318 | 04/14/2023 08:39 AM | Needed for State of Florida Boiler Inspection. The parts were brought on site by the vendor | 04/14/2023 08:39 AM | On Site | Sue McCabe | Gary Maultsby | John Richardson | 726008312-0-CES | 04/14/2023 | Ordered | Sue McCabe | STERIS Corp |  |  | On Site | Sue McCabe | MATERIAL | Ordered | P764333927 | Boiler Heater 480V/30KW | 1 | 0 | 475.38 | Bartow Regional Medical Center | BRMC
111318 | 04/14/2023 08:39 AM | Needed for State of Florida Boiler Inspection. The parts were brought on site by the vendor | 04/14/2023 08:39 AM | On Site | Sue McCabe | Gary Maultsby | John Richardson | 726008312-0-CES | 04/14/2023 | Ordered | Sue McCabe | STERIS Corp |  |  | On Site | Sue McCabe | MATERIAL | Ordered | P764323643 | Bolt Heater 5/16in Hex | 6 | 0 | 6.94 | Bartow Regional Medical Center | BRMC
111318 | 04/14/2023 08:39 AM | Needed for State of Florida Boiler Inspection. The parts were brought on site by the vendor | 04/14/2023 08:39 AM | On Site | Sue McCabe | Gary Maultsby | John Richardson | 726008312-0-CES | 04/14/2023 | Ordered | Sue McCabe | STERIS Corp |  |  | On Site | Sue McCabe | MATERIAL | Ordered | SHIPPING | Expedite charge | 1 | 0 | 100 | Bartow Regional Medical Center | BRMC
111346 | 04/17/2023 10:50 AM | Replenish tags/ stickers POC Vendor: Ship to Address: Morton Plant Hospital Attn: CES/Andrew Wright 300 Pinellas ST Clearwater FL 33756 | 04/17/2023 10:50 AM | Ground | Sue McCabe | Andrew Wright | Jay Masse | 721016037-0-CES | 04/17/2023 | Ordered | Sue McCabe | Copy Solutions, Inc |  |  | Ground | Sue McCabe | MATERIAL | Ordered | REPLACED | Replaced Sticker (2500) | 1 | 0 | 650 | Winter Haven Hospital | MPH
111349 | 04/17/2023 11:27 AM | Control panel installation and service | 04/17/2023 11:27 AM | On Site | Sue McCabe | John Richardson | John Richardson | 726008317-0-CES | 04/17/2023 | Ordered | Sue McCabe | STERIS Corp |  |  | On Site | Sue McCabe | MATERIAL | Ordered | 36030069 | Control Panel | 1 | 0 | 2092.94 | Winter Haven Hospital | WHH | WHH-Endoscopy
111349 | 04/17/2023 11:27 AM | Control panel installation and service | 04/17/2023 11:27 AM | On Site | Sue McCabe | John Richardson | John Richardson | 726008317-0-CES | 04/17/2023 | Ordered | Sue McCabe | STERIS Corp |  |  | On Site | Sue McCabe | MATERIAL | Ordered | SHIPPING | Expedite charge | 1 | 0 | 100 | Winter Haven Hospital | WHH | WHH-Endoscopy
111356 | 04/17/2023 03:23 PM | Physical Damage /// GL Approval Email attached to work order # 1725197 Code PO to 6100-30620-730800 per the attached email | 04/17/2023 03:23 PM | On Site | Sue McCabe | Brian Mace | John Richardson | 726008320-0-CES | 04/18/2023 | Ordered | Sue McCabe | Philips Healthcare |  |  | On Site | Sue McCabe | MATERIAL | Ordered | 451213151443 | USER INFERFACE ELEVA | 1 | 0 | 10963.03 | Winter Haven Hospital | WHH | WHH-Radiology Services
111470 | 04/24/2023 10:01 AM | MP5 installation Quote# 0200623-CC03BC POC: Clint Creal PCU/PSU/Same day ***Please see Director of Patient Care approval and coding**** *** Cost center is 0101-12154 (Cardiovascular Tele) GL 730950*** | 04/24/2023 10:01 AM | Ground | Sue McCabe | John Richardson | John Richardson | 726008333-0-CES | 04/24/2023 | Ordered | Sue McCabe | Pioneer Biomedical Inc |  |  | Ground | Sue McCabe | MATERIAL | Ordered | MP5 | Philips IntelliVue Patient Monitor - MP5 | 6 | 0 | 4790 | Bartow Regional Medical Center | BRMC
111473 | 04/24/2023 10:48 AM | Needed to repair an Anesthesia Machine monitor Rich was the POC Approved by John Richardson | 04/24/2023 10:48 AM | Next Day AM | Sue McCabe | Gary Maultsby | John Richardson | 726008334-0-CES | 04/24/2023 | Ordered | Sue McCabe | Draeger Medical Inc |  |  | Next Day AM | Sue McCabe | MATERIAL | Ordered | 2606285-04 | Power Supply | 1 | 0 | 626.64 | Bartow Regional Medical Center | BRMC
111521 | 04/25/2023 12:59 PM | Anesthesia Machine Power Supply is needed for CES Shop Stock OEM order was approved by JR Richardson | 04/25/2023 12:59 PM | Ground | Sue McCabe | Gary Maultsby | John Richardson | 726008343-0-CES | 04/26/2023 | Ordered | Sue McCabe | Draeger Medical Inc |  |  | Ground | Sue McCabe | MATERIAL | Ordered | 2606285-04 | Power Supply | 1 | 0 | 626.64 | Bartow Regional Medical Center | BRMC
111571 | 04/27/2023 11:23 AM | Order anesthesia parts for stock. | 04/27/2023 11:23 AM | Ground | Jennah Judd | Tom Heath | John Richardson | 726008353-0-CES | 04/28/2023 | Ordered | Jennah Judd | Datex-Ohmeda Inc Div GE Health |  |  | Ground | Jennah Judd | MATERIAL | Ordered | M1234213 | replacement ABS | 2 | 0 | 2113 | Winter Haven Hospital | WHH | WHH-Clinical Engineering Services
111579 | 04/27/2023 02:55 PM | Please email hardcopy of PO# to brian.mace@baycare.org $2276.50 pn: 5389155 | 04/27/2023 02:55 PM | Next Day AM | Jennah Judd | Brian Mace | John Richardson | 726008350-0-CES | 04/27/2023 | Ordered | Jennah Judd | GE Precision Healthcare LLC |  |  | Next Day AM | Jennah Judd | MATERIAL | Ordered | 5389155 | FlashPad Tether with Plug Asm, 4m | 1 | 0 | 2276.5 | Bartow Regional Medical Center | BRMC
111627 | 05/01/2023 10:57 AM | Need 2A/250VAC Slow Blow Fuses for portable X-Ray Machine Supplier: Grainger Part #: 4XH59 Price: $13.89 per 5 pack | 05/01/2023 10:57 AM | Next Day | Jennah Judd | Brian Mace | John Richardson | 726008356-0-CES | 05/01/2023 | Ordered | Jennah Judd | Grainger |  |  | Next Day | Jennah Judd | MATERIAL | Ordered | 4XH59 | Fuse, 2.0 amp MDL 250v std | 3 | 0 | 13.89 | Winter Haven Hospital | WHH | WHH-Radiology Services
111853 | 05/11/2023 10:54 AM | Onsite Vendor PM | 05/11/2023 10:54 AM | Next Day | Sue McCabe | Colin Clark | John Richardson | 726008386-0-CES | 05/11/2023 | Received | Sue McCabe | Medrep Technologies, Inc |  |  | Next Day | Sue McCabe | MATERIAL | Open | MISC | Fuel surcharge | 1 | 0 | 50 | Winter Haven Hospital | WHH | WHH-Laboratory Services
112056 | 05/23/2023 09:03 AM | MRI service required to remove IV pole ****CHARGE TO 6100-33700-GL# 731050**** ***Per Imaging Service Director- See attached authorization*** | 05/23/2023 09:03 AM | On Site | Sue McCabe | John Richardson | John Richardson | 726008418-0-CES | 05/26/2023 | Ordered | Sue McCabe | Siemens Medical Solutions USA |  |  | On Site | Sue McCabe | MATERIAL | Ordered | 10358316 | BODY COIL_098_1.5T | 1 | 0 | 44726 | Winter Haven Hospital | WHH | WHH-Radiology Services
112056 | 05/23/2023 09:03 AM | MRI service required to remove IV pole ****CHARGE TO 6100-33700-GL# 731050**** ***Per Imaging Service Director- See attached authorization*** | 05/23/2023 09:03 AM | On Site | Sue McCabe | John Richardson | John Richardson | 726008418-0-CES | 05/26/2023 | Ordered | Sue McCabe | Siemens Medical Solutions USA |  |  | On Site | Sue McCabe | MATERIAL | Ordered | 10568785 | Front Funnel | 1 | 0 | 5269.5 | Winter Haven Hospital | WHH | WHH-Radiology Services
112056 | 05/23/2023 09:03 AM | MRI service required to remove IV pole ****CHARGE TO 6100-33700-GL# 731050**** ***Per Imaging Service Director- See attached authorization*** | 05/23/2023 09:03 AM | On Site | Sue McCabe | John Richardson | John Richardson | 726008418-0-CES | 05/26/2023 | Ordered | Sue McCabe | Siemens Medical Solutions USA |  |  | On Site | Sue McCabe | MATERIAL | Ordered | SHIPPING | Expedite charge | 1 | 0 | 500 | Winter Haven Hospital | WHH | WHH-Radiology Services
112058 | 05/23/2023 10:18 AM | replacement clips are needed for the ones I provided to the clinic. Please ship the part to SAH-Attn: CE Derrick Modest, 1200 5th Ave. North, St. Petersburg, Fl. 33705 | 05/23/2023 10:18 AM | Ground | Sue McCabe | Derrick Modest | Dwayne Wilcox | 726008403-0-CES | 05/23/2023 | Ordered | Sue McCabe | PartsSource |  |  | Ground | Sue McCabe | MATERIAL | Ordered | 2056813-010 | CLEAR TAB SNAP SURELOCK ECG ADAPTER CLIP | 1 | 0 | 39.9 | Bartow Regional Medical Center | BMG
112087 | 05/24/2023 09:10 AM | Baxter vaporizer swap Per department Manager code this charge to 0101-20100 (Anesthesia) GL# 730895 See attached approval | 05/24/2023 09:10 AM | Next Day | Sue McCabe | John Richardson | John Richardson | 726008407-0-CES | 05/24/2023 | Ordered | Sue McCabe | Baxter Healthcare Corp Renal |  |  | Next Day | Sue McCabe | MATERIAL | Ordered | LEASEDSEVOFLURANEVAPORIZER | Leased Sevoflurane vaporizer | 3 | 0 | 500 | Bartow Regional Medical Center | BRMC
112087 | 05/24/2023 09:10 AM | Baxter vaporizer swap Per department Manager code this charge to 0101-20100 (Anesthesia) GL# 730895 See attached approval | 05/24/2023 09:10 AM | Next Day | Sue McCabe | John Richardson | John Richardson | 726008407-0-CES | 05/24/2023 | Ordered | Sue McCabe | Baxter Healthcare Corp Renal |  |  | Next Day | Sue McCabe | MATERIAL | Ordered | LEASEDSEVOFLURANEVAPORIZER | Leased Sevoflurane vaporizer | 1 | 0 | 0 | Bartow Regional Medical Center | BRMC
112171 | 05/26/2023 01:20 PM | ekg has static in lines Please ship the parts to the clinic because they are plug and play. 2605 Enterprise Road Attn site manager Suite 100 Clearwater, FL 33759 Phone: (727) 799-6255 Fax: (813) 635-7865 | 05/26/2023 01:20 PM | Ground | Rebecca Hughes | Derrick Modest | Dwayne Wilcox | 200030800-CES | 02/20/2024 | Ordered | Rebecca Hughes | PartsSource |  |  | Ground | Rebecca Hughes | MATERIAL | Ordered | 2056813-010 | CLEAR TAB SNAP SURELOCK ECG ADAPTER CLIP | 1 | 0 | 39.9 | Bartow Regional Medical Center | BMG
112240 | 05/31/2023 11:20 AM | Service exchange wheelchairs See attached quote 10659045 and Dir. of Operations approval to order | 05/31/2023 11:20 AM | Ground | Sue McCabe | John Richardson | John Richardson | 726008426-0-CES | 05/31/2023 | Ordered | Sue McCabe | Stryker Medical Div Stryker Co |  |  | Ground | Sue McCabe | MATERIAL | Ordered | 1460000000 | Prime TC Swing-Away Model | 6 | 0 | 3266.04 | Winter Haven Hospital | WHH | WHH-Clinical Engineering Services
112270 | 06/01/2023 10:44 AM | poc BISC please ship items to BISC attn. Clinical Engineering ORDERED BY BISC CUSTOMER SERVICE--MY RQC IS NOT WORKING. 6/7/2023 | 06/01/2023 10:44 AM | Ground | Sue McCabe | Germaine Kinder | John Richardson | RQC5379815 | 06/15/2023 | Ordered | Sue McCabe | BISC Integrated Service Center |  |  | Ground | Sue McCabe | MATERIAL | Ordered | 188869 | Aeroscout tag | 84 | 0 | 64.24 | South Florida Baptist Hospital | SFBH
112299 | 06/02/2023 01:58 PM | poc Debbie | 06/02/2023 01:58 PM | Two Day | Sue McCabe | Emanuel Muentes | Mary Emery | 755005240-0-CES | 06/02/2023 | Ordered | Sue McCabe | CareFusion Alaris |  |  | Two Day | Sue McCabe | MATERIAL | Ordered | 8100-RCS | IV set, Rate Calibration Set | 10 | 0 | 27.5 | South Florida Baptist Hospital | SFBH
112302 | 06/02/2023 03:11 PM | Critical part needed Switching power supply for server. | 06/02/2023 03:11 PM | Next Day | Sue McCabe | Brian Pruiett | John Richardson | 726008431-0-CES | 06/05/2023 | Ordered | Sue McCabe | Philips Healthcare |  |  | Next Day | Sue McCabe | MATERIAL | Ordered | 453564416941 | Switching power supply | 3 | 0 | 864 | Winter Haven Hospital | WHH | WHH-ED Observation Unit
112450 | 06/09/2023 01:11 PM | LabSystem Pro LS10k Win 10 SW 4.0 CPU $39,675 Please email hardcopy to brian.mace@baycare.org ***See Walter's approval email attached*** | 06/09/2023 01:11 PM | On Site | Sue McCabe | Brian Mace | John Richardson | 726008458-0-CES | 06/16/2023 | Ordered | Sue McCabe | Boston Scientific Cardiac Rhyt |  |  | On Site | Sue McCabe | MATERIAL | Ordered | LABSYSTEM-PRO-LS10K-CPU | LabSystem Pro LS10k Win 10 SW 4.0 CPU | 1 | 0 | 68850 | Winter Haven Hospital | WHH | WHH-Cardiac Cath Lab
112501 | 06/13/2023 11:27 AM | Generator replacement. Please email hardcopy to brian.mace@baycare.org | 06/13/2023 11:27 AM | On Site | Sue McCabe | Brian Mace | John Richardson | 726008447-0-CES | 06/13/2023 | Ordered | Sue McCabe | KenMed Supply LLC |  |  | On Site | Sue McCabe | MATERIAL | Ordered | QG-32-2GENERATOR | 208V X-Ray Generator | 1 | 0 | 15186.5 | Winter Haven Hospital | WHH | WHH-RMC Radiology
112530 | 06/14/2023 11:00 AM | Needed for Vendor T&M Repair Cuong Nguyen was the POC | 06/14/2023 11:00 AM | Ground | Sue McCabe | Gary Maultsby | John Richardson | 726008449-0-CES | 06/14/2023 | Ordered | Sue McCabe | ArjoHuntleigh A Getinge Group |  |  | Ground | Sue McCabe | MATERIAL | Ordered | IPP3-USA | INTEROPERATIVE PROBE PACK-INCL | 1 | 0 | 718.94 | Bartow Regional Medical Center | BRMC
112547 | 06/14/2023 02:58 PM | poc Getinge | 06/14/2023 02:58 PM | Two Day | Sue McCabe | Germaine Kinder | John Richardson | 755005251-0-CES | 06/14/2023 | Ordered | Sue McCabe | Getinge USA Inc |  |  | Two Day | Sue McCabe | MATERIAL | Ordered | 0146-00-0097 | Battery | 1 | 0 | 1150 | South Florida Baptist Hospital | SFBH
112585 | 06/15/2023 12:56 PM | Please email hardcopy of PO# to brian.mace@baycare.org (The vendor requests separate PO#'s for this repair and the PM that was requested earlier.) | 06/15/2023 12:56 PM | On Site | Sue McCabe | Brian Mace | John Richardson | 726008453-0-CES | 06/15/2023 | Ordered | Sue McCabe | GE Precision Healthcare LLC |  |  | On Site | Sue McCabe | MATERIAL | Ordered | LATERAL-MOTOR-COVER-$647 | Lateral Motor Cover | 1 | 0 | 485.25 | Winter Haven Hospital | WHH | WHH-Nuclear Medicine
112613 | 06/16/2023 01:26 PM | ---PM Parts for Alaris devices----Parts source has parts on backorder with no eta-- | 06/16/2023 01:26 PM | Ground | Sue McCabe | Emanuel Muentes | John Richardson | 755005258-0-CES | 06/19/2023 | Received | Sue McCabe | CareFusion Alaris |  |  | Ground | Sue McCabe | MATERIAL | Partial | 10013325 | Alaris 8100 Rear Case | 10 | 10 | 102.36 | South Florida Baptist Hospital | SFBH
112613 | 06/16/2023 01:26 PM | ---PM Parts for Alaris devices----Parts source has parts on backorder with no eta-- | 06/16/2023 01:26 PM | Ground | Sue McCabe | Emanuel Muentes | John Richardson | 755005258-0-CES | 06/19/2023 | Received | Sue McCabe | CareFusion Alaris |  |  | Ground | Sue McCabe | MATERIAL | Partial | 49000346 | 8100 front case keypad, w/door latch assy | 5 | 5 | 292.5 | South Florida Baptist Hospital | SFBH
112613 | 06/16/2023 01:26 PM | ---PM Parts for Alaris devices----Parts source has parts on backorder with no eta-- | 06/16/2023 01:26 PM | Ground | Sue McCabe | Emanuel Muentes | John Richardson | 755005258-0-CES | 06/19/2023 | Received | Sue McCabe | CareFusion Alaris |  |  | Ground | Sue McCabe | MATERIAL | Partial | 148452-000 | 8015 Power Cord | 10 | 10 | 24.98 | South Florida Baptist Hospital | SFBH
112613 | 06/16/2023 01:26 PM | ---PM Parts for Alaris devices----Parts source has parts on backorder with no eta-- | 06/16/2023 01:26 PM | Ground | Sue McCabe | Emanuel Muentes | John Richardson | 755005258-0-CES | 06/19/2023 | Received | Sue McCabe | CareFusion Alaris |  |  | Ground | Sue McCabe | MATERIAL | Partial | 49000270 | Bezel assembly, LVP 8100 | 4 | 4 | 231.81 | South Florida Baptist Hospital | SFBH
112641 | 06/19/2023 02:56 PM | Batteries for Vents | 06/19/2023 02:56 PM | Two Day | Sue McCabe | Brian Pruiett | John Richardson | 726008463-0-CES | 06/20/2023 | Ordered | Sue McCabe | Getinge USA Inc |  |  | Two Day | Sue McCabe | MATERIAL | Ordered | 6487180 | Battery Module, 12V 4.0 NIMH, Servo i | 12 | 0 | 224.55 | Winter Haven Hospital | WHH | WHH-Clinical Engineering Services
112656 | 06/20/2023 10:31 AM | Please email hardcopy of PO# to brian.mace@baycare.org | 06/20/2023 10:31 AM | On Site | Sue McCabe | Brian Mace | John Richardson | 755005260-0-CES | 06/20/2023 | Ordered | Sue McCabe | CMS Imaging Inc |  |  | On Site | Sue McCabe | MATERIAL | Open | 572-90007-54 | HDD 1TB, DR-300 REF PC | 1 | 0 | 2506.63 | Winter Haven Hospital | SFBH
112663 | 06/20/2023 11:43 AM | A ***No Charge*** PO is needed to order Prevalon Airtap Filters Please send a Hard Copy of the PO to ***cary.frontdesk@stryker.com*** Sage Products LLC 3909 Three Oaks Rd. Cary, IL 60013 | 06/20/2023 11:43 AM | Ground | Sue McCabe | Gary Maultsby | John Richardson | 726008467-0-CES | 06/20/2023 | Ordered | Sue McCabe | Sage Products Inc |  |  | Ground | Sue McCabe | MATERIAL | Ordered | 7465 | Sage 5yr Filter Replacement | 257 | 0 | 0 | Bartow Regional Medical Center | BRMC
112742 | 06/22/2023 02:09 PM | ***please bill GL# 6100-34000-731050***Quote and GL Approval Email attached. please email hardcopy of PO# to brian.mace@baycare.org*** | 06/22/2023 02:09 PM | On Site | Sue McCabe | Brian Mace | John Richardson | 726008479-0-CES | 06/26/2023 | Ordered | Sue McCabe | GE Precision Healthcare LLC |  |  | On Site | Sue McCabe | MATERIAL | Ordered | 7555005 | 21.5 Inch Top Cover Assembly | 1 | 0 | 5644.5 | Winter Haven Hospital | WHH | WHH-Radiology Services
112823 | 06/27/2023 02:13 PM | Please email hardcopy PO# to brian.mace@baycare.org and to mark.s.turner@philips.com | 06/27/2023 02:13 PM | On Site | Sue McCabe | Brian Mace | John Richardson | 726008480-0-CES | 06/27/2023 | Ordered | Sue McCabe | AllParts Medical |  |  | On Site | Sue McCabe | MATERIAL | Ordered | 453561979764 | Transducer X5-1 | 1 | 0 | 7500 | Winter Haven Hospital | WHH | WHH-Non Invasive Cardiology
112944 | 07/05/2023 11:33 AM | POC Joe part is an exchange | 07/05/2023 11:33 AM | Next Day | Sue McCabe | Thomas Odaris | Dwayne Wilcox | 752000903-0-CES | 07/05/2023 | Ordered | Sue McCabe | Probo Medical LLC |  |  | Next Day | Sue McCabe | MATERIAL | Ordered | 6020700-40 | OP Panel Assy | 1 | 0 | 2200 | Bartow Regional Medical Center | BOI
113059 | 07/10/2023 02:22 PM | No Charge PO. Special replacement parts. 5yr PM. | 07/10/2023 02:22 PM | Ground | Sue McCabe | Colin Clark | Dwayne Wilcox | 726008507-0-CES | 07/10/2023 | Ordered | Sue McCabe | Sage Products Inc |  |  | Ground | Sue McCabe | MATERIAL | Ordered | 7465 | Sage 5yr Filter Replacement | 1 | 0 | 0 | Winter Haven Hospital | WHH | WHH-Emergency Service
113059 | 07/10/2023 02:22 PM | No Charge PO. Special replacement parts. 5yr PM. | 07/10/2023 02:22 PM | Ground | Sue McCabe | Colin Clark | Dwayne Wilcox | 726008507-0-CES | 07/10/2023 | Ordered | Sue McCabe | Sage Products Inc |  |  | Ground | Sue McCabe | MATERIAL | Ordered | 7465 | Sage 5yr Filter Replacement | 1 | 0 | 0 | Winter Haven Hospital | WHH | WHH-Emergency Service
113059 | 07/10/2023 02:22 PM | No Charge PO. Special replacement parts. 5yr PM. | 07/10/2023 02:22 PM | Ground | Sue McCabe | Colin Clark | Dwayne Wilcox | 726008507-0-CES | 07/10/2023 | Ordered | Sue McCabe | Sage Products Inc |  |  | Ground | Sue McCabe | MATERIAL | Ordered | 7465 | Sage 5yr Filter Replacement | 1 | 0 | 0 | Winter Haven Hospital | WHH | WHH-Emergency Service
113059 | 07/10/2023 02:22 PM | No Charge PO. Special replacement parts. 5yr PM. | 07/10/2023 02:22 PM | Ground | Sue McCabe | Colin Clark | Dwayne Wilcox | 726008507-0-CES | 07/10/2023 | Ordered | Sue McCabe | Sage Products Inc |  |  | Ground | Sue McCabe | MATERIAL | Ordered | 7465 | Sage 5yr Filter Replacement | 1 | 0 | 0 | Winter Haven Hospital | WHH | WHH-Emergency Service
113059 | 07/10/2023 02:22 PM | No Charge PO. Special replacement parts. 5yr PM. | 07/10/2023 02:22 PM | Ground | Sue McCabe | Colin Clark | Dwayne Wilcox | 726008507-0-CES | 07/10/2023 | Ordered | Sue McCabe | Sage Products Inc |  |  | Ground | Sue McCabe | MATERIAL | Ordered | 7465 | Sage 5yr Filter Replacement | 1 | 0 | 0 | Winter Haven Hospital | WHH | WHH-Emergency Service
113059 | 07/10/2023 02:22 PM | No Charge PO. Special replacement parts. 5yr PM. | 07/10/2023 02:22 PM | Ground | Sue McCabe | Colin Clark | Dwayne Wilcox | 726008507-0-CES | 07/10/2023 | Ordered | Sue McCabe | Sage Products Inc |  |  | Ground | Sue McCabe | MATERIAL | Ordered | 7465 | Sage 5yr Filter Replacement | 1 | 0 | 0 | Winter Haven Hospital | WHH | WHH-Emergency Service
113059 | 07/10/2023 02:22 PM | No Charge PO. Special replacement parts. 5yr PM. | 07/10/2023 02:22 PM | Ground | Sue McCabe | Colin Clark | Dwayne Wilcox | 726008507-0-CES | 07/10/2023 | Ordered | Sue McCabe | Sage Products Inc |  |  | Ground | Sue McCabe | MATERIAL | Ordered | 7465 | Sage 5yr Filter Replacement | 1 | 0 | 0 | Winter Haven Hospital | WHH | WHH-Emergency Service
113357 | 07/25/2023 11:59 AM | Needed for repair of an Olympus microscope Chris was the POC Ordered using AIMS per Walter | 07/25/2023 11:59 AM | Next Day | Sue McCabe | Gary Maultsby | John Richardson | 726008531-0-CES | 07/25/2023 | Ordered | Sue McCabe | Olympus America Inc |  |  | Next Day | Sue McCabe | MATERIAL | Ordered | U-LHLEDC | White LED Lamphouse | 1 | 0 | 1505 | Bartow Regional Medical Center | BRMC
113364 | 07/25/2023 02:20 PM | G5 gas bench rental | 07/25/2023 02:20 PM | Next Day | Sue McCabe | John Richardson | John Richardson | 726008533-0-CES | 07/25/2023 | Ordered | Sue McCabe | Pioneer Biomedical Inc |  |  | Next Day | Sue McCabe | MATERIAL | Ordered | M1019A | Philips IntelliVue G5 Gas Module (30 day rental) | 4 | 0 | 590 | Bartow Regional Medical Center | BRMC
113367 | 07/25/2023 03:22 PM | Blackjack wall bricks | 07/25/2023 03:22 PM | Next Day | Sue McCabe | John Richardson | John Richardson | 726008534-0-CES | 07/25/2023 | Ordered | Sue McCabe | Integrity Medical Products Inc |  |  | Next Day | Sue McCabe | MATERIAL | Ordered | DW-XA | Black Jack Magnetic Wall Brick | 50 | 0 | 135 | Bartow Regional Medical Center | WHH | WHH-Clinical Engineering Services
113392 | 07/26/2023 01:47 PM | Please ship the accessories to the clinic attn site manager because they are plug and play | 07/26/2023 01:47 PM | Ground | Sue McCabe | Derrick Modest | Dwayne Wilcox | 720000204-0-CES | 07/26/2023 | Ordered | Sue McCabe | PartsSource |  |  | Ground | Sue McCabe | MATERIAL | Ordered | 2056813-010 | CLEAR TAB SNAP SURELOCK ECG ADAPTER CLIP | 3 | 0 | 39.4 | Bartow Regional Medical Center | BMG
113488 | 08/01/2023 07:40 AM | Needed for the Vendor On Site PM of 2 Chest Compression Systems Jonathan Rousseau was the POC. The quote is attached. | 08/01/2023 07:40 AM | On Site | Sue McCabe | Gary Maultsby | John Richardson | 261314766-CES | 08/01/2023 | Ordered | Sue McCabe | Stryker Medical Div Stryker Co |  |  | On Site | Sue McCabe | MATERIAL | Ordered | 21576-000018 | LUCAS 2 CARRY BALL SCREWGREASE | 1 | 0 | 104 | Bartow Regional Medical Center | BRMC
113583 | 08/04/2023 12:44 PM | poc Rocky Martinez please ship to SJS attn Wayne Ashwood | 08/04/2023 12:44 PM | Two Day | Sue McCabe | Wayne Ashwood | Dwayne Wilcox | 550025435-CES | 08/04/2023 | Ordered | Sue McCabe | ERS Inc Bio-Medical Service |  |  | Two Day | Sue McCabe | MATERIAL | Ordered | HT-R-12-HLW | Washer | 1 | 0 | 4.95 | South Florida Baptist Hospital | SFBH
113583 | 08/04/2023 12:44 PM | poc Rocky Martinez please ship to SJS attn Wayne Ashwood | 08/04/2023 12:44 PM | Two Day | Sue McCabe | Wayne Ashwood | Dwayne Wilcox | 550025435-CES | 08/04/2023 | Ordered | Sue McCabe | ERS Inc Bio-Medical Service |  |  | Two Day | Sue McCabe | MATERIAL | Ordered | WH-R12-109 | HIGH LIMIT SWITCH | 1 | 0 | 107.9 | South Florida Baptist Hospital | SFBH
113599 | 08/07/2023 10:32 AM | GL#6100-36000-731050 approval email attached. Need replacement EKG leads. | 08/07/2023 10:32 AM | Next Day | Sue McCabe | Brian Mace | John Richardson | 261316436-CES | 08/07/2023 | Ordered | Sue McCabe | GE Precision Healthcare LLC |  |  | Next Day | Sue McCabe | MATERIAL | Ordered | 5876916 | NORAV R-WAVE PATIENT CABLE WITH CLIP END | 2 | 0 | 1044 | Winter Haven Hospital | WHH | WHH-Nuclear Medicine
113602 | 08/07/2023 10:44 AM | No Cost PO for damaged part replacement. New email contact smc@stryker.com | 08/07/2023 10:44 AM | Ground | Sue McCabe | Colin Clark | John Richardson | 261316472-CES | 08/07/2023 | Ordered | Sue McCabe | Sage Products Inc |  |  | Ground | Sue McCabe | MATERIAL | Ordered | 7441 | QC REPLACEMENT HOSE / AirTap | 1 | 0 | 0 | Winter Haven Hospital | WHH | WHH-Emergency Service
113648 | 08/08/2023 11:33 AM | Need 2A/250 time delayed fuses ASAP. Ordering through AIMS/Grainger instead of Parts Source because I need them tomorrow. https://www.grainger.com/product/BUSSMANN-Fuse-2-A-4XH59 | 08/08/2023 11:33 AM | Next Day | Sue McCabe | Brian Mace | John Richardson | 261316968-CES | 08/08/2023 | Ordered | Sue McCabe | Grainger |  |  | Next Day | Sue McCabe | MATERIAL | Ordered | 4XH59 | Fuse, 2.0 amp MDL 250v std | 5 | 0 | 13.89 | Winter Haven Hospital | WHH | WHH-Radiology Services
113658 | 08/08/2023 02:49 PM | Requesting PM parts. Requesting to order parts direct from Vendor (Confirmed availability with BD). | 08/08/2023 02:49 PM | Two Day | Jennah Judd | Brian Pruiett | John Richardson | 261317518-CES | 08/09/2023 | Ordered | Jennah Judd | CareFusion Corp A BD Co |  |  | Two Day | Jennah Judd | MATERIAL | Ordered | 49000432 | Module Latch Kit, BD Alaris | 25 | 0 | 29.8 | Winter Haven Hospital | WHH | WHH-Nursing Administration
113658 | 08/08/2023 02:49 PM | Requesting PM parts. Requesting to order parts direct from Vendor (Confirmed availability with BD). | 08/08/2023 02:49 PM | Two Day | Jennah Judd | Brian Pruiett | John Richardson | 261317518-CES | 08/09/2023 | Ordered | Jennah Judd | CareFusion Corp A BD Co |  |  | Two Day | Jennah Judd | MATERIAL | Ordered | 49000439 | BD GRAY FRONT DOOR ASSY | 12 | 0 | 292.5 | Winter Haven Hospital | WHH | WHH-Nursing Administration
113658 | 08/08/2023 02:49 PM | Requesting PM parts. Requesting to order parts direct from Vendor (Confirmed availability with BD). | 08/08/2023 02:49 PM | Two Day | Jennah Judd | Brian Pruiett | John Richardson | 261317518-CES | 08/09/2023 | Ordered | Jennah Judd | CareFusion Corp A BD Co |  |  | Two Day | Jennah Judd | MATERIAL | Ordered | 147080-100 | Alaris 8100 8015 Latch Kit | 50 | 0 | 29.8 | Winter Haven Hospital | WHH | WHH-Nursing Administration
113658 | 08/08/2023 02:49 PM | Requesting PM parts. Requesting to order parts direct from Vendor (Confirmed availability with BD). | 08/08/2023 02:49 PM | Two Day | Jennah Judd | Brian Pruiett | John Richardson | 261317518-CES | 08/09/2023 | Ordered | Jennah Judd | CareFusion Corp A BD Co |  |  | Two Day | Jennah Judd | MATERIAL | Ordered | 49000540 | Pressure Sensor, LVP 8100 Alaris | 30 | 0 | 147.22 | Winter Haven Hospital | WHH | WHH-Nursing Administration
113658 | 08/08/2023 02:49 PM | Requesting PM parts. Requesting to order parts direct from Vendor (Confirmed availability with BD). | 08/08/2023 02:49 PM | Two Day | Jennah Judd | Brian Pruiett | John Richardson | 261317518-CES | 08/09/2023 | Ordered | Jennah Judd | CareFusion Corp A BD Co |  |  | Two Day | Jennah Judd | MATERIAL | Ordered | 49000553 | male iui | 100 | 0 | 20.48 | Winter Haven Hospital | WHH | WHH-Nursing Administration
113658 | 08/08/2023 02:49 PM | Requesting PM parts. Requesting to order parts direct from Vendor (Confirmed availability with BD). | 08/08/2023 02:49 PM | Two Day | Jennah Judd | Brian Pruiett | John Richardson | 261317518-CES | 08/09/2023 | Ordered | Jennah Judd | CareFusion Corp A BD Co |  |  | Two Day | Jennah Judd | MATERIAL | Ordered | 147078-100 | Alaris IUI Connector - Female | 100 | 0 | 20.48 | Winter Haven Hospital | WHH | WHH-Nursing Administration
113658 | 08/08/2023 02:49 PM | Requesting PM parts. Requesting to order parts direct from Vendor (Confirmed availability with BD). | 08/08/2023 02:49 PM | Two Day | Jennah Judd | Brian Pruiett | John Richardson | 261317518-CES | 08/09/2023 | Ordered | Jennah Judd | CareFusion Corp A BD Co |  |  | Two Day | Jennah Judd | MATERIAL | Ordered | 49000501 | Case Rear, Assembly,Pump Module, Model 8100 | 16 | 0 | 292.5 | Winter Haven Hospital | WHH | WHH-Nursing Administration
113749 | 08/14/2023 11:01 AM | Cover damaged and needs to be replaced for patient safety. ****Code PO to 6100-34110-731050 see attached approval***. | 08/14/2023 11:01 AM | On Site | Sue McCabe | Brian Mace | John Richardson | 261319562-CES | 08/15/2023 | Ordered | Sue McCabe | Philips Healthcare |  |  | On Site | Sue McCabe | MATERIAL | Ordered | 452230007811 | Cover Left | 1 | 0 | 3927 | Winter Haven Hospital | WHH | WHH-Radiology Services
113807 | 08/16/2023 09:59 AM | extension cable needed for sp02 finger probe. Please ship the part to the supervisor/site manager as it is plug and play | 08/16/2023 09:59 AM | Ground | Rebecca Hughes | Derrick Modest | Dwayne Wilcox | 200030235-CES | 08/16/2023 | Ordered | Rebecca Hughes | PartsSource |  |  | Ground | Rebecca Hughes | MATERIAL | Ordered | 008-0742-00 | Nellcor SpO2 | 1 | 0 | 35.36 | Bartow Regional Medical Center | BMG
113812 | 08/16/2023 10:57 AM | tools and test equipment needed for PMs. Please send the equipment to the BSO attn: Alexander Broskey | 08/16/2023 10:57 AM | Ground | Rebecca Hughes | Derrick Modest | Dwayne Wilcox | 200030236-CES | 08/16/2023 | Ordered | Rebecca Hughes | PartsSource |  |  | Ground | Rebecca Hughes | MATERIAL | Ordered | SC-5KIT | Simcube SC-5 | 1 | 0 | 2495 | Bartow Regional Medical Center | BMG
113812 | 08/16/2023 10:57 AM | tools and test equipment needed for PMs. Please send the equipment to the BSO attn: Alexander Broskey | 08/16/2023 10:57 AM | Ground | Rebecca Hughes | Derrick Modest | Dwayne Wilcox | 200030236-CES | 08/16/2023 | Ordered | Rebecca Hughes | PartsSource |  |  | Ground | Rebecca Hughes | MATERIAL | Ordered | SL-8 | Patient Simulator | 1 | 0 | 1795 | Bartow Regional Medical Center | BMG
113812 | 08/16/2023 10:57 AM | tools and test equipment needed for PMs. Please send the equipment to the BSO attn: Alexander Broskey | 08/16/2023 10:57 AM | Ground | Rebecca Hughes | Derrick Modest | Dwayne Wilcox | 200030236-CES | 08/16/2023 | Ordered | Rebecca Hughes | PartsSource |  |  | Ground | Rebecca Hughes | MATERIAL | Ordered | 501-0113 | NIBP adapter set | 1 | 0 | 200 | Bartow Regional Medical Center | BMG
113812 | 08/16/2023 10:57 AM | tools and test equipment needed for PMs. Please send the equipment to the BSO attn: Alexander Broskey | 08/16/2023 10:57 AM | Ground | Rebecca Hughes | Derrick Modest | Dwayne Wilcox | 200030236-CES | 08/16/2023 | Ordered | Rebecca Hughes | PartsSource |  |  | Ground | Rebecca Hughes | MATERIAL | Ordered | 501-0311 | Philips 6 ft lead cable | 1 | 0 | 15 | Bartow Regional Medical Center | BMG
113812 | 08/16/2023 10:57 AM | tools and test equipment needed for PMs. Please send the equipment to the BSO attn: Alexander Broskey | 08/16/2023 10:57 AM | Ground | Rebecca Hughes | Derrick Modest | Dwayne Wilcox | 200030236-CES | 08/16/2023 | Ordered | Rebecca Hughes | PartsSource |  |  | Ground | Rebecca Hughes | MATERIAL | Ordered | 06138-000 | Cal-Key | 1 | 0 | 58.8 | Bartow Regional Medical Center | BMG
113822 | 08/16/2023 03:34 PM | Rauland RN call conduit box and circuit board POC: Edwin / Noemi ***Code PO to Street 5 - 6100 12225- 722130*** Please email PO to J.R. Richardson / Brian Pruiett | 08/16/2023 03:34 PM | Next Day | Rebecca Hughes | John Richardson | John Richardson | 261320132-CES | 08/16/2023 | Ordered | Rebecca Hughes | Rauland-Borg Inc |  |  | Next Day | Rebecca Hughes | MATERIAL | Ordered | 350304 | Feature Bed Control Modules | 10 | 0 | 151.03 | Winter Haven Hospital | WHH | WHH-Clinical Engineering Services
113822 | 08/16/2023 03:34 PM | Rauland RN call conduit box and circuit board POC: Edwin / Noemi ***Code PO to Street 5 - 6100 12225- 722130*** Please email PO to J.R. Richardson / Brian Pruiett | 08/16/2023 03:34 PM | Next Day | Rebecca Hughes | John Richardson | John Richardson | 261320132-CES | 08/16/2023 | Ordered | Rebecca Hughes | Rauland-Borg Inc |  |  | Next Day | Rebecca Hughes | MATERIAL | Ordered | NCBED5 | R5 Feature Bed Receptacle | 10 | 0 | 123.15 | Winter Haven Hospital | WHH | WHH-Clinical Engineering Services
113822 | 08/16/2023 03:34 PM | Rauland RN call conduit box and circuit board POC: Edwin / Noemi ***Code PO to Street 5 - 6100 12225- 722130*** Please email PO to J.R. Richardson / Brian Pruiett | 08/16/2023 03:34 PM | Next Day | Rebecca Hughes | John Richardson | John Richardson | 261320132-CES | 08/16/2023 | Ordered | Rebecca Hughes | Rauland-Borg Inc |  |  | Next Day | Rebecca Hughes | MATERIAL | Ordered | V5748 | Legrand | 10 | 0 | 9.23 | Winter Haven Hospital | WHH | WHH-Clinical Engineering Services
113831 | 08/17/2023 09:09 AM | BP TEST VOLUME REPAIR FIXTURE needed to do pm's please ship it to the bso ce attn alex broskey | 08/17/2023 09:09 AM | Ground | Rebecca Hughes | Alexander Broskey | Dwayne Wilcox | 200030242-CES | 08/17/2023 | Partial | Rebecca Hughes | PartsSource |  |  | Ground | Rebecca Hughes | MATERIAL | Partial | 407672 | BP Test volume | 1 | 1 | 919.11 | Bartow Regional Medical Center | BMG
113918 | 08/21/2023 04:02 PM | July US rental ***please code to 5105-33900-730800 per US manager, Sandra Moran*** ****See attached approval***** POC: Joe Hicks | 08/21/2023 04:02 PM | On Site | Rebecca Hughes | John Richardson | John Richardson | 550025498-CES | 08/21/2023 | Ordered | Rebecca Hughes | Probo Medical LLC |  |  | On Site | Rebecca Hughes | MATERIAL | Ordered | GELOGIQE10SR2 | GE Logiq 10 rental | 1 | 0 | 4500 | South Florida Baptist Hospital | SFBH
114054 | 08/28/2023 12:46 PM | snag surelock ekg clips are needed for better conductivity. Please ship the part to the clips as they are plug and play | 08/28/2023 12:46 PM | Ground | Rebecca Hughes | Derrick Modest | Dwayne Wilcox | 200030277-CES | 08/28/2023 | Ordered | Rebecca Hughes | PartsSource |  |  | Ground | Rebecca Hughes | MATERIAL | Ordered | 2056813-010 | CLEAR TAB SNAP SURELOCK ECG ADAPTER CLIP | 2 | 0 | 39.9 | Bartow Regional Medical Center | BMG
114101 | 08/30/2023 07:45 AM | Vendor Bench Repair of a Doppler ***Please send a hard copy of the PO to Cuong Nguyen <Cuong.Nguyen@arjo.com>*** | 08/30/2023 07:45 AM | Ground | Rebecca Hughes | Gary Maultsby | John Richardson | 261325580-CES | 09/01/2023 | Received | Rebecca Hughes | ArjoHuntleigh A Getinge Group |  |  | Ground | Rebecca Hughes | MATERIAL | Ordered | SP-6AE102/SE | SPARE CASE LID SCREENED | 1 | 0 | 41.11 | Bartow Regional Medical Center | BRMC
114101 | 08/30/2023 07:45 AM | Vendor Bench Repair of a Doppler ***Please send a hard copy of the PO to Cuong Nguyen <Cuong.Nguyen@arjo.com>*** | 08/30/2023 07:45 AM | Ground | Rebecca Hughes | Gary Maultsby | John Richardson | 261325580-CES | 09/01/2023 | Received | Rebecca Hughes | ArjoHuntleigh A Getinge Group |  |  | Ground | Rebecca Hughes | MATERIAL | Ordered | SP-6AE103/SE | SPARE CASE BASE, CUTOUT SCREENED | 1 | 0 | 41.11 | Bartow Regional Medical Center | BRMC
114101 | 08/30/2023 07:45 AM | Vendor Bench Repair of a Doppler ***Please send a hard copy of the PO to Cuong Nguyen <Cuong.Nguyen@arjo.com>*** | 08/30/2023 07:45 AM | Ground | Rebecca Hughes | Gary Maultsby | John Richardson | 261325580-CES | 09/01/2023 | Received | Rebecca Hughes | ArjoHuntleigh A Getinge Group |  |  | Ground | Rebecca Hughes | MATERIAL | Ordered | SP-6AE232 | Cork Gasket | 1 | 0 | 1.1 | Bartow Regional Medical Center | BRMC
114101 | 08/30/2023 07:45 AM | Vendor Bench Repair of a Doppler ***Please send a hard copy of the PO to Cuong Nguyen <Cuong.Nguyen@arjo.com>*** | 08/30/2023 07:45 AM | Ground | Rebecca Hughes | Gary Maultsby | John Richardson | 261325580-CES | 09/01/2023 | Received | Rebecca Hughes | ArjoHuntleigh A Getinge Group |  |  | Ground | Rebecca Hughes | MATERIAL | Ordered | SP-6AE109 | Foam Pad | 1 | 0 | 1.4 | Bartow Regional Medical Center | BRMC
114101 | 08/30/2023 07:45 AM | Vendor Bench Repair of a Doppler ***Please send a hard copy of the PO to Cuong Nguyen <Cuong.Nguyen@arjo.com>*** | 08/30/2023 07:45 AM | Ground | Rebecca Hughes | Gary Maultsby | John Richardson | 261325580-CES | 09/01/2023 | Received | Rebecca Hughes | ArjoHuntleigh A Getinge Group |  |  | Ground | Rebecca Hughes | MATERIAL | Ordered | SP-6AE107 | POCKET CLIP | 1 | 0 | 2.66 | Bartow Regional Medical Center | BRMC
114101 | 08/30/2023 07:45 AM | Vendor Bench Repair of a Doppler ***Please send a hard copy of the PO to Cuong Nguyen <Cuong.Nguyen@arjo.com>*** | 08/30/2023 07:45 AM | Ground | Rebecca Hughes | Gary Maultsby | John Richardson | 261325580-CES | 09/01/2023 | Received | Rebecca Hughes | ArjoHuntleigh A Getinge Group |  |  | Ground | Rebecca Hughes | MATERIAL | Ordered | SP-726486 | Battery Compartment Lid | 1 | 0 | 2.21 | Bartow Regional Medical Center | BRMC
114101 | 08/30/2023 07:45 AM | Vendor Bench Repair of a Doppler ***Please send a hard copy of the PO to Cuong Nguyen <Cuong.Nguyen@arjo.com>*** | 08/30/2023 07:45 AM | Ground | Rebecca Hughes | Gary Maultsby | John Richardson | 261325580-CES | 09/01/2023 | Received | Rebecca Hughes | ArjoHuntleigh A Getinge Group |  |  | Ground | Rebecca Hughes | MATERIAL | Ordered | SP-6AE114 | PROBE CASE HALF | 1 | 0 | 15.71 | Bartow Regional Medical Center | BRMC
114101 | 08/30/2023 07:45 AM | Vendor Bench Repair of a Doppler ***Please send a hard copy of the PO to Cuong Nguyen <Cuong.Nguyen@arjo.com>*** | 08/30/2023 07:45 AM | Ground | Rebecca Hughes | Gary Maultsby | John Richardson | 261325580-CES | 09/01/2023 | Received | Rebecca Hughes | ArjoHuntleigh A Getinge Group |  |  | Ground | Rebecca Hughes | MATERIAL | Ordered | SP-6AH103 | LCD Window Label | 1 | 0 | 7.03 | Bartow Regional Medical Center | BRMC
114101 | 08/30/2023 07:45 AM | Vendor Bench Repair of a Doppler ***Please send a hard copy of the PO to Cuong Nguyen <Cuong.Nguyen@arjo.com>*** | 08/30/2023 07:45 AM | Ground | Rebecca Hughes | Gary Maultsby | John Richardson | 261325580-CES | 09/01/2023 | Received | Rebecca Hughes | ArjoHuntleigh A Getinge Group |  |  | Ground | Rebecca Hughes | MATERIAL | Ordered | SP-726304 | SDQ-P Label Set | 1 | 0 | 38.06 | Bartow Regional Medical Center | BRMC
114101 | 08/30/2023 07:45 AM | Vendor Bench Repair of a Doppler ***Please send a hard copy of the PO to Cuong Nguyen <Cuong.Nguyen@arjo.com>*** | 08/30/2023 07:45 AM | Ground | Rebecca Hughes | Gary Maultsby | John Richardson | 261325580-CES | 09/01/2023 | Received | Rebecca Hughes | ArjoHuntleigh A Getinge Group |  |  | Ground | Rebecca Hughes | MATERIAL | Ordered | SP-726544 | SELF TAPPER PAN SCREW 4PK | 1 | 0 | 2.84 | Bartow Regional Medical Center | BRMC
114101 | 08/30/2023 07:45 AM | Vendor Bench Repair of a Doppler ***Please send a hard copy of the PO to Cuong Nguyen <Cuong.Nguyen@arjo.com>*** | 08/30/2023 07:45 AM | Ground | Rebecca Hughes | Gary Maultsby | John Richardson | 261325580-CES | 09/01/2023 | Received | Rebecca Hughes | ArjoHuntleigh A Getinge Group |  |  | Ground | Rebecca Hughes | MATERIAL | Ordered | ZSLHD1EC | Labor | 1 | 0 | 100 | Bartow Regional Medical Center | BRMC
114101 | 08/30/2023 07:45 AM | Vendor Bench Repair of a Doppler ***Please send a hard copy of the PO to Cuong Nguyen <Cuong.Nguyen@arjo.com>*** | 08/30/2023 07:45 AM | Ground | Rebecca Hughes | Gary Maultsby | John Richardson | 261325580-CES | 09/01/2023 | Received | Rebecca Hughes | ArjoHuntleigh A Getinge Group |  |  | Ground | Rebecca Hughes | MATERIAL | Ordered | SHIPPING | Expedite charge | 1 | 0 | 10 | Bartow Regional Medical Center | BRMC
114197 | 09/05/2023 04:55 PM | LPK 20e Batteries. Waited 2 months PartsSource canceled the order. | 09/05/2023 04:55 PM | Ground | Rebecca Hughes | Brian Pruiett | John Richardson | 261326376-CES | 09/06/2023 | Ordered | Rebecca Hughes | Stryker Medical Div Stryker Co |  |  | Ground | Rebecca Hughes | MATERIAL | Ordered | 11141-000112 | Battery, LP20e, Lithium Ion | 25 | 0 | 269.75 | Winter Haven Hospital | WHH | WHH-Clinical Engineering Services
114216 | 09/06/2023 11:22 AM | Replacement stirrups ***Code purchase to 6100-22100- 731050*** ***See attached approval from Director of Nursing, Nicci Lambert*** | 09/06/2023 11:22 AM | Two Day | Rebecca Hughes | John Richardson | John Richardson | 261326480-CES | 09/06/2023 | Received | Rebecca Hughes | Hill-Rom Co Inc |  |  | Two Day | Rebecca Hughes | MATERIAL | Ordered | 146628S | CALF SUPP.PAD& ARM ASSY RH | 1 | 0 | 805.12 | Winter Haven Hospital | WHH | WHH-Beds
114216 | 09/06/2023 11:22 AM | Replacement stirrups ***Code purchase to 6100-22100- 731050*** ***See attached approval from Director of Nursing, Nicci Lambert*** | 09/06/2023 11:22 AM | Two Day | Rebecca Hughes | John Richardson | John Richardson | 261326480-CES | 09/06/2023 | Received | Rebecca Hughes | Hill-Rom Co Inc |  |  | Two Day | Rebecca Hughes | MATERIAL | Ordered | 146683S | CALF SUPP.PAD& ARM ASSY LH | 1 | 0 | 814 | Winter Haven Hospital | WHH | WHH-Beds
114216 | 09/06/2023 11:22 AM | Replacement stirrups ***Code purchase to 6100-22100- 731050*** ***See attached approval from Director of Nursing, Nicci Lambert*** | 09/06/2023 11:22 AM | Two Day | Rebecca Hughes | John Richardson | John Richardson | 261326480-CES | 09/06/2023 | Received | Rebecca Hughes | Hill-Rom Co Inc |  |  | Two Day | Rebecca Hughes | MATERIAL | Ordered | 146628S | CALF SUPP.PAD& ARM ASSY RH | 1 | 0 | 805.12 | Winter Haven Hospital | WHH | WHH-Beds
114216 | 09/06/2023 11:22 AM | Replacement stirrups ***Code purchase to 6100-22100- 731050*** ***See attached approval from Director of Nursing, Nicci Lambert*** | 09/06/2023 11:22 AM | Two Day | Rebecca Hughes | John Richardson | John Richardson | 261326480-CES | 09/06/2023 | Received | Rebecca Hughes | Hill-Rom Co Inc |  |  | Two Day | Rebecca Hughes | MATERIAL | Ordered | 146683S | CALF SUPP.PAD& ARM ASSY LH | 1 | 0 | 814 | Winter Haven Hospital | WHH | WHH-Beds
114328 | 09/11/2023 03:09 PM | Rental US support due to service issue of Hospital owned units POC: Joe Hicks -Quote Reference # O-00317872 | 09/11/2023 03:09 PM | On Site | Rebecca Hughes | John Richardson | John Richardson | 550025532-CES | 09/11/2023 | Ordered | Rebecca Hughes | Probo Medical LLC |  |  | On Site | Rebecca Hughes | MATERIAL | Ordered | E10RENTAL | GE Logiq E10 | 1 | 0 | 6500 | South Florida Baptist Hospital | SFBH
114549 | 09/21/2023 03:02 PM | PARTS NEEDED TO REPAIR UNIT. POC JASON HIGHSMITH | 09/21/2023 03:02 PM | Next Day | Rebecca Hughes | Germaine Kinder | John Richardson | 550025553-CES | 09/21/2023 | Ordered | Rebecca Hughes | Envizion Medical Ltd (USA) |  |  | Next Day | Rebecca Hughes | MATERIAL | Ordered | ENV-40003 | replement cable with R/Pen | 1 | 0 | 500 | South Florida Baptist Hospital | SFBH
114549 | 09/21/2023 03:02 PM | PARTS NEEDED TO REPAIR UNIT. POC JASON HIGHSMITH | 09/21/2023 03:02 PM | Next Day | Rebecca Hughes | Germaine Kinder | John Richardson | 550025553-CES | 09/21/2023 | Ordered | Rebecca Hughes | Envizion Medical Ltd (USA) |  |  | Next Day | Rebecca Hughes | MATERIAL | Ordered | ENV-40004 | Feeding Tube Cable | 1 | 0 | 500 | South Florida Baptist Hospital | SFBH
114549 | 09/21/2023 03:02 PM | PARTS NEEDED TO REPAIR UNIT. POC JASON HIGHSMITH | 09/21/2023 03:02 PM | Next Day | Rebecca Hughes | Germaine Kinder | John Richardson | 550025553-CES | 09/21/2023 | Ordered | Rebecca Hughes | Envizion Medical Ltd (USA) |  |  | Next Day | Rebecca Hughes | MATERIAL | Ordered | ENV-40005 | Replacement cable w R/Sensor | 1 | 0 | 500 | South Florida Baptist Hospital | SFBH
114564 | 09/22/2023 09:03 AM | Needed for Vendor T&M PM on Five Surgical Microscopes | 09/22/2023 09:03 AM | On Site | Sue McCabe | Gary Maultsby | John Richardson | 261332069-CES | 09/22/2023 | Ordered | Sue McCabe | Prescotts Inc |  |  | On Site | Sue McCabe | MATERIAL | Open | B8468DO | 180w Xenon Bulb | 2 | 0 | 750 | Bartow Regional Medical Center | BRMC
114564 | 09/22/2023 09:03 AM | Needed for Vendor T&M PM on Five Surgical Microscopes | 09/22/2023 09:03 AM | On Site | Sue McCabe | Gary Maultsby | John Richardson | 261332069-CES | 09/22/2023 | Ordered | Sue McCabe | Prescotts Inc |  |  | On Site | Sue McCabe | MATERIAL | Open | 305530-8035-000 | Eye Cups, Zeiss Pentero f=170 Binoculars | 2 | 0 | 40 | Bartow Regional Medical Center | BRMC
114564 | 09/22/2023 09:03 AM | Needed for Vendor T&M PM on Five Surgical Microscopes | 09/22/2023 09:03 AM | On Site | Sue McCabe | Gary Maultsby | John Richardson | 261332069-CES | 09/22/2023 | Ordered | Sue McCabe | Prescotts Inc |  |  | On Site | Sue McCabe | MATERIAL | Open | 303481-9022 | Fiberoptic Light Cable, Zeiss 7.2ft | 1 | 0 | 650 | Bartow Regional Medical Center | BRMC
114620 | 09/26/2023 03:49 PM | -------SP02 Trunk cables needed for shop stock---- REQ 5438772 POC: BISC | 09/26/2023 03:49 PM | Ground | Sue McCabe | Emanuel Muentes | Mary Emery | 261333869 | 01/31/2024 | Ordered | Sue McCabe | BISC Integrated Service Center |  |  | Ground | Sue McCabe | MATERIAL | Ordered | 2056 | RED/SPO2 Trunk Cable | 5 | 0 | 0 | South Florida Baptist Hospital | SFBH
114674 | 09/28/2023 04:01 PM | Please oem ship the parts to the clinic as they are plug and play attn: site manager | 09/28/2023 04:01 PM | Ground | Rebecca Hughes | Derrick Modest | Dwayne Wilcox | 200030367-CES | 09/28/2023 | Ordered | Rebecca Hughes | PartsSource |  |  | Ground | Rebecca Hughes | MATERIAL | Ordered | 2056813-010 | CLEAR TAB SNAP SURELOCK ECG ADAPTER CLIP | 1 | 0 | 39.9 | Bartow Regional Medical Center | BMG
114818 | 10/05/2023 11:31 AM | DIGI11-A, CABLE, RJ11 Male to DE9 Male | 10/05/2023 11:31 AM | Ground | Rebecca Hughes | Victor LaFoucade | John Richardson | 261336414-CES | 10/05/2023 | Ordered | Rebecca Hughes | Cerner Corp |  |  | Ground | Rebecca Hughes | MATERIAL | Ordered | CABLEDA2 | Adapter cable | 5 | 0 | 40 | Winter Haven Hospital | WHH | WHH-Clinical Engineering Services
114858 | 10/06/2023 10:40 AM | Needed for Bladder scanner repair Arianna was the POC ***Please send a hard copy of the Purchase Order to repairs@verathon.com*** | 10/06/2023 10:40 AM | Ground | Rebecca Hughes | Gary Maultsby | John Richardson | 261336968-CES | 10/06/2023 | Ordered | Rebecca Hughes | Verathon Inc |  |  | Ground | Rebecca Hughes | MATERIAL | Ordered | LOANER | Loaner | 1 | 0 | 250 | Bartow Regional Medical Center | BRMC
114974 | 10/12/2023 11:59 AM | POC Joe | 10/12/2023 11:59 AM | Next Day | Rebecca Hughes | Thomas Odaris | Dwayne Wilcox | 261338610-CES | 10/12/2023 | Ordered | Rebecca Hughes | Probo Medical LLC |  |  | Next Day | Rebecca Hughes | MATERIAL | Ordered | ML6-15-D | Transducer Loaner | 1 | 0 | 0 | Bartow Regional Medical Center | BOI
115010 | 10/13/2023 05:12 PM | To repair BioDex Lift | 10/13/2023 05:12 PM | Ground | Rebecca Hughes | Wayne Ashwood | Dwayne Wilcox | 550025609-CES | 10/23/2023 | Ordered | Rebecca Hughes | PartsSource |  |  | Ground | Rebecca Hughes | MATERIAL | Ordered | 5388 | NP5-12 Battery, 12V, 5.0Ah | 2 | 0 | 9.87 | South Florida Baptist Hospital | SFBH
115010 | 10/13/2023 05:12 PM | To repair BioDex Lift | 10/13/2023 05:12 PM | Ground | Rebecca Hughes | Wayne Ashwood | Dwayne Wilcox | 550025609-CES | 10/23/2023 | Ordered | Rebecca Hughes | PartsSource |  |  | Ground | Rebecca Hughes | MATERIAL | Ordered | 9-321224 | Mains AC Adapter, 28 VDC | 1 | 0 | 50.64 | South Florida Baptist Hospital | SFBH
115076 | 10/17/2023 04:02 PM | New mattresses for bed serviced ***Code to 6100-100000-730950*** ***See Director of Ops approval*** POC: david.friedman@stryker.com | 10/17/2023 04:02 PM | On Site | Rebecca Hughes | John Richardson | John Richardson | 261340292-CES | 10/17/2023 | Ordered | Rebecca Hughes | Stryker Medical Div Stryker Co |  |  | On Site | Rebecca Hughes | MATERIAL | Ordered | 281505550005 | Proform Nylon, HLSLP, 84 BOXED | 10 | 0 | 711.28 | Winter Haven Hospital | WHH | WHH-Clinical Engineering Services
115149 | 10/20/2023 01:09 PM | 3 Trumph O.R. Tables need P.M.'s | 10/20/2023 01:09 PM | On Site | Rebecca Hughes | Tom Heath | John Richardson | 261341503-CES | 10/20/2023 | Ordered | Rebecca Hughes | Hill-Rom Co Inc |  |  | On Site | Rebecca Hughes | MATERIAL | Open | 1823611 | Column Cladding | 1 | 0 | 2405.26 | Winter Haven Hospital | WHH | WHH-SURGERY
115149 | 10/20/2023 01:09 PM | 3 Trumph O.R. Tables need P.M.'s | 10/20/2023 01:09 PM | On Site | Rebecca Hughes | Tom Heath | John Richardson | 261341503-CES | 10/20/2023 | Ordered | Rebecca Hughes | Hill-Rom Co Inc |  |  | On Site | Rebecca Hughes | MATERIAL | Open | 1823589 | SET | 1 | 0 | 274.26 | Winter Haven Hospital | WHH | WHH-SURGERY
115166 | 10/23/2023 10:24 AM | Device down impacting patient care Physio-Control LUCAS 2 / 3 Chest Compression System Power Supply Cord | 10/23/2023 10:24 AM | Next Day | Rebecca Hughes | Victor LaFoucade | Brian Pruiett | 261341971-CES | 10/23/2023 | Ordered | Rebecca Hughes | Stryker Medical Div Stryker Co |  |  | Next Day | Rebecca Hughes | MATERIAL | Ordered | 11576-000071 | LUCAS 2 Aux Power Supply | 2 | 0 | 492 | Winter Haven Hospital | WHH | WHH-Clinical Engineering Services
115251 | 10/26/2023 08:20 AM | Parts order from Vendor: Quote attached to request | 10/26/2023 08:20 AM | Ground | Rebecca Hughes | Colin Clark | Flora Schneider | 261343096-CES | 10/26/2023 | Ordered | Rebecca Hughes | Atlas Specialty Lighting |  |  | Ground | Rebecca Hughes | MATERIAL | Ordered | FO25841ECO | 36in 4100K T8 Sylvania | 4 | 0 | 15 | Winter Haven Hospital | WHH | WHH-Laboratory Services
115320 | 10/30/2023 10:26 AM | replace shop stock | 10/30/2023 10:26 AM | Ground | Rebecca Hughes | Colin Clark | John Richardson | 261344243-CES | 10/30/2023 | Ordered | Rebecca Hughes | Bard Medical Div C R Bard Inc |  |  | Ground | Rebecca Hughes | MATERIAL | Ordered | 718-00 | Fill Tube | 2 | 0 | 55 | Winter Haven Hospital | WHH | WHH-Cardiac ICU
115320 | 10/30/2023 10:26 AM | replace shop stock | 10/30/2023 10:26 AM | Ground | Rebecca Hughes | Colin Clark | John Richardson | 261344243-CES | 10/30/2023 | Ordered | Rebecca Hughes | Bard Medical Div C R Bard Inc |  |  | Ground | Rebecca Hughes | MATERIAL | Ordered | 771-00 | Model 5000 Service Kit | 1 | 0 | 485 | Winter Haven Hospital | WHH | WHH-Cardiac ICU
115476 | 11/06/2023 02:29 PM | ***Do not order**** PO for Stryker Invoice # 9204449078 | 11/06/2023 02:29 PM | On Site | Rebecca Hughes | Gary Maultsby | John Richardson | 261346439-CES | 11/06/2023 | Ordered | Rebecca Hughes | Stryker Medical Div Stryker Co |  |  | On Site | Rebecca Hughes | MATERIAL | Ordered | 21576-000018 | LUCAS 2 CARRY BALL SCREWGREASE | 1 | 0 | 104 | Bartow Regional Medical Center | BRMC
115631 | 11/14/2023 11:39 AM | DO NOT ORDER poc Regina**********ORDER THRU PARTSSOURCE TECH AWARE.***already ordered we are doing a return not OEM parts received. | 11/14/2023 11:39 AM | Ground | Rebecca Hughes | Emanuel Muentes | John Richardson | 550025654-CES | 11/16/2023 | Open | Rebecca Hughes | PartsSource |  |  | Ground | Rebecca Hughes | MATERIAL | Ordered | 49000540 | Pressure Sensor, LVP 8100 Alaris | 14 | 0 | 147.22 | South Florida Baptist Hospital | SFBH
115649 | 11/14/2023 03:31 PM | SpecPro-Dialysis retro fitting of RO filtration system. | 11/14/2023 03:31 PM | Two Day | Jennah Judd | Robert Cyr | John Richardson | 261349199-CES | 11/14/2023 | Ordered | Jennah Judd | Grainger |  |  | Two Day | Jennah Judd | MATERIAL | Ordered | 784LR5 | Tubing PVC 5/16 Polyester Braid | 1 | 0 | 290.37 | Winter Haven Hospital | WHH | WHH-Clinical Engineering Services
115708 | 11/16/2023 03:04 PM | A Replacement battery is needed for a Medtronic Nerve Integrity Monitor Miranda was the POC | 11/16/2023 03:04 PM | Two Day | Rebecca Hughes | Gary Maultsby | John Richardson | 261350293-CES | 11/16/2023 | Ordered | Rebecca Hughes | Medtronic Inc |  |  | Two Day | Rebecca Hughes | MATERIAL | Ordered | NIM4CB01 | Li-ion Battery | 1 | 0 | 1523 | Bartow Regional Medical Center | BRMC
115719 | 11/17/2023 10:41 AM | **URGENT for Transport Incubator** (On back order through Parts Source) | 11/17/2023 10:41 AM | Next Day | Rebecca Hughes | Victor LaFoucade | John Richardson | 261351130-CES | 11/20/2023 | Ordered | Rebecca Hughes | USOC Bio-Medical Services |  |  | Next Day | Rebecca Hughes | MATERIAL | Ordered | USOCLNCS3345 | 3345 Masimo LNCS Patient Cable Red 25 LNC10 | 2 | 0 | 245 | Winter Haven Hospital | WHH | WHW-NEONATAL INTENSIVE CARE(NICU)
115764 | 11/20/2023 01:45 PM | KVM switches are needed for CES Shop Stock Pete Fox was the POC The quote is attached | 11/20/2023 01:45 PM | Two Day | Rebecca Hughes | Gary Maultsby | John Richardson | 261351133-CES | 11/20/2023 | Ordered | Rebecca Hughes | Hall Research |  |  | Two Day | Rebecca Hughes | MATERIAL | Ordered | KVM-HDU-4 | 4-Port KVM Switch w/4K HDMI & USB 2.0 Hub | 2 | 0 | 514.25 | Bartow Regional Medical Center | BRMC
115858 | 11/28/2023 01:45 PM | Parts needed to repair unit. | 11/28/2023 01:45 PM | Next Day AM | Rebecca Hughes | Germaine Kinder | John Richardson | 550025709-CES | 11/28/2023 | Cancelled | Rebecca Hughes | Medical Solutions Inc |  |  | Next Day AM | Rebecca Hughes | MATERIAL | Ordered | 4346B | temp controler | 1 | 0 | 1795 | South Florida Baptist Hospital | SFBH
115899 | 11/29/2023 06:58 PM | ekg testing for Gil Matos. Please ship the part to BSO- Attn: Clinical Engineering-Gil Matos | 11/29/2023 06:58 PM | Ground | Rebecca Hughes | Derrick Modest | Dwayne Wilcox | 200030554-CES | 11/30/2023 | Ordered | Rebecca Hughes | PartsSource |  |  | Ground | Rebecca Hughes | MATERIAL | Ordered | SL-8 | Patient Simulator | 1 | 0 | 1795 | Bartow Regional Medical Center | BMG
115918 | 11/30/2023 01:04 PM | Flat rate repair | 11/30/2023 01:04 PM | Ground | Rebecca Hughes | Lukas Sheets | John Richardson | 261354567-CES | 12/01/2023 | Ordered | Rebecca Hughes | Stryker Medical Div Stryker Co |  |  | Ground | Rebecca Hughes | MATERIAL | Ordered | 78000502 | SMR flat rate repair fee | 1 | 0 | 1950 | Winter Haven Hospital | WHH | WHH-Cardiac Cath Lab
115940 | 12/01/2023 11:05 AM | poc Ryan Acierno | 12/01/2023 11:05 AM | Ground | Rebecca Hughes | Brian Mace | John Richardson | 550025719-CES | 12/01/2023 | Ordered | Rebecca Hughes | SonoSite div of FUJIFILM |  |  | Ground | Rebecca Hughes | MATERIAL | Ordered | L23412 | S II Stand | 1 | 0 | 1267.5 | South Florida Baptist Hospital | SFBH
116209 | 12/13/2023 02:31 PM | Vendor T & M PM of an ERBE Argon Plasma Coagulator Clyde was the POC | 12/13/2023 02:31 PM | Ground | Rebecca Hughes | Gary Maultsby | John Richardson | 261358775-CES | 12/13/2023 | Ordered | Rebecca Hughes | ERBE USA Inc |  |  | Ground | Rebecca Hughes | MATERIAL | Ordered | LOANER | FT-10 Loaner | 1 | 0 | 195 | Bartow Regional Medical Center | BRMC
116370 | 12/21/2023 09:40 AM | no cost PO for parts | 12/21/2023 09:40 AM | Two Day | Rebecca Hughes | Lukas Sheets | John Richardson | 261361282-CES | 12/21/2023 | Open | Rebecca Hughes | GE HEALTHCARE, INC |  |  | Two Day | Rebecca Hughes | MATERIAL | Open | 2093746-001 | FRU PLastics Kit B450 | 1 | 0 | 0 | Winter Haven Hospital | WHH | WHH-MSICU
116393 | 12/22/2023 07:07 AM | Bar code scanner needed to repair EKG Machine | 12/22/2023 07:07 AM | Next Day | Rebecca Hughes | Colin Clark | John Richardson | 261361720-CES | 12/22/2023 | Ordered | Rebecca Hughes | GE HEALTHCARE, INC |  |  | Next Day | Rebecca Hughes | MATERIAL | Ordered | 2106084-025 | Barcode scanner MAC VU360 | 1 | 0 | 896.71 | Bartow Regional Medical Center | BRMC
116408 | 12/26/2023 08:52 AM | Need to order replacement part for repair. | 12/26/2023 08:52 AM | Ground | Rebecca Hughes | Holly Robinson | Jamie Clark | 261362317-CES | 12/26/2023 | Ordered | Rebecca Hughes | CareFusion Alaris |  |  | Ground | Rebecca Hughes | MATERIAL | Ordered | 49000439 | BD GRAY FRONT DOOR ASSY | 1 | 0 | 292 | Bartow Regional Medical Center | WCH
116429 | 12/27/2023 06:56 AM | POC Trinity Paul | 12/27/2023 06:56 AM | On Site | Rebecca Hughes | John Medvid | Rodney Covington | 550025767-CES | 12/27/2023 | Ordered | Rebecca Hughes | Trinity Biomedical |  |  | On Site | Rebecca Hughes | MATERIAL | Ordered | F40015481 | rotor | 1 | 0 | 315 | South Florida Baptist Hospital | SFBH
116587 | 01/03/2024 12:05 PM | Ventilator batteries are needed for CES stock | 01/03/2024 12:05 PM | Ground | Rebecca Hughes | Gary Maultsby | John Richardson | 261364575-CES | 01/03/2024 | Ordered | Rebecca Hughes | Medtronic Inc |  |  | Ground | Rebecca Hughes | MATERIAL | Ordered | 10086042 | Battery RECHARGEABLE LI-ION PB980 | 3 | 0 | 816 | Bartow Regional Medical Center | BRMC
116590 | 01/03/2024 12:32 PM | PB980 Ventilator PM's Mary Bozung was the POC | 01/03/2024 12:32 PM | On Site | Rebecca Hughes | Gary Maultsby | John Richardson | 261364922-CES | 01/03/2024 | Ordered | Rebecca Hughes | Medtronic Inc |  |  | On Site | Rebecca Hughes | MATERIAL | Ordered | 10097559 | O2 Cell, 3 Pin, 840 and PB980 | 3 | 0 | 144.38 | Bartow Regional Medical Center | BRMC
116613 | 01/04/2024 09:27 AM | parts needed for pm | 01/04/2024 09:27 AM | Next Day | Rebecca Hughes | Germaine Kinder | John Richardson | 550025784-CES | 01/04/2024 | Ordered | Rebecca Hughes | Mar Cor Purification A Cantel |  |  | Next Day | Rebecca Hughes | MATERIAL | Ordered | W2T912382 | o ring (flow restrictor) | 20 | 0 | 2.67 | South Florida Baptist Hospital | SFBH
116627 | 01/04/2024 03:19 PM | poc Al Martins quote attached | 01/04/2024 03:19 PM | Two Day | Rebecca Hughes | Mary Emery | John Richardson | 550025786-CES | 01/04/2024 | Ordered | Rebecca Hughes | Global Industrial Co Inc |  |  | Two Day | Rebecca Hughes | MATERIAL | Ordered | B643086 | Rivet gun | 1 | 0 | 259.95 | South Florida Baptist Hospital | SFBH
116627 | 01/04/2024 03:19 PM | poc Al Martins quote attached | 01/04/2024 03:19 PM | Two Day | Rebecca Hughes | Mary Emery | John Richardson | 550025786-CES | 01/04/2024 | Ordered | Rebecca Hughes | Global Industrial Co Inc |  |  | Two Day | Rebecca Hughes | MATERIAL | Ordered | 133754 | Air Compressor | 1 | 0 | 489.95 | South Florida Baptist Hospital | SFBH
116627 | 01/04/2024 03:19 PM | poc Al Martins quote attached | 01/04/2024 03:19 PM | Two Day | Rebecca Hughes | Mary Emery | John Richardson | 550025786-CES | 01/04/2024 | Ordered | Rebecca Hughes | Global Industrial Co Inc |  |  | Two Day | Rebecca Hughes | MATERIAL | Ordered | B3081217 | Hammer Kit | 1 | 0 | 149.95 | South Florida Baptist Hospital | SFBH
116627 | 01/04/2024 03:19 PM | poc Al Martins quote attached | 01/04/2024 03:19 PM | Two Day | Rebecca Hughes | Mary Emery | John Richardson | 550025786-CES | 01/04/2024 | Ordered | Rebecca Hughes | Global Industrial Co Inc |  |  | Two Day | Rebecca Hughes | MATERIAL | Ordered | B1149210 | Cable Tie Tool | 1 | 0 | 22.67 | South Florida Baptist Hospital | SFBH
116627 | 01/04/2024 03:19 PM | poc Al Martins quote attached | 01/04/2024 03:19 PM | Two Day | Rebecca Hughes | Mary Emery | John Richardson | 550025786-CES | 01/04/2024 | Ordered | Rebecca Hughes | Global Industrial Co Inc |  |  | Two Day | Rebecca Hughes | MATERIAL | Ordered | B640662 | Pipe Wrench Set | 1 | 0 | 78.93 | South Florida Baptist Hospital | SFBH
116627 | 01/04/2024 03:19 PM | poc Al Martins quote attached | 01/04/2024 03:19 PM | Two Day | Rebecca Hughes | Mary Emery | John Richardson | 550025786-CES | 01/04/2024 | Ordered | Rebecca Hughes | Global Industrial Co Inc |  |  | Two Day | Rebecca Hughes | MATERIAL | Ordered | B324318 | Channellock Set | 1 | 0 | 81.85 | South Florida Baptist Hospital | SFBH
116627 | 01/04/2024 03:19 PM | poc Al Martins quote attached | 01/04/2024 03:19 PM | Two Day | Rebecca Hughes | Mary Emery | John Richardson | 550025786-CES | 01/04/2024 | Ordered | Rebecca Hughes | Global Industrial Co Inc |  |  | Two Day | Rebecca Hughes | MATERIAL | Ordered | B471685 | Balldriver Set | 1 | 0 | 46.75 | South Florida Baptist Hospital | SFBH
116627 | 01/04/2024 03:19 PM | poc Al Martins quote attached | 01/04/2024 03:19 PM | Two Day | Rebecca Hughes | Mary Emery | John Richardson | 550025786-CES | 01/04/2024 | Ordered | Rebecca Hughes | Global Industrial Co Inc |  |  | Two Day | Rebecca Hughes | MATERIAL | Ordered | B325763 | Balldriver T-Handle Set | 1 | 0 | 59.21 | South Florida Baptist Hospital | SFBH
116627 | 01/04/2024 03:19 PM | poc Al Martins quote attached | 01/04/2024 03:19 PM | Two Day | Rebecca Hughes | Mary Emery | John Richardson | 550025786-CES | 01/04/2024 | Ordered | Rebecca Hughes | Global Industrial Co Inc |  |  | Two Day | Rebecca Hughes | MATERIAL | Ordered | B781157 | Ratchet Tie Down Strap | 1 | 0 | 35 | South Florida Baptist Hospital | SFBH
116627 | 01/04/2024 03:19 PM | poc Al Martins quote attached | 01/04/2024 03:19 PM | Two Day | Rebecca Hughes | Mary Emery | John Richardson | 550025786-CES | 01/04/2024 | Ordered | Rebecca Hughes | Global Industrial Co Inc |  |  | Two Day | Rebecca Hughes | MATERIAL | Ordered | B2939917 | Ratcheting Wrench Set | 1 | 0 | 108.12 | South Florida Baptist Hospital | SFBH
116627 | 01/04/2024 03:19 PM | poc Al Martins quote attached | 01/04/2024 03:19 PM | Two Day | Rebecca Hughes | Mary Emery | John Richardson | 550025786-CES | 01/04/2024 | Ordered | Rebecca Hughes | Global Industrial Co Inc |  |  | Two Day | Rebecca Hughes | MATERIAL | Ordered | B2939950 | Metric Ratcheting Wrench Set | 1 | 0 | 119.99 | South Florida Baptist Hospital | SFBH
116627 | 01/04/2024 03:19 PM | poc Al Martins quote attached | 01/04/2024 03:19 PM | Two Day | Rebecca Hughes | Mary Emery | John Richardson | 550025786-CES | 01/04/2024 | Ordered | Rebecca Hughes | Global Industrial Co Inc |  |  | Two Day | Rebecca Hughes | MATERIAL | Ordered | B945812 | Punch and Chisel Set | 1 | 0 | 91.6 | South Florida Baptist Hospital | SFBH
116627 | 01/04/2024 03:19 PM | poc Al Martins quote attached | 01/04/2024 03:19 PM | Two Day | Rebecca Hughes | Mary Emery | John Richardson | 550025786-CES | 01/04/2024 | Ordered | Rebecca Hughes | Global Industrial Co Inc |  |  | Two Day | Rebecca Hughes | MATERIAL | Ordered | B983518 | Socket Set | 1 | 0 | 104.28 | South Florida Baptist Hospital | SFBH
116627 | 01/04/2024 03:19 PM | poc Al Martins quote attached | 01/04/2024 03:19 PM | Two Day | Rebecca Hughes | Mary Emery | John Richardson | 550025786-CES | 01/04/2024 | Ordered | Rebecca Hughes | Global Industrial Co Inc |  |  | Two Day | Rebecca Hughes | MATERIAL | Ordered | B983842 | File Set | 1 | 0 | 18.53 | South Florida Baptist Hospital | SFBH
116627 | 01/04/2024 03:19 PM | poc Al Martins quote attached | 01/04/2024 03:19 PM | Two Day | Rebecca Hughes | Mary Emery | John Richardson | 550025786-CES | 01/04/2024 | Ordered | Rebecca Hughes | Global Industrial Co Inc |  |  | Two Day | Rebecca Hughes | MATERIAL | Ordered | B1929700 | Micro-Cutter | 1 | 0 | 8.97 | South Florida Baptist Hospital | SFBH
116627 | 01/04/2024 03:19 PM | poc Al Martins quote attached | 01/04/2024 03:19 PM | Two Day | Rebecca Hughes | Mary Emery | John Richardson | 550025786-CES | 01/04/2024 | Ordered | Rebecca Hughes | Global Industrial Co Inc |  |  | Two Day | Rebecca Hughes | MATERIAL | Ordered | B1622646 | Needle File Set | 1 | 0 | 154.71 | South Florida Baptist Hospital | SFBH
116627 | 01/04/2024 03:19 PM | poc Al Martins quote attached | 01/04/2024 03:19 PM | Two Day | Rebecca Hughes | Mary Emery | John Richardson | 550025786-CES | 01/04/2024 | Ordered | Rebecca Hughes | Global Industrial Co Inc |  |  | Two Day | Rebecca Hughes | MATERIAL | Ordered | B223610 | Adjustable Wrench | 1 | 0 | 20.51 | South Florida Baptist Hospital | SFBH
116627 | 01/04/2024 03:19 PM | poc Al Martins quote attached | 01/04/2024 03:19 PM | Two Day | Rebecca Hughes | Mary Emery | John Richardson | 550025786-CES | 01/04/2024 | Ordered | Rebecca Hughes | Global Industrial Co Inc |  |  | Two Day | Rebecca Hughes | MATERIAL | Ordered | B223273 | Adjustable Wrench Set | 1 | 0 | 61.38 | South Florida Baptist Hospital | SFBH
116627 | 01/04/2024 03:19 PM | poc Al Martins quote attached | 01/04/2024 03:19 PM | Two Day | Rebecca Hughes | Mary Emery | John Richardson | 550025786-CES | 01/04/2024 | Ordered | Rebecca Hughes | Global Industrial Co Inc |  |  | Two Day | Rebecca Hughes | MATERIAL | Ordered | B753425 | Locking Pliers, 4 pc | 1 | 0 | 59.43 | South Florida Baptist Hospital | SFBH
116627 | 01/04/2024 03:19 PM | poc Al Martins quote attached | 01/04/2024 03:19 PM | Two Day | Rebecca Hughes | Mary Emery | John Richardson | 550025786-CES | 01/04/2024 | Ordered | Rebecca Hughes | Global Industrial Co Inc |  |  | Two Day | Rebecca Hughes | MATERIAL | Ordered | B226064 | Locking C-Clamp | 1 | 0 | 25.95 | South Florida Baptist Hospital | SFBH
116627 | 01/04/2024 03:19 PM | poc Al Martins quote attached | 01/04/2024 03:19 PM | Two Day | Rebecca Hughes | Mary Emery | John Richardson | 550025786-CES | 01/04/2024 | Ordered | Rebecca Hughes | Global Industrial Co Inc |  |  | Two Day | Rebecca Hughes | MATERIAL | Ordered | B555040 | Drill Set | 1 | 0 | 146.2 | South Florida Baptist Hospital | SFBH
116627 | 01/04/2024 03:19 PM | poc Al Martins quote attached | 01/04/2024 03:19 PM | Two Day | Rebecca Hughes | Mary Emery | John Richardson | 550025786-CES | 01/04/2024 | Ordered | Rebecca Hughes | Global Industrial Co Inc |  |  | Two Day | Rebecca Hughes | MATERIAL | Ordered | B223481 | Extractor Set | 1 | 0 | 45.78 | South Florida Baptist Hospital | SFBH
116627 | 01/04/2024 03:19 PM | poc Al Martins quote attached | 01/04/2024 03:19 PM | Two Day | Rebecca Hughes | Mary Emery | John Richardson | 550025786-CES | 01/04/2024 | Ordered | Rebecca Hughes | Global Industrial Co Inc |  |  | Two Day | Rebecca Hughes | MATERIAL | Ordered | B2428564 | Cordless Hammer Drill Driver Set | 1 | 0 | 213.62 | South Florida Baptist Hospital | SFBH
116627 | 01/04/2024 03:19 PM | poc Al Martins quote attached | 01/04/2024 03:19 PM | Two Day | Rebecca Hughes | Mary Emery | John Richardson | 550025786-CES | 01/04/2024 | Ordered | Rebecca Hughes | Global Industrial Co Inc |  |  | Two Day | Rebecca Hughes | MATERIAL | Ordered | B188605 | Mobile Modular Drawer Cabinet | 1 | 0 | 3447 | South Florida Baptist Hospital | SFBH
116627 | 01/04/2024 03:19 PM | poc Al Martins quote attached | 01/04/2024 03:19 PM | Two Day | Rebecca Hughes | Mary Emery | John Richardson | 550025786-CES | 01/04/2024 | Ordered | Rebecca Hughes | Global Industrial Co Inc |  |  | Two Day | Rebecca Hughes | MATERIAL | Ordered | B817553 | Vise | 1 | 0 | 173.95 | South Florida Baptist Hospital | SFBH
116629 | 01/04/2024 04:09 PM | poc Al Martins quote attached | 01/04/2024 04:09 PM | Two Day | Rebecca Hughes | Mary Emery | John Richardson | 550025787-CES | 01/04/2024 | Partial | Rebecca Hughes | Global Industrial Co Inc |  |  | Two Day | Rebecca Hughes | MATERIAL | Partial | 249051 | Office Chair | 3 | 3 | 197 | South Florida Baptist Hospital | SFBH
116629 | 01/04/2024 04:09 PM | poc Al Martins quote attached | 01/04/2024 04:09 PM | Two Day | Rebecca Hughes | Mary Emery | John Richardson | 550025787-CES | 01/04/2024 | Partial | Rebecca Hughes | Global Industrial Co Inc |  |  | Two Day | Rebecca Hughes | MATERIAL | Partial | 607708 | Mobile Workcenter | 3 | 2 | 915 | South Florida Baptist Hospital | SFBH
116794 | 01/11/2024 02:56 PM | CRITICAL_SPARE_PART_NEEDED REQUEST_TO_ORDER_DIRECT_FROM_USOC | 01/11/2024 02:56 PM | Next Day | Rebecca Hughes | Brian Pruiett | John Richardson | 261367487-CES | 01/11/2024 | Cancelled | Rebecca Hughes | USOC Bio-Medical Services |  |  | Next Day | Rebecca Hughes | MATERIAL | Ordered | USOCPS6512PHILIPSPOWERDSINESWITCH65 | POE SWITCH | 3 | 0 | 350 | Winter Haven Hospital | WHH | WHH-Clinical Engineering Services
116900 | 01/17/2024 02:29 PM | poc Dustin Dangalan | 01/17/2024 02:29 PM | Ground | Rebecca Hughes | Mary Emery | John Richardson | 550025932-CES | 02/27/2024 | Ordered | Rebecca Hughes | Natus Medical Inc |  |  | Ground | Rebecca Hughes | MATERIAL | Ordered | D16236000 | Radiometer | 1 | 0 | 2953 | South Florida Baptist Hospital | SFBH
116917 | 01/18/2024 10:12 AM | Needed for Vendor PM offsite for a Nerve Integrity Monitor Console and Patient Interface ***Please send a hard copy of the PO to RS.jaxrepairs@medtronic.com*** | 01/18/2024 10:12 AM | Ground | Rebecca Hughes | Gary Maultsby | John Richardson | 261372167-CES | 01/25/2024 | Ordered | Rebecca Hughes | Medtronic Inc |  |  | Ground | Rebecca Hughes | MATERIAL | Ordered | LOANER | Loaner | 1 | 0 | 600 | Bartow Regional Medical Center | BRMC
116917 | 01/18/2024 10:12 AM | Needed for Vendor PM offsite for a Nerve Integrity Monitor Console and Patient Interface ***Please send a hard copy of the PO to RS.jaxrepairs@medtronic.com*** | 01/18/2024 10:12 AM | Ground | Rebecca Hughes | Gary Maultsby | John Richardson | 261372167-CES | 01/25/2024 | Ordered | Rebecca Hughes | Medtronic Inc |  |  | Ground | Rebecca Hughes | MATERIAL | Ordered | LOANER | Loaner | 1 | 0 | 250 | Bartow Regional Medical Center | BRMC
117090 | 01/25/2024 09:00 AM | R&D Batteries www.rdbatteries.com/npx-35fr Price: $47.37each (need 40 batteries, total $1894.80) | 01/25/2024 09:00 AM | Ground | Rebecca Hughes | Brian Mace | John Richardson | 261371778-CES | 01/25/2024 | Ordered | Rebecca Hughes | R & D Batteries Inc |  |  | Ground | Rebecca Hughes | MATERIAL | Ordered | NPX-35FR | battery | 40 | 0 | 47.37 | Winter Haven Hospital | WHH | WHH-RMC Radiology
117093 | 01/25/2024 09:45 AM | Please email hardcopy of PO# to brian.mace@baycare.org | 01/25/2024 09:45 AM | On Site | Rebecca Hughes | Brian Mace | John Richardson | 261371835-CES | 01/25/2024 | Ordered | Rebecca Hughes | CMS Imaging Inc |  |  | On Site | Rebecca Hughes | MATERIAL | Ordered | 563-72780 | Wire Rope | 2 | 0 | 484.8 | Winter Haven Hospital | WHH | WHH-Radiology Services
117103 | 01/25/2024 01:27 PM | BD / Alaris parts Please request confirmation from vendor order received. | 01/25/2024 01:27 PM | Ground | Rebecca Hughes | Brian Pruiett | John Richardson | 261372184-CES | 01/26/2024 | Ordered | Rebecca Hughes | CareFusion Corp A BD Co |  |  | Ground | Rebecca Hughes | MATERIAL | Ordered | 49000540 | Pressure Sensor, LVP 8100 Alaris | 40 | 0 | 147.22 | Winter Haven Hospital | WHH | WHH-Clinical Engineering Services
117103 | 01/25/2024 01:27 PM | BD / Alaris parts Please request confirmation from vendor order received. | 01/25/2024 01:27 PM | Ground | Rebecca Hughes | Brian Pruiett | John Richardson | 261372184-CES | 01/26/2024 | Ordered | Rebecca Hughes | CareFusion Corp A BD Co |  |  | Ground | Rebecca Hughes | MATERIAL | Ordered | 49000396 | Sear Kit | 20 | 0 | 9.05 | Winter Haven Hospital | WHH | WHH-Clinical Engineering Services
117103 | 01/25/2024 01:27 PM | BD / Alaris parts Please request confirmation from vendor order received. | 01/25/2024 01:27 PM | Ground | Rebecca Hughes | Brian Pruiett | John Richardson | 261372184-CES | 01/26/2024 | Ordered | Rebecca Hughes | CareFusion Corp A BD Co |  |  | Ground | Rebecca Hughes | MATERIAL | Ordered | 49000355 | Air in Line Sensor | 10 | 0 | 345.93 | Winter Haven Hospital | WHH | WHH-Clinical Engineering Services
117103 | 01/25/2024 01:27 PM | BD / Alaris parts Please request confirmation from vendor order received. | 01/25/2024 01:27 PM | Ground | Rebecca Hughes | Brian Pruiett | John Richardson | 261372184-CES | 01/26/2024 | Ordered | Rebecca Hughes | CareFusion Corp A BD Co |  |  | Ground | Rebecca Hughes | MATERIAL | Ordered | 49000386 | 8100 Tan Rear Case | 25 | 0 | 112.6 | Winter Haven Hospital | WHH | WHH-Clinical Engineering Services
117103 | 01/25/2024 01:27 PM | BD / Alaris parts Please request confirmation from vendor order received. | 01/25/2024 01:27 PM | Ground | Rebecca Hughes | Brian Pruiett | John Richardson | 261372184-CES | 01/26/2024 | Ordered | Rebecca Hughes | CareFusion Corp A BD Co |  |  | Ground | Rebecca Hughes | MATERIAL | Ordered | 8100-RCS | IV set, Rate Calibration Set | 5 | 0 | 25 | Winter Haven Hospital | WHH | WHH-Clinical Engineering Services
117119 | 01/25/2024 05:30 PM | POC Raphael | 01/25/2024 05:30 PM | On Site | Rebecca Hughes | Thomas Odaris | Dwayne Wilcox | 520010187-CES | 01/26/2024 | Ordered | Rebecca Hughes | Probo Medical LLC |  |  | On Site | Rebecca Hughes | MATERIAL | Ordered | TROPHON | Loaner | 1 | 0 | 0 | Bartow Regional Medical Center | BOI
117133 | 01/26/2024 11:46 AM | Please email hardcopy of PO# to brian.mace@baycare.org | 01/26/2024 11:46 AM | Next Day AM | Rebecca Hughes | Brian Mace | John Richardson | 550025841-CES | 01/26/2024 | Ordered | Rebecca Hughes | GE Healthcare (OEC ONLY) |  |  | Next Day AM | Rebecca Hughes | MATERIAL | Ordered | 5778719 | FRU, BRIVO OEC MINIVEW FOOTSWITCH SET | 1 | 0 | 2400 | Winter Haven Hospital | SFBH
117196 | 01/30/2024 02:59 PM | Needed for Vendor T&M Repair Noemi was the POC | 01/30/2024 02:59 PM | On Site | Rebecca Hughes | Gary Maultsby | Brian Pruiett | 261374947-CES | 02/02/2024 | Ordered | Rebecca Hughes | Rauland-Borg Inc |  |  | On Site | Rebecca Hughes | MATERIAL | Ordered | 351003 | POWER SUPPLY W/ BATT. BACKUP | 1 | 0 | 873.15 | Bartow Regional Medical Center | BRMC
117250 | 02/01/2024 12:00 PM | Annual Boiler Inspection ***Please send am hard copy of the purchase order to carlos_rodriguezfayad@steris.com*** | 02/01/2024 12:00 PM | Ground | Rebecca Hughes | Gary Maultsby | John Richardson | 261374561-CES | 02/01/2024 | Ordered | Rebecca Hughes | STERIS Corp |  |  | Ground | Rebecca Hughes | MATERIAL | Ordered | P764323527 | Gasket 1/16in Heater Boiler | 2 | 0 | 42.28 | Bartow Regional Medical Center | BRMC
117250 | 02/01/2024 12:00 PM | Annual Boiler Inspection ***Please send am hard copy of the purchase order to carlos_rodriguezfayad@steris.com*** | 02/01/2024 12:00 PM | Ground | Rebecca Hughes | Gary Maultsby | John Richardson | 261374561-CES | 02/01/2024 | Ordered | Rebecca Hughes | STERIS Corp |  |  | Ground | Rebecca Hughes | MATERIAL | Ordered | P764323594 | GASKET | 1 | 0 | 39.52 | Bartow Regional Medical Center | BRMC
117250 | 02/01/2024 12:00 PM | Annual Boiler Inspection ***Please send am hard copy of the purchase order to carlos_rodriguezfayad@steris.com*** | 02/01/2024 12:00 PM | Ground | Rebecca Hughes | Gary Maultsby | John Richardson | 261374561-CES | 02/01/2024 | Ordered | Rebecca Hughes | STERIS Corp |  |  | Ground | Rebecca Hughes | MATERIAL | Ordered | P764323643 | Bolt Heater 5/16in Hex | 24 | 0 | 7.38 | Bartow Regional Medical Center | BRMC
117250 | 02/01/2024 12:00 PM | Annual Boiler Inspection ***Please send am hard copy of the purchase order to carlos_rodriguezfayad@steris.com*** | 02/01/2024 12:00 PM | Ground | Rebecca Hughes | Gary Maultsby | John Richardson | 261374561-CES | 02/01/2024 | Ordered | Rebecca Hughes | STERIS Corp |  |  | Ground | Rebecca Hughes | MATERIAL | Ordered | SHIPPING | Expedite charge | 1 | 0 | 25 | Bartow Regional Medical Center | BRMC
117269 | 02/02/2024 08:55 AM | poc Larry Gardinal | 02/02/2024 08:55 AM | Ground | Rebecca Hughes | Emanuel Muentes | Mary Emery | 550025874-CES | 02/02/2024 | Ordered | Rebecca Hughes | Integrity Medical Products Inc |  |  | Ground | Rebecca Hughes | MATERIAL | Ordered | AA-MON-VESA-ADA | 75/100 VESA Plate Adapter for 5 inch plate | 12 | 0 | 57.9 | South Florida Baptist Hospital | SFBH
117315 | 02/05/2024 12:08 PM | User interface is defective and needs to be replaced. | 02/05/2024 12:08 PM | Next Day | Rebecca Hughes | Brian Mace | John Richardson | 261375843-CES | 02/06/2024 | Ordered | Rebecca Hughes | GE Precision Healthcare LLC |  |  | Next Day | Rebecca Hughes | MATERIAL | Ordered | KTZ304229-R | RTU110 USB Hub Console EC3xx | 1 | 0 | 2926.5 | Winter Haven Hospital | WHH | WHH-RMC Ultrasound
117355 | 02/07/2024 08:02 AM | Steam Generator Replacement. Quote is attached Francisco Barragan was the POC ***Please send a hard copy of the PO to carlos_rodriquezfayad@steris.com*** | 02/07/2024 08:02 AM | On Site | Rebecca Hughes | Gary Maultsby | John Richardson | 261376291-CES | 02/07/2024 | Ordered | Rebecca Hughes | STERIS Corp |  |  | On Site | Rebecca Hughes | MATERIAL | Ordered | P146660102 | stm generator | 1 | 0 | 17851.15 | Bartow Regional Medical Center | BRMC
117355 | 02/07/2024 08:02 AM | Steam Generator Replacement. Quote is attached Francisco Barragan was the POC ***Please send a hard copy of the PO to carlos_rodriquezfayad@steris.com*** | 02/07/2024 08:02 AM | On Site | Rebecca Hughes | Gary Maultsby | John Richardson | 261376291-CES | 02/07/2024 | Ordered | Rebecca Hughes | STERIS Corp |  |  | On Site | Rebecca Hughes | MATERIAL | Ordered | SHIPPING | Expedite charge | 1 | 0 | 50 | Bartow Regional Medical Center | BRMC
117429 | 02/09/2024 09:50 AM | POC Raphael | 02/09/2024 09:50 AM | On Site | Sue McCabe | Thomas Odaris | Dwayne Wilcox | 200030775-CES | 02/09/2024 | Ordered | Sue McCabe | Probo Medical LLC |  |  | On Site | Sue McCabe | MATERIAL | Ordered | TROPHON | Loaner | 1 | 0 | 0 | Bartow Regional Medical Center | BOI
117509 | 02/14/2024 11:20 AM | Doppler Repair ***Please send a hard copy of the PO to cuong.nguyen@arjo.com*** | 02/14/2024 11:20 AM | On Site | Rebecca Hughes | Gary Maultsby | John Richardson | 261378686-CES | 02/14/2024 | Ordered | Rebecca Hughes | ArjoHuntleigh A Getinge Group |  |  | On Site | Rebecca Hughes | MATERIAL | Ordered | SP-6AE-102 | SPARE CASE LID | 1 | 0 | 39.86 | Bartow Regional Medical Center | BRMC
117509 | 02/14/2024 11:20 AM | Doppler Repair ***Please send a hard copy of the PO to cuong.nguyen@arjo.com*** | 02/14/2024 11:20 AM | On Site | Rebecca Hughes | Gary Maultsby | John Richardson | 261378686-CES | 02/14/2024 | Ordered | Rebecca Hughes | ArjoHuntleigh A Getinge Group |  |  | On Site | Rebecca Hughes | MATERIAL | Ordered | SP-6AE-103/1 | SPARE CASE BASE WITHOUT CUT-OUT | 1 | 0 | 39.86 | Bartow Regional Medical Center | BRMC
117509 | 02/14/2024 11:20 AM | Doppler Repair ***Please send a hard copy of the PO to cuong.nguyen@arjo.com*** | 02/14/2024 11:20 AM | On Site | Rebecca Hughes | Gary Maultsby | John Richardson | 261378686-CES | 02/14/2024 | Ordered | Rebecca Hughes | ArjoHuntleigh A Getinge Group |  |  | On Site | Rebecca Hughes | MATERIAL | Ordered | SP-6AE107 | POCKET CLIP | 1 | 0 | 2.66 | Bartow Regional Medical Center | BRMC
117509 | 02/14/2024 11:20 AM | Doppler Repair ***Please send a hard copy of the PO to cuong.nguyen@arjo.com*** | 02/14/2024 11:20 AM | On Site | Rebecca Hughes | Gary Maultsby | John Richardson | 261378686-CES | 02/14/2024 | Ordered | Rebecca Hughes | ArjoHuntleigh A Getinge Group |  |  | On Site | Rebecca Hughes | MATERIAL | Ordered | SP-726486 | Battery Compartment Lid | 1 | 0 | 2.21 | Bartow Regional Medical Center | BRMC
117509 | 02/14/2024 11:20 AM | Doppler Repair ***Please send a hard copy of the PO to cuong.nguyen@arjo.com*** | 02/14/2024 11:20 AM | On Site | Rebecca Hughes | Gary Maultsby | John Richardson | 261378686-CES | 02/14/2024 | Ordered | Rebecca Hughes | ArjoHuntleigh A Getinge Group |  |  | On Site | Rebecca Hughes | MATERIAL | Ordered | SP-6AE114 | PROBE CASE HALF | 1 | 0 | 15.71 | Bartow Regional Medical Center | BRMC
117509 | 02/14/2024 11:20 AM | Doppler Repair ***Please send a hard copy of the PO to cuong.nguyen@arjo.com*** | 02/14/2024 11:20 AM | On Site | Rebecca Hughes | Gary Maultsby | John Richardson | 261378686-CES | 02/14/2024 | Ordered | Rebecca Hughes | ArjoHuntleigh A Getinge Group |  |  | On Site | Rebecca Hughes | MATERIAL | Ordered | SP-734303 | WINDOW LABEL D900P DOPPLER FRONT | 1 | 0 | 7.03 | Bartow Regional Medical Center | BRMC
117509 | 02/14/2024 11:20 AM | Doppler Repair ***Please send a hard copy of the PO to cuong.nguyen@arjo.com*** | 02/14/2024 11:20 AM | On Site | Rebecca Hughes | Gary Maultsby | John Richardson | 261378686-CES | 02/14/2024 | Ordered | Rebecca Hughes | ArjoHuntleigh A Getinge Group |  |  | On Site | Rebecca Hughes | MATERIAL | Ordered | SP-726308 | LABEL SET FOR D900-P-USA | 1 | 0 | 36.99 | Bartow Regional Medical Center | BRMC
117509 | 02/14/2024 11:20 AM | Doppler Repair ***Please send a hard copy of the PO to cuong.nguyen@arjo.com*** | 02/14/2024 11:20 AM | On Site | Rebecca Hughes | Gary Maultsby | John Richardson | 261378686-CES | 02/14/2024 | Ordered | Rebecca Hughes | ArjoHuntleigh A Getinge Group |  |  | On Site | Rebecca Hughes | MATERIAL | Ordered | SHIPPING | Expedite charge | 1 | 0 | 10 | Bartow Regional Medical Center | BRMC
117550 | 02/16/2024 06:37 AM | Radio Translucent Leads are needed for CES stock | 02/16/2024 06:37 AM | Ground | Rebecca Hughes | Gary Maultsby | John Richardson | 261384443-CES | 03/01/2024 | Ordered | Rebecca Hughes | Integrity Medical Products Inc |  |  | Ground | Rebecca Hughes | MATERIAL | Ordered | AU-D5-90XP | Radio Translucent 5 Lead Grabber | 5 | 0 | 89 | Bartow Regional Medical Center | BRMC
117559 | 02/16/2024 10:53 AM | Pteye-3 AC adapter is needed for CES Shop Stock | 02/16/2024 10:53 AM | Ground | Rebecca Hughes | Gary Maultsby | John Richardson | 261379879-CES | 02/16/2024 | Ordered | Rebecca Hughes | Medtronic Inc |  |  | Ground | Rebecca Hughes | MATERIAL | Ordered | PTEYE-3 | AC Adapter | 1 | 0 | 210 | Bartow Regional Medical Center | BRMC
117565 | 02/16/2024 01:21 PM | Ship to: SJHS 6901 Simmons Loop Riverview FL. 33578 ATT: CES Wayne Ashwood | 02/16/2024 01:21 PM | Ground | Rebecca Hughes | Wayne Ashwood | Dwayne Wilcox | 200030794-CES | 02/16/2024 | Ordered | Rebecca Hughes | PartsSource |  |  | Ground | Rebecca Hughes | MATERIAL | Ordered | 4200-84 | Battery, rechargeable, 6V- 4.5AH | 1 | 0 | 10 | Bartow Regional Medical Center | BMG
117566 | 02/16/2024 01:23 PM | poc Adam Snyder | 02/16/2024 01:23 PM | Ground | Rebecca Hughes | Germaine Kinder | John Richardson | 550025902-CES | 02/16/2024 | Ordered | Rebecca Hughes | Boehringer Laboratories Inc |  |  | Ground | Rebecca Hughes | MATERIAL | Ordered | 1504 | DISS adapter | 26 | 0 | 10.39 | South Florida Baptist Hospital | SFBH
117605 | 02/19/2024 01:56 PM | poc Terence | 02/19/2024 01:56 PM | Two Day | Rebecca Hughes | Germaine Kinder | Mary Emery | 550025912-CES | 02/19/2024 | Ordered | Rebecca Hughes | SEO Enterprises Inc |  |  | Two Day | Rebecca Hughes | MATERIAL | Ordered | U-R106 | Sextuple Nose Piece | 1 | 0 | 1147 | South Florida Baptist Hospital | SFBH
117627 | 02/20/2024 12:50 PM | Please email hardcopy to brian.mace@baycare.org | 02/20/2024 12:50 PM | Next Day AM | Rebecca Hughes | Brian Mace | John Richardson | 550025916-CES | 02/20/2024 | Ordered | Rebecca Hughes | GE Healthcare (OEC ONLY) |  |  | Next Day AM | Rebecca Hughes | MATERIAL | Ordered | 5499894-04 | KIT, CD-DVD DRIVE AND USB HUB AND DVD ADAPTER REPLACEMENT, 9900 | 1 | 0 | 952.5 | South Florida Baptist Hospital | SFBH
117657 | 02/21/2024 02:19 PM | The lamps are needed to replenish CES Shop Stock. ED overhead exam lights Matt was the POC | 02/21/2024 02:19 PM | Ground | Rebecca Hughes | Gary Maultsby | John Richardson | 261382662-CES | 02/26/2024 | Ordered | Rebecca Hughes | Atlas Specialty Lighting |  |  | Ground | Rebecca Hughes | MATERIAL | Ordered | 58741ETC120V | TUNGSTEN HALOGEN LIGHT BULB | 10 | 0 | 16 | Bartow Regional Medical Center | BRMC
117683 | 02/22/2024 03:59 PM | poc Al Martins | 02/22/2024 03:59 PM | Two Day | Rebecca Hughes | Germaine Kinder | Mary Emery | 550025925-CES | 02/23/2024 | Ordered | Rebecca Hughes | Global Industrial Co Inc |  |  | Two Day | Rebecca Hughes | MATERIAL | Ordered | B2066546 | Wire rack | 2 | 0 | 745.93 | South Florida Baptist Hospital | SFBH
117683 | 02/22/2024 03:59 PM | poc Al Martins | 02/22/2024 03:59 PM | Two Day | Rebecca Hughes | Germaine Kinder | Mary Emery | 550025925-CES | 02/23/2024 | Ordered | Rebecca Hughes | Global Industrial Co Inc |  |  | Two Day | Rebecca Hughes | MATERIAL | Ordered | 933CP32 | Soliod shelf | 2 | 0 | 78.66 | South Florida Baptist Hospital | SFBH
117835 | 03/01/2024 12:10 PM | Needed for Vendor off Site assessment of a Temperature Management System Tim Gallagher was the POC. The quote is attached **Please send a hard copy of the PO to Lou.CustomerService@bd.com*** | 03/01/2024 12:10 PM | Ground | Rebecca Hughes | Gary Maultsby | John Richardson | 261387665-CES | 03/12/2024 | Ordered | Rebecca Hughes | BD Biosciences (CA) Div BD |  |  | Ground | Rebecca Hughes | MATERIAL | Ordered | LOANER | Loaner | 1 | 0 | 1500 | Bartow Regional Medical Center | BRMC
118027 | 03/12/2024 11:14 AM | Hyperbaric Chamber Annual PM & Inspection Brenda Cooper was the POC The quote is attached | 03/12/2024 11:14 AM | On Site | Rebecca Hughes | Gary Maultsby | John Richardson | 261387552-CES | 03/12/2024 | Ordered | Rebecca Hughes | Perry Baromedical Corp |  |  | On Site | Rebecca Hughes | MATERIAL | Ordered | MUFFLERSINTERED1-1/4NPT | MUFFLER | 2 | 0 | 47 | Bartow Regional Medical Center | BRMC
118051 | 03/13/2024 12:02 PM | Replace Hand Pendant on O.R's Bechtold Surgical Table. | 03/13/2024 12:02 PM | On Site | Rebecca Hughes | Tom Heath | John Richardson | 261388314-CES | 03/13/2024 | Ordered | Rebecca Hughes | Stryker Communications Div Str |  |  | On Site | Rebecca Hughes | MATERIAL | Ordered | 106812 | Bertchold Hand held control | 1 | 0 | 1918.53 | Winter Haven Hospital | WHH | WHH-SURGERY
118099 | 03/15/2024 12:10 PM | ---Part needed, Part source has no eta, have to get part from OEM,-- Please send hardcopy to orders.us@seca.com POC: Amanda | 03/15/2024 12:10 PM | Two Day | Rebecca Hughes | Emanuel Muentes | John Richardson | 550025953-CES | 03/15/2024 | Cancelled | Rebecca Hughes | seca |  |  | Two Day | Rebecca Hughes | MATERIAL | Ordered | A080618170009 | SECA Scale Display | 1 | 0 | 199.2 | South Florida Baptist Hospital | SFBH
118104 | 03/15/2024 02:07 PM | POC Mary | 03/15/2024 02:07 PM | Next Day | Rebecca Hughes | Thomas Odaris | Dwayne Wilcox | 520010218-CES | 03/15/2024 | Ordered | Rebecca Hughes | GE Precision Healthcare LLC |  |  | Next Day | Rebecca Hughes | MATERIAL | Ordered | 6020715-3 | OP IO Button Kit logiq S8 | 2 | 0 | 536.25 | Bartow Regional Medical Center | BOI
118127 | 03/18/2024 01:25 PM | poc Tom Sweeney | 03/18/2024 01:25 PM | Ground | Rebecca Hughes | Mary Emery | John Richardson | 550025955-CES | 03/18/2024 | Ordered | Rebecca Hughes | BC Group International Inc |  |  | Ground | Rebecca Hughes | MATERIAL | Ordered | SA-2600 | Safety Analyzer | 1 | 0 | 2693 | South Florida Baptist Hospital | SFBH
118163 | 03/19/2024 03:34 PM | poc Al Martins Please ship to: South FL Baptist Replacement Hospital 3202 N. Park Rd. Plant City, FL 33563 attn. Mary Emery Cl. Eng. | 03/19/2024 03:34 PM | Ground | Rebecca Hughes | Emanuel Muentes | Mary Emery | 550025959-CES | 03/19/2024 | Ordered | Rebecca Hughes | Global Industrial Co Inc |  |  | Ground | Rebecca Hughes | MATERIAL | Ordered | WB240464BLB | Trash Can | 1 | 0 | 139.95 | South Florida Baptist Hospital | SFBH
118164 | 03/19/2024 05:10 PM | POC Joe | 03/19/2024 05:10 PM | On Site | Rebecca Hughes | Thomas Odaris | Dwayne Wilcox | 520010221-CES | 03/20/2024 | Ordered | Rebecca Hughes | Probo Medical LLC |  |  | On Site | Rebecca Hughes | MATERIAL | Ordered | IC5-9-D | Transducer Loaner | 1 | 0 | 0 | Bartow Regional Medical Center | BOI
118188 | 03/20/2024 04:48 PM | POC | 03/20/2024 04:48 PM | Next Day | Rebecca Hughes | Thomas Odaris | Dwayne Wilcox | 520010227-CES | 03/21/2024 | Ordered | Rebecca Hughes | Probo Medical LLC |  |  | Next Day | Rebecca Hughes | MATERIAL | Ordered | ML6-15-D | Transducer Loaner | 1 | 0 | 0 | Bartow Regional Medical Center | BOI
118274 | 03/26/2024 08:56 AM | -Parts order from vendor- Custom Jumper Cord; 4 Pin Male Modular Connector x DB Male 9 Pin Connector; 24" Long / See attached quote. | 03/26/2024 08:56 AM | Ground | Rebecca Hughes | Victor LaFoucade | Brian Pruiett | 261392476-CES | 03/26/2024 | Ordered | Rebecca Hughes | Integrity Medical Products Inc |  |  | Ground | Rebecca Hughes | MATERIAL | Ordered | CU-J5736-02 | 4 Pin Male Modular Connectorx DB Male 9 Pin Connector | 20 | 0 | 49.95 | Winter Haven Hospital | WHH | WHH-Clinical Engineering Services
118300 | 03/26/2024 06:49 PM | POC Joe | 03/26/2024 06:49 PM | Next Day | Rebecca Hughes | Thomas Odaris | Dwayne Wilcox | 520010230-CES | 03/27/2024 | Ordered | Rebecca Hughes | Probo Medical LLC |  |  | Next Day | Rebecca Hughes | MATERIAL | Ordered | C1-6-D | Transducer loaner/Exchange | 1 | 0 | 0 | Bartow Regional Medical Center | BOI
118336 | 03/28/2024 09:54 AM | please ship the unit to the clinic attn; site manager and/or Sarah Schueler coordinator | 03/28/2024 09:54 AM | Ground | Rebecca Hughes | Derrick Modest | Dwayne Wilcox | 200030879-CES | 03/28/2024 | Ordered | Rebecca Hughes | PartsSource |  |  | Ground | Rebecca Hughes | MATERIAL | Ordered | 6131-P | Battery Welch Allyn Spot | 1 | 0 | 2138 | Bartow Regional Medical Center | BMG
118342 | 03/28/2024 01:25 PM | O.R.'s fast fluid warmer needs repairing. | 03/28/2024 01:25 PM | Ground | Rebecca Hughes | Tom Heath | John Richardson | 261393361-CES | 03/28/2024 | Ordered | Rebecca Hughes | ICU Medical Inc |  |  | Ground | Rebecca Hughes | MATERIAL | Ordered | N/A | Shipping Box | 1 | 0 | 82.75 | Winter Haven Hospital | WHH | WHH-SURGERY
118344 | 03/28/2024 02:11 PM | poc John Woodbury | 03/28/2024 02:11 PM | Ground | Rebecca Hughes | Germaine Kinder | John Richardson | 550026007-CES | 04/11/2024 | Ordered | Rebecca Hughes | Copy Solutions, Inc |  |  | Ground | Rebecca Hughes | MATERIAL | Ordered | SFBASSETTAG | Asset Tags | 10 | 0 | 100 | South Florida Baptist Hospital | SFBH
118394 | 04/01/2024 01:54 PM | please ship the parts to the clinic attn: site manager | 04/01/2024 01:54 PM | Ground | Rebecca Hughes | Derrick Modest | Dwayne Wilcox | 261394451-CES | 04/01/2024 | Ordered | Rebecca Hughes | PartsSource |  |  | Ground | Rebecca Hughes | MATERIAL | Ordered | HBL8215CAT | 90 Degree AC Plug | 2 | 0 | 25.91 | Bartow Regional Medical Center | BMG
118399 | 04/01/2024 03:20 PM | Ship to: St Joseph's Hospital South 6901 Simmons Loop Riverview, FL., 33578 Att.: Wayne Ashwood | 04/01/2024 03:20 PM | Ground | Rebecca Hughes | Wayne Ashwood | Dwayne Wilcox | 510122784-CES | 04/01/2024 | Ordered | Rebecca Hughes | PartsSource |  |  | Ground | Rebecca Hughes | MATERIAL | Ordered | 6039 | Battery, Welch Allyn 420 | 1 | 0 | 9.61 | Bartow Regional Medical Center | BMG
118421 | 04/02/2024 01:11 PM | please ship the part to the clinic attn: site manager | 04/02/2024 01:11 PM | Ground | Rebecca Hughes | Derrick Modest | Dwayne Wilcox | 200030890-CES | 04/03/2024 | Ordered | Rebecca Hughes | PartsSource |  |  | Ground | Rebecca Hughes | MATERIAL | Ordered | 6000-916HS | Welch Allyn VSM6000 Scanner | 1 | 0 | 557.52 | Bartow Regional Medical Center | BMG
118436 | 04/03/2024 08:37 AM | please email PO # to brian.mace@baycare.org | 04/03/2024 08:37 AM | Two Day | Rebecca Hughes | Brian Mace | John Richardson | 261395106-CES | 04/03/2024 | Ordered | Rebecca Hughes | GE Precision Healthcare LLC |  |  | Two Day | Rebecca Hughes | MATERIAL | Ordered | 5499606 | C1-6-D | 1 | 0 | 6741.15 | Bartow Regional Medical Center | BRMC
118477 | 04/04/2024 06:50 AM | vendor needed to repair unit. | 04/04/2024 06:50 AM | Next Day | Rebecca Hughes | Germaine Kinder | John Richardson | 550025994-CES | 04/05/2024 | Cancelled | Rebecca Hughes | Getinge USA Inc |  |  | Next Day | Rebecca Hughes | MATERIAL | Ordered | 61301682232 | sonic rod | 1 | 0 | 11614.84 | South Florida Baptist Hospital | SFBH
118477 | 04/04/2024 06:50 AM | vendor needed to repair unit. | 04/04/2024 06:50 AM | Next Day | Rebecca Hughes | Germaine Kinder | John Richardson | 550025994-CES | 04/05/2024 | Cancelled | Rebecca Hughes | Getinge USA Inc |  |  | Next Day | Rebecca Hughes | MATERIAL | Ordered | 61301682233 | sonic generator | 1 | 0 | 7398.66 | South Florida Baptist Hospital | SFBH
118487 | 04/04/2024 12:04 PM | High -Level Scope Disinfector 1 Year PM James Lynch was the POC Please send a hard Copy of the Purchas Order to james.lynch@olympus.com and gary.maultsby@baycare.org | 04/04/2024 12:04 PM | On Site | Rebecca Hughes | Gary Maultsby | John Richardson | 261396132-CES | 04/05/2024 | Ordered | Rebecca Hughes | Olympus America Inc |  |  | On Site | Rebecca Hughes | MATERIAL | Ordered | GN720700 | GN720700 OER-PRO CHECK SET | 1 | 0 | 0 | Bartow Regional Medical Center | BRMC
118492 | 04/04/2024 01:45 PM | please ship the battery to the clinic attn: site manager | 04/04/2024 01:45 PM | Ground | Rebecca Hughes | Derrick Modest | Dwayne Wilcox | 261395831-CES | 04/04/2024 | Ordered | Rebecca Hughes | PartsSource |  |  | Ground | Rebecca Hughes | MATERIAL | Ordered | 4500-84 | Battery | 1 | 0 | 17.2 | Bartow Regional Medical Center | BMG
118525 | 04/05/2024 04:30 PM | Emergency order for DaVinci Sonic POC = Cindy ***Send PO hard copy to sales@ultracleansystems.com; Cc J.R. Richardson*** | 04/05/2024 04:30 PM | Vendor Pickup | Rebecca Hughes | Germaine Kinder | John Richardson | 550025996-CES | 04/05/2024 | Ordered | Rebecca Hughes | Ultra Clean Systems, Inc |  |  | Vendor Pickup | Rebecca Hughes | MATERIAL | Ordered | 51-0070 | Ultrasonic rod and Transducer | 1 | 0 | 10325 | South Florida Baptist Hospital | SFBH
118525 | 04/05/2024 04:30 PM | Emergency order for DaVinci Sonic POC = Cindy ***Send PO hard copy to sales@ultracleansystems.com; Cc J.R. Richardson*** | 04/05/2024 04:30 PM | Vendor Pickup | Rebecca Hughes | Germaine Kinder | John Richardson | 550025996-CES | 04/05/2024 | Ordered | Rebecca Hughes | Ultra Clean Systems, Inc |  |  | Vendor Pickup | Rebecca Hughes | MATERIAL | Ordered | 51-0071 | Ultrasonic generator | 1 | 0 | 5475 | South Florida Baptist Hospital | SFBH
118573 | 04/09/2024 05:06 PM | POC Joe | 04/09/2024 05:06 PM | Next Day | Rebecca Hughes | Thomas Odaris | Dwayne Wilcox | 520010236-CES | 04/10/2024 | Ordered | Rebecca Hughes | Probo Medical LLC |  |  | Next Day | Rebecca Hughes | MATERIAL | Ordered | C1-6-D | Transducer loaner/Exchange | 1 | 0 | 0 | Bartow Regional Medical Center | BOI
118605 | 04/10/2024 04:49 PM | POC Joe | 04/10/2024 04:49 PM | Next Day | Rebecca Hughes | Thomas Odaris | Dwayne Wilcox | 200030914-CES | 04/10/2024 | Ordered | Rebecca Hughes | Probo Medical LLC |  |  | Next Day | Rebecca Hughes | MATERIAL | Ordered | X5-1 | Loaner | 1 | 0 | 0 | Bartow Regional Medical Center | BMG
118615 | 04/11/2024 09:47 AM | Microscope eyepiece needs to be replaced. Gary Lindsay was the POC ***Please send a Hard Copy of the PO to gglindsay@surgicalmicroscopes.com*** | 04/11/2024 09:47 AM | Next Day | Rebecca Hughes | Gary Maultsby | John Richardson | 261398270-CES | 04/12/2024 | Ordered | Rebecca Hughes | Prescotts Inc |  |  | Next Day | Rebecca Hughes | MATERIAL | Ordered | 305543-9901-000 | Eye Piece, Magnetic 12.5X Zeiss Colposcope | 1 | 0 | 600 | Bartow Regional Medical Center | BRMC
118629 | 04/11/2024 12:45 PM | parts needed for repair Not available on parts source | 04/11/2024 12:45 PM | Next Day | Rebecca Hughes | Germaine Kinder | John Richardson | 550026008-CES | 04/11/2024 | Ordered | Rebecca Hughes | Advanced Sterilization Product |  |  | Next Day | Rebecca Hughes | MATERIAL | Ordered | 110759-01 | .2 Micron Bacteria Filter | 4 | 0 | 218.9 | South Florida Baptist Hospital | SFBH
118630 | 04/11/2024 01:05 PM | Please email hardcopy of PO# to brian.mace@baycare.org | 04/11/2024 01:05 PM | Two Day | Rebecca Hughes | Brian Mace | John Richardson | 261398139-CES | 04/11/2024 | Ordered | Rebecca Hughes | GE Precision Healthcare LLC |  |  | Two Day | Rebecca Hughes | MATERIAL | Ordered | GC200350-2 | Sony MCM-2250NB OLED Monitor 22 inch, widescreen | 1 | 0 | 11129 | Winter Haven Hospital | WHH | WHH-Radiology Services
118630 | 04/11/2024 01:05 PM | Please email hardcopy of PO# to brian.mace@baycare.org | 04/11/2024 01:05 PM | Two Day | Rebecca Hughes | Brian Mace | John Richardson | 261398139-CES | 04/11/2024 | Ordered | Rebecca Hughes | GE Precision Healthcare LLC |  |  | Two Day | Rebecca Hughes | MATERIAL | Ordered | 5764211 | LS8 R4 OLED cable sets | 1 | 0 | 889 | Winter Haven Hospital | WHH | WHH-Radiology Services
118673 | 04/15/2024 09:22 AM | ***Emergency PO issued: 550025630-CES! Please use this as the PO#*** Please email hardcopy of PO# to brian.mace@baycare.org | 04/15/2024 09:22 AM | On Site | Rebecca Hughes | Brian Mace | John Richardson | 550025630-CES | 04/15/2024 | Ordered | Rebecca Hughes | Bayer Healthcare Diag Div |  |  | On Site | Rebecca Hughes | MATERIAL | Ordered | 87375900 | ASSY,PCB,CPU/SERVO,DAX,RENEW2,STELL | 1 | 0 | 2711 | South Florida Baptist Hospital | SFBH
118673 | 04/15/2024 09:22 AM | ***Emergency PO issued: 550025630-CES! Please use this as the PO#*** Please email hardcopy of PO# to brian.mace@baycare.org | 04/15/2024 09:22 AM | On Site | Rebecca Hughes | Brian Mace | John Richardson | 550025630-CES | 04/15/2024 | Ordered | Rebecca Hughes | Bayer Healthcare Diag Div |  |  | On Site | Rebecca Hughes | MATERIAL | Ordered | 88364228 | ASSY,INTERFACE,SYRINGE,FLEX | 1 | 0 | 1709 | South Florida Baptist Hospital | SFBH
13538 | 11/19/2012 10:21 AM | talk with James S Next Day BC34740 | 11/20/2012 07:00 AM | Next Day | Barbara Whitehead | George Rivera | Mary Emery | 755001743-0-CES | 11/19/2012 | Partial | Barbara Whitehead | Interstate Batteries | POC JAMES SNYDER |  | Next Day | Barbara Whitehead | MATERIAL | Partial | MED0002 | Battery, 11.1V/3520 mAh, LiOn | 6 | 0 | 152 | South Florida Baptist Hospital | SFBH
13538 | 11/19/2012 10:21 AM | talk with James S Next Day BC34740 | 11/20/2012 07:00 AM | Next Day | Barbara Whitehead | George Rivera | Mary Emery | 755001743-0-CES | 11/19/2012 | Partial | Barbara Whitehead | Interstate Batteries | POC JAMES SNYDER |  | Next Day | Barbara Whitehead | MATERIAL | Partial | SLA1104 | OSI Battery Jackson Table | 2 | 2 | 19.99 | South Florida Baptist Hospital | SFBH
14622 | 01/17/2013 10:09 AM | talk with Amanda Wilson, Co, LCD Panels 7719 Edison Ave Fontana Ca, 92336 phone 1-888-394-6077, Fax 1-909-752-3198 BC 34781 Ground plz use Pcard, give to Brenda | 01/25/2013 07:00 AM | Ground | Brenda Kans | George Rivera | David Booker | PCARD14622 | 01/18/2013 | Ordered | Brenda Kans | LCD Panels |  |  | Ground | Brenda Kans | MATERIAL | Ordered | NL8060BC31-27 | LCD Display | 1 | 0 | 265.98 | South Florida Baptist Hospital | SFBH
14661 | 01/21/2013 09:45 AM | talk with Kristi Rutledge Ground BC34754 TF: 800-346-6873 F: 817-804-3801 | 01/31/2013 07:00 AM | Ground | Barbara Whitehead | George Rivera | Mary Emery | 755001787-0-CES | 01/21/2013 | Ordered | Barbara Whitehead | Mouser Electronics Inc | POC: DARLENE |  | Ground | Barbara Whitehead | MATERIAL | Ordered | 676-TL175 | twistguard test lead | 1 | 0 | 24.95 | South Florida Baptist Hospital | SFBH
14661 | 01/21/2013 09:45 AM | talk with Kristi Rutledge Ground BC34754 TF: 800-346-6873 F: 817-804-3801 | 01/31/2013 07:00 AM | Ground | Barbara Whitehead | George Rivera | Mary Emery | 755001787-0-CES | 01/21/2013 | Ordered | Barbara Whitehead | Mouser Electronics Inc | POC: DARLENE |  | Ground | Barbara Whitehead | MATERIAL | Ordered | 511-M4T28BR12SH1 | battery | 1 | 0 | 3.88 | South Florida Baptist Hospital | SFBH
14902 | 01/31/2013 09:48 AM | POC Troy Locke P: (800) 558-2040 F: (DI Parts) - 262-548-2001 | 01/31/2013 07:00 AM | Next Day | Barbara Whitehead | Thomas Odaris | David Booker | 755001798-0-CES | 01/31/2013 | Ordered | Barbara Whitehead | GE Healthcare IT (BIOMED ONLY) | POC: JULIANA |  | Next Day | Barbara Whitehead | MATERIAL | Ordered | 5115063 | TGC slide pot | 3 | 0 | 55.52 | South Florida Baptist Hospital | SFBH
15068 | 02/07/2013 02:07 PM | talk with Lex BC2218 Ground T: (800) 326-4890 F: (949) 297-7001 | 02/13/2013 07:00 AM | Ground | Alanna Searcy | George Rivera | Mary Emery | 755001805-0-CES | 02/07/2013 | Partial | Alanna Searcy | Masimo Corp | MELISSA (POC) |  | Ground | Alanna Searcy | MATERIAL | Partial | 20761 | Inclosure Kit, Plastic Case RAD 5 | 1 | 1 | 27 | South Florida Baptist Hospital | SFBH
15068 | 02/07/2013 02:07 PM | talk with Lex BC2218 Ground T: (800) 326-4890 F: (949) 297-7001 | 02/13/2013 07:00 AM | Ground | Alanna Searcy | George Rivera | Mary Emery | 755001805-0-CES | 02/07/2013 | Partial | Alanna Searcy | Masimo Corp | MELISSA (POC) |  | Ground | Alanna Searcy | MATERIAL | Partial | 20761 | Inclosure Kit, Plastic Case RAD 5 | 1 | 1 | 27 | South Florida Baptist Hospital | SFBH
15068 | 02/07/2013 02:07 PM | talk with Lex BC2218 Ground T: (800) 326-4890 F: (949) 297-7001 | 02/13/2013 07:00 AM | Ground | Alanna Searcy | George Rivera | Mary Emery | 755001805-0-CES | 02/07/2013 | Partial | Alanna Searcy | Masimo Corp | MELISSA (POC) |  | Ground | Alanna Searcy | MATERIAL | Partial | 2097 | case | 1 | 1 | 35 | South Florida Baptist Hospital | SFBH
15068 | 02/07/2013 02:07 PM | talk with Lex BC2218 Ground T: (800) 326-4890 F: (949) 297-7001 | 02/13/2013 07:00 AM | Ground | Alanna Searcy | George Rivera | Mary Emery | 755001805-0-CES | 02/07/2013 | Partial | Alanna Searcy | Masimo Corp | MELISSA (POC) |  | Ground | Alanna Searcy | MATERIAL | Partial | 2097 | case | 1 | 1 | 35 | South Florida Baptist Hospital | SFBH
15068 | 02/07/2013 02:07 PM | talk with Lex BC2218 Ground T: (800) 326-4890 F: (949) 297-7001 | 02/13/2013 07:00 AM | Ground | Alanna Searcy | George Rivera | Mary Emery | 755001805-0-CES | 02/07/2013 | Partial | Alanna Searcy | Masimo Corp | MELISSA (POC) |  | Ground | Alanna Searcy | MATERIAL | Partial | 30717 | RAD-5v Keypad Overlay | 1 | 0 | 45 | South Florida Baptist Hospital | SFBH
15068 | 02/07/2013 02:07 PM | talk with Lex BC2218 Ground T: (800) 326-4890 F: (949) 297-7001 | 02/13/2013 07:00 AM | Ground | Alanna Searcy | George Rivera | Mary Emery | 755001805-0-CES | 02/07/2013 | Partial | Alanna Searcy | Masimo Corp | MELISSA (POC) |  | Ground | Alanna Searcy | MATERIAL | Partial | 30717 | RAD-5v Keypad Overlay | 1 | 0 | 45 | South Florida Baptist Hospital | SFBH
16885 | 05/01/2013 09:09 AM | talk with Louis Ground T: (888) 627-8383 F: (973) 709-7651 | 05/06/2013 08:00 AM | Ground | Barbara Whitehead | George Rivera | Mary Emery | 755001868-0-CES | 05/01/2013 | Ordered | Barbara Whitehead | MAQUET Inc A Getinge Gp Co | POC KEVIN |  | Ground | Barbara Whitehead | MATERIAL | Ordered | 6672592 | Knock Protector, 4 PCS, Servo i | 2 | 0 | 60 | South Florida Baptist Hospital | SFBH
16885 | 05/01/2013 09:09 AM | talk with Louis Ground T: (888) 627-8383 F: (973) 709-7651 | 05/06/2013 08:00 AM | Ground | Barbara Whitehead | George Rivera | Mary Emery | 755001868-0-CES | 05/01/2013 | Ordered | Barbara Whitehead | MAQUET Inc A Getinge Gp Co | POC KEVIN |  | Ground | Barbara Whitehead | MATERIAL | Ordered | 6688485 | Kit, PM 5K | 7 | 0 | 225 | South Florida Baptist Hospital | SFBH
17071 | 05/08/2013 12:51 PM | poc Keith Newcomer Two Day SFBH - 119027 T: (800) 345-6443 F: (888) 558-6632 BC92720, 92721, 92722, 92723, 92724, 92725, 92726 | 05/10/2013 08:00 AM | Two Day | Barbara Whitehead | Mary Emery | Mary Emery | 75501876-0-CES | 05/08/2013 | Ordered | Barbara Whitehead | Philips Healthcare | POC: ERNIE |  | Two Day | Barbara Whitehead | MATERIAL | Ordered | 453561505991 | Air Inlet Filter, V60 | 2 | 0 | 50.41 | South Florida Baptist Hospital | SFBH
17071 | 05/08/2013 12:51 PM | poc Keith Newcomer Two Day SFBH - 119027 T: (800) 345-6443 F: (888) 558-6632 BC92720, 92721, 92722, 92723, 92724, 92725, 92726 | 05/10/2013 08:00 AM | Two Day | Barbara Whitehead | Mary Emery | Mary Emery | 75501876-0-CES | 05/08/2013 | Ordered | Barbara Whitehead | Philips Healthcare | POC: ERNIE |  | Two Day | Barbara Whitehead | MATERIAL | Ordered | 453561507301 | Filter, Cooling Fan V60 | 2 | 0 | 14.89 | South Florida Baptist Hospital | SFBH
17071 | 05/08/2013 12:51 PM | poc Keith Newcomer Two Day SFBH - 119027 T: (800) 345-6443 F: (888) 558-6632 BC92720, 92721, 92722, 92723, 92724, 92725, 92726 | 05/10/2013 08:00 AM | Two Day | Barbara Whitehead | Mary Emery | Mary Emery | 75501876-0-CES | 05/08/2013 | Ordered | Barbara Whitehead | Philips Healthcare | POC: ERNIE |  | Two Day | Barbara Whitehead | MATERIAL | Ordered | 453561512121 | Service tool kit | 1 | 0 | 995 | South Florida Baptist Hospital | SFBH
17343 | 05/21/2013 01:13 PM | POC:Darin Rhoden,BC34750,SFBH - 1005379D, NOTE:Received Emergency PO#755001503 from Jamie Clark on 5/16/13. this request is for Covidien not Medrad. Updated at request of Jamie Clark 5/21/13 | 05/21/2013 01:13 PM | On Site | Alanna Searcy | Howard Karp | David Booker | 755001885-0-CES | 05/21/2013 | Ordered | Alanna Searcy | Covidien (US)*** |  | 5/31/13: UPLOADED REVISED FSR INTO DOCUMENT TAB ON THE PURCHASE ORDER TAB. AMS. | On Site | Alanna Searcy | MATERIAL | Ordered | 802116S | Display Subassembly Kit | 1 | 0 | 3422.33 | South Florida Baptist Hospital | SFBH
18040 | 06/21/2013 10:19 AM | poc Ashley Greco Ground SFBH- 22804-2100 T: (888) 993-5853 F: (425) 446-5629 ENV-CES | 06/29/2013 08:00 AM | Ground | Barbara Whitehead | Mary Emery | Mary Emery | 755001924-0-CES | 07/18/2013 | Ordered | Barbara Whitehead | Fluke Electronics Corporation | POC ASHLEY GRECO |  | Ground | Barbara Whitehead | MATERIAL | Ordered | 2249301 | ES analyzer | 1 | 1 | 1287.08 | South Florida Baptist Hospital | SFBH
18040 | 06/21/2013 10:19 AM | poc Ashley Greco Ground SFBH- 22804-2100 T: (888) 993-5853 F: (425) 446-5629 ENV-CES | 06/29/2013 08:00 AM | Ground | Barbara Whitehead | Mary Emery | Mary Emery | 755001924-0-CES | 07/18/2013 | Ordered | Barbara Whitehead | Fluke Electronics Corporation | POC ASHLEY GRECO |  | Ground | Barbara Whitehead | MATERIAL | Ordered | 2392448 | External leakage cable, 8-foot | 1 | 1 | 100.28 | South Florida Baptist Hospital | SFBH
18110 | 06/25/2013 02:50 PM | poc Britney quotes attached On Site P: (727) 784-4964 F: (727) 784-0223 BC2357, BC2400 | 06/25/2013 02:50 PM | On Site | Brandi Bennett | Mary Emery | Mary Emery | 755001928-0-CES | 06/25/2013 | Ordered | Brandi Bennett | Fitness Logic Equipment Servic |  |  | On Site | Brandi Bennett | MATERIAL | Ordered | CRANK | Eccentric Crank | 1 | 0 | 24.99 | South Florida Baptist Hospital | SFBH
18110 | 06/25/2013 02:50 PM | poc Britney quotes attached On Site P: (727) 784-4964 F: (727) 784-0223 BC2357, BC2400 | 06/25/2013 02:50 PM | On Site | Brandi Bennett | Mary Emery | Mary Emery | 755001928-0-CES | 06/25/2013 | Ordered | Brandi Bennett | Fitness Logic Equipment Servic |  |  | On Site | Brandi Bennett | MATERIAL | Ordered | WEDGEPIN | pin | 2 | 0 | 5.99 | South Florida Baptist Hospital | SFBH
18110 | 06/25/2013 02:50 PM | poc Britney quotes attached On Site P: (727) 784-4964 F: (727) 784-0223 BC2357, BC2400 | 06/25/2013 02:50 PM | On Site | Brandi Bennett | Mary Emery | Mary Emery | 755001928-0-CES | 06/25/2013 | Ordered | Brandi Bennett | Fitness Logic Equipment Servic |  |  | On Site | Brandi Bennett | MATERIAL | Ordered | SEATASSY | Seat Assembly | 1 | 0 | 519 | South Florida Baptist Hospital | SFBH
19743 | 09/09/2013 10:23 AM | poc James Thorpe Tiger Direct | 09/16/2013 08:00 AM | Ground | Barbara Whitehead | Mary Emery | Mary Emery | 755001992-0-CES | 09/09/2013 | Ordered | Barbara Whitehead | Tiger Direct-PCM Sales INC | POC: JAMES THORPE |  | Ground | Barbara Whitehead | MATERIAL | Ordered | YYT1-10232028 | laser toner cartridge | 1 | 0 | 239.5 | South Florida Baptist Hospital | SFBH
20165 | 09/27/2013 12:21 PM | poc Rachelle GE Healthcare Technologies | 10/03/2013 08:00 AM | Ground | Barbara Whitehead | Mary Emery | Mary Emery | 755002004-0-CES | 09/27/2013 | Ordered | Barbara Whitehead | GE Healthcare IT (BIOMED ONLY) | POC: LAURA |  | Ground | Barbara Whitehead | MATERIAL | Ordered | 2027263-002 | Spo2 Pre Amp Cable | 10 | 0 | 179.9 | South Florida Baptist Hospital | SFBH
21040 | 11/05/2013 01:39 PM | poc Lois W W Grainger Inc | 11/11/2013 07:00 AM | Ground | Brandi Bennett | Mary Emery | Mary Emery | 755001998-0-CES | 11/05/2013 | Ordered | Brandi Bennett | W W Grainger Inc | BOB |  | Ground | Brandi Bennett | MATERIAL | Ordered | 6RM76 | Screwdriver, Cordless Dewalt | 1 | 0 | 89.44 | South Florida Baptist Hospital | SFBH
21040 | 11/05/2013 01:39 PM | poc Lois W W Grainger Inc | 11/11/2013 07:00 AM | Ground | Brandi Bennett | Mary Emery | Mary Emery | 755001998-0-CES | 11/05/2013 | Ordered | Brandi Bennett | W W Grainger Inc | BOB |  | Ground | Brandi Bennett | MATERIAL | Ordered | 4WM45 | Bit Set, Screwdriver | 1 | 0 | 28.89 | South Florida Baptist Hospital | SFBH
21040 | 11/05/2013 01:39 PM | poc Lois W W Grainger Inc | 11/11/2013 07:00 AM | Ground | Brandi Bennett | Mary Emery | Mary Emery | 755001998-0-CES | 11/05/2013 | Ordered | Brandi Bennett | W W Grainger Inc | BOB |  | Ground | Brandi Bennett | MATERIAL | Ordered | 6ZKW1 | white Lithium Grease | 1 | 0 | 4.27 | South Florida Baptist Hospital | SFBH
21040 | 11/05/2013 01:39 PM | poc Lois W W Grainger Inc | 11/11/2013 07:00 AM | Ground | Brandi Bennett | Mary Emery | Mary Emery | 755001998-0-CES | 11/05/2013 | Ordered | Brandi Bennett | W W Grainger Inc | BOB |  | Ground | Brandi Bennett | MATERIAL | Ordered | 6XPL3 | fuse | 1 | 0 | 29.72 | South Florida Baptist Hospital | SFBH
21040 | 11/05/2013 01:39 PM | poc Lois W W Grainger Inc | 11/11/2013 07:00 AM | Ground | Brandi Bennett | Mary Emery | Mary Emery | 755001998-0-CES | 11/05/2013 | Ordered | Brandi Bennett | W W Grainger Inc | BOB |  | Ground | Brandi Bennett | MATERIAL | Ordered | 2DCJ8 | eye wash station | 1 | 0 | 55.65 | South Florida Baptist Hospital | SFBH
21392 | 11/20/2013 10:11 AM | BISC order | 11/28/2013 07:00 AM | Ground | Brandi Bennett | Mary Emery | Mary Emery | REQ # 1782722 | 11/20/2013 | Ordered | Brandi Bennett | BISC Integrated Service Center |  |  | Ground | Brandi Bennett | MATERIAL | Ordered | 125813 | Battery AAA | 4 | 0 | 4.01 | South Florida Baptist Hospital | SFBH
21918 | 12/19/2013 12:29 PM | poc BISC | 12/27/2013 07:00 AM | Ground | Brandi Bennett | Mary Emery | Mary Emery | REQ # 1803601 | 12/19/2013 | Ordered | Brandi Bennett | BISC Integrated Service Center |  |  | Ground | Brandi Bennett | MATERIAL | Ordered | 125813 | Battery AAA | 8 | 0 | 4.01 | South Florida Baptist Hospital | SFBH
22166 | 01/06/2014 10:49 AM | poc Laura x3393 GE Healthcare Technologies | 01/12/2014 07:00 AM | Ground | Brandi Bennett | Mary Emery | Mary Emery | 755002074-0-CES | 01/06/2014 | Received | Brandi Bennett | GE Healthcare IT (BIOMED ONLY) | DAWN |  | Ground | Brandi Bennett | MATERIAL | Partial | 412681-001 | Multi-Link Leadwire Set | 10 | 10 | 62.9 | South Florida Baptist Hospital | SFBH
22166 | 01/06/2014 10:49 AM | poc Laura x3393 GE Healthcare Technologies | 01/12/2014 07:00 AM | Ground | Brandi Bennett | Mary Emery | Mary Emery | 755002074-0-CES | 01/06/2014 | Received | Brandi Bennett | GE Healthcare IT (BIOMED ONLY) | DAWN |  | Ground | Brandi Bennett | MATERIAL | Partial | 107365 | Dinamap/Critikon BP Hose | 5 | 5 | 38.5 | South Florida Baptist Hospital | SFBH
22186 | 01/06/2014 01:49 PM | Parts for stock Part number 147083-102 (AIL sensor) on back order until January 20th. | 01/06/2014 01:49 PM | Ground | Brandi Bennett | Danielle Ohara | John Richardson | 260351352 | 01/21/2014 | Ordered | Brandi Bennett | CareFusion Alaris |  |  | Ground | Brandi Bennett | MATERIAL | Ordered | 10360242 | Alaris 8100 Door Assembly Kit | 15 | 0 | 212.73 | Winter Haven Hospital | WHH | WHH-Clinical Engineering Services
22186 | 01/06/2014 01:49 PM | Parts for stock Part number 147083-102 (AIL sensor) on back order until January 20th. | 01/06/2014 01:49 PM | Ground | Brandi Bennett | Danielle Ohara | John Richardson | 260351352 | 01/21/2014 | Ordered | Brandi Bennett | CareFusion Alaris |  |  | Ground | Brandi Bennett | MATERIAL | Ordered | 147083-102 | Alaris AIL (Air In Line) kit w/gasket | 5 | 0 | 314.48 | Winter Haven Hospital | WHH | WHH-Clinical Engineering Services
22186 | 01/06/2014 01:49 PM | Parts for stock Part number 147083-102 (AIL sensor) on back order until January 20th. | 01/06/2014 01:49 PM | Ground | Brandi Bennett | Danielle Ohara | John Richardson | 260351352 | 01/21/2014 | Ordered | Brandi Bennett | CareFusion Alaris |  |  | Ground | Brandi Bennett | MATERIAL | Ordered | 143715-100 | 8100 Pressure sensor Assy | 5 | 0 | 107.07 | Winter Haven Hospital | WHH | WHH-Clinical Engineering Services
22186 | 01/06/2014 01:49 PM | Parts for stock Part number 147083-102 (AIL sensor) on back order until January 20th. | 01/06/2014 01:49 PM | Ground | Brandi Bennett | Danielle Ohara | John Richardson | 260351352 | 01/21/2014 | Ordered | Brandi Bennett | CareFusion Alaris |  |  | Ground | Brandi Bennett | MATERIAL | Ordered | 320907 | Alaris 8100 Pump door latch spring | 15 | 0 | 4.83 | Winter Haven Hospital | WHH | WHH-Clinical Engineering Services
22187 | 01/06/2014 02:31 PM | Replacement sterilant cap POC: Zenith | 01/06/2014 02:31 PM | Next Day | Brandi Bennett | Jay Masse | John Richardson | 260352176 | 01/22/2014 | Ordered | Brandi Bennett | STERIS Corp |  |  | Next Day | Brandi Bennett | MATERIAL | Ordered | A1600E | soap dispenser lid | 2 | 0 | 70.21 | Winter Haven Hospital | WHH | WHH-Engineering Biomed
22187 | 01/06/2014 02:31 PM | Replacement sterilant cap POC: Zenith | 01/06/2014 02:31 PM | Next Day | Brandi Bennett | Jay Masse | John Richardson | 260352176 | 01/22/2014 | Ordered | Brandi Bennett | STERIS Corp |  |  | Next Day | Brandi Bennett | MATERIAL | Ordered | P093926113 | Lamp, Halogen Lamp | 2 | 0 | 93.02 | Winter Haven Hospital | WHH | WHH-Engineering Biomed
22188 | 01/06/2014 02:51 PM | Need Lamp to repair the Exam Light. | 01/06/2014 02:51 PM | Next Day | Brandi Bennett | Gary Maultsby | Richard Davis | 260352176 | 01/22/2014 | Ordered | Brandi Bennett | STERIS Corp |  |  | Next Day | Brandi Bennett | MATERIAL | Ordered | A1600E | soap dispenser lid | 2 | 0 | 70.21 | Winter Haven Hospital | WHH | WHH-Engineering Biomed
22188 | 01/06/2014 02:51 PM | Need Lamp to repair the Exam Light. | 01/06/2014 02:51 PM | Next Day | Brandi Bennett | Gary Maultsby | Richard Davis | 260352176 | 01/22/2014 | Ordered | Brandi Bennett | STERIS Corp |  |  | Next Day | Brandi Bennett | MATERIAL | Ordered | P093926113 | Lamp, Halogen Lamp | 2 | 0 | 93.02 | Winter Haven Hospital | WHH | WHH-Engineering Biomed
22198 | 01/07/2014 11:18 AM | Calibration key for Welch Allyn thermometers POC: Jaime from Customer Service | 01/07/2014 11:18 AM | Ground | Brandi Bennett | Danielle Ohara | Richard Davis | 260351261 | 01/16/2014 | Ordered | Brandi Bennett | Welch Allyn Inc |  |  | Ground | Brandi Bennett | MATERIAL | Ordered | 06138-000 | Cal-Key | 1 | 0 | 40.75 | Winter Haven Hospital | WHH | WHH-Clinical Engineering Services
22213 | 01/07/2014 02:26 PM | Needed to light up work shelf area. Spoke to Randy. $7.75 ea. $25.00 minimum order. | 01/10/2014 07:00 AM | Two Day | Barbara Whitehead | Bobby Williams | Jay Masse | 726000014 | 01/20/2014 | Ordered | Barbara Whitehead | Labconco Corp | POC: JENNIFER |  | Two Day | Barbara Whitehead | MATERIAL | Ordered | 9721900 | Lamp, Fluorescent, 4-ft | 4 | 0 | 7.75 | Winter Haven Hospital | WHH | WHH-Laboratory Services
22389 | 01/14/2014 08:30 AM | Need 10 PM Kits for upcoming Life Support PM's. | 01/14/2014 08:30 AM | Two Day | Barbara Whitehead | Gary Maultsby | Ralph Oliva | 260350720 | 01/14/2014 | Ordered | Barbara Whitehead | MAQUET Inc A Getinge Gp Co |  |  | Two Day | Barbara Whitehead | MATERIAL | Ordered | 6688485 | Kit, PM 5K | 10 | 0 | 250 | Winter Haven Hospital | WHH | WHH-Clinical Engineering Services
22444 | 01/15/2014 11:21 AM | Alarm lights on the Panda Infant Warmers. For stock. | 01/15/2014 11:21 AM | Ground | Tonya Ward | Bobby Williams | Jay Masse | 260350897 | 01/20/2014 | Ordered | Tonya Ward | Atlas Specialty Lighting |  |  | Ground | Tonya Ward | MATERIAL | Ordered | 120MB | 120 Mb bulb | 3 | 0 | 11.7 | Winter Haven Hospital | WHH | WHW-NEONATAL INTENSIVE CARE(NICU)
22580 | 01/20/2014 12:03 PM | Control Panel Overlay for Atom Infant Warmers | 01/20/2014 12:03 PM | Ground | Brandi Bennett | Bobby Williams | Richard Davis | 260352113 | 01/22/2014 | Ordered | Brandi Bennett | Philips Respironics |  |  | Ground | Brandi Bennett | MATERIAL | Ordered | 1083587 | Power Panel Sheet V-505 ApO2 | 2 | 0 | 169 | Winter Haven Hospital | WHH | WHH-Clinical Engineering Services
22633 | 01/21/2014 12:43 PM | Need to replenish CES inventory | 01/21/2014 12:43 PM | Ground | Brandi Bennett | Tom Heath | Jay Masse | 726000023-0-CES | 01/22/2014 | Ordered | Brandi Bennett | AcuLux Inc |  |  | Ground | Brandi Bennett | MATERIAL | Ordered | 2005 | powercord assy | 2 | 0 | 125 | Winter Haven Hospital | WHH | WHH-O.R Material Managment
22650 | 01/21/2014 02:46 PM | Service requested 12/25/13 for LH 750 Analyzer. Problem: False Nrbc, gaint plt, plt clumps flags. Service completed by Beckman Coulter 12/26/13. | 01/21/2014 07:00 AM | Ground | Tonya Ward | Richard Davis | Jay Masse | 726000030 | 01/27/2014 | Ordered | Tonya Ward | Beckman Coulter Inc |  |  | Ground | Tonya Ward | MATERIAL | Ordered | 6855601 | BC Bath | 1 | 0 | 290 | Winter Haven Hospital | WHH | WHH-Laboratory Services
22722 | 01/22/2014 02:38 PM | 9900 C-ARM DOWN DUE TO DEFECTIVE POWERSUPPLY MOTOR | 01/23/2014 09:22 AM | Next Day | Brandi Bennett | Tom Heath | Jay Masse | 726000029-0-CES | 01/23/2014 | Ordered | Brandi Bennett | GE Healthcare (OEC ONLY) |  |  | Next Day | Brandi Bennett | MATERIAL | Ordered | 5245149 | 24 VDC POWER SUPPLY | 1 | 0 | 426.5 | Winter Haven Hospital | WHH | WHH-SURGERY
22825 | 01/28/2014 09:58 AM | Infant Incubator Chamber Air Temperature Probe for CES stock. | 01/28/2014 09:58 AM | Ground | Brandi Bennett | Bobby Williams | Jay Masse | 726000039-0-CES | 01/31/2014 | Ordered | Brandi Bennett | Datex-Ohmeda Inc Div GE Health |  |  | Ground | Brandi Bennett | MATERIAL | Ordered | 6600-0071-800 | Compartment Air TEMP PROBE | 3 | 0 | 418.63 | Winter Haven Hospital | WHH
22879 | 01/29/2014 10:39 AM | POC: BRAD D. **GROUND** P:1-855-700-4344 F: 251-217-9046 | 01/29/2014 10:39 AM | Ground | Tonya Ward | Pastor Angulo | John Richardson | 726000043 | 01/31/2014 | Ordered | Tonya Ward | GE Healthcare (OEC ONLY) |  |  | Ground | Tonya Ward | MATERIAL | Ordered | 00-880706-02 | COLLIMATOR COVER | 1 | 0 | 542.25 | Winter Haven Hospital | WHH | WHH-SURGERY
22916 | 01/30/2014 10:45 AM | talk with Breana | 01/30/2014 10:45 AM | Ground | Barbara Whitehead | George Rivera | Jamie Clark | 260354095 | 02/03/2014 | Ordered | Barbara Whitehead | Covidien (US)*** | POC BISC |  | Ground | Barbara Whitehead | MATERIAL | Ordered | 207000185 | low voltage power supply | 1 | 0 | 200.19 | South Florida Baptist Hospital | SFBH
22978 | 02/03/2014 09:06 AM | poc James Thorpe | 02/07/2014 07:00 AM | Ground | Barbara Whitehead | Mary Emery | Mary Emery | 755002099-0-CES | 02/03/2014 | Received | Barbara Whitehead | Tiger Direct-PCM Sales INC | POC JAMES THORPE |  | Ground | Barbara Whitehead | MATERIAL | Partial | A466-2216 | monitor | 1 | 1 | 143.17 | South Florida Baptist Hospital | SFBH
22978 | 02/03/2014 09:06 AM | poc James Thorpe | 02/07/2014 07:00 AM | Ground | Barbara Whitehead | Mary Emery | Mary Emery | 755002099-0-CES | 02/03/2014 | Received | Barbara Whitehead | Tiger Direct-PCM Sales INC | POC JAMES THORPE |  | Ground | Barbara Whitehead | MATERIAL | Partial | A75-9394 | UPS | 2 | 2 | 109.9 | South Florida Baptist Hospital | SFBH
22993 | 02/03/2014 11:02 AM | Probe Set for Verifying Temperatures of the Fisher&Paykel MR850 Humidifier. Needed for Annual and Semi-annual PM's. | 02/03/2014 11:02 AM | Ground | Brandi Bennett | Bobby Williams | Jay Masse | 260354746 | 02/03/2014 | Ordered | Brandi Bennett | CareFusion Respiratory A BD Co |  |  | Ground | Brandi Bennett | MATERIAL | Ordered | 900MR870 | Probe Ref. Set | 1 | 0 | 277.4 | Winter Haven Hospital | WHH | WHH-RMC Respiratory Care
23283 | 02/13/2014 08:22 AM | power cords needed for O.R.'s . all power strips were taken out of rooms .so we have to order longer cords to work in the O.R.'s for the equipment that were plugged into the power strips. | 02/13/2014 08:22 AM | Ground | Barbara Whitehead | Tom Heath | Jay Masse | 726000086-0-CES | 02/13/2014 | Ordered | Barbara Whitehead | AIV Inc | POC MICHELLE |  | Ground | Barbara Whitehead | MATERIAL | Ordered | PC1079402 | Power Cord, 18fT, strt, 14awg, HG | 29 | 0 | 23.92 | Winter Haven Hospital | WHH | WHH-Clinical Engineering Services
23283 | 02/13/2014 08:22 AM | power cords needed for O.R.'s . all power strips were taken out of rooms .so we have to order longer cords to work in the O.R.'s for the equipment that were plugged into the power strips. | 02/13/2014 08:22 AM | Ground | Barbara Whitehead | Tom Heath | Jay Masse | 726000086-0-CES | 02/13/2014 | Ordered | Barbara Whitehead | AIV Inc | POC MICHELLE |  | Ground | Barbara Whitehead | MATERIAL | Ordered | PC1079603 | power cord | 4 | 0 | 31.2 | Winter Haven Hospital | WHH | WHH-Clinical Engineering Services
23321 | 02/13/2014 01:44 PM | Ground POC:chris | 02/13/2014 01:44 PM | Next Day | Tonya Ward | Tom Heath | Jay Masse | 726000088-0-CES | 02/13/2014 | Received | Tonya Ward | STERIS Corp |  |  | Next Day | Tonya Ward | MATERIAL | Partial | P11912582 | SS flex hose | 1 | 1 | 223.39 | Winter Haven Hospital | WHH | WHH-Sterile Processing
23321 | 02/13/2014 01:44 PM | Ground POC:chris | 02/13/2014 01:44 PM | Next Day | Tonya Ward | Tom Heath | Jay Masse | 726000088-0-CES | 02/13/2014 | Received | Tonya Ward | STERIS Corp |  |  | Next Day | Tonya Ward | MATERIAL | Partial | P117907262 | nippel | 1 | 1 | 25.86 | Winter Haven Hospital | WHH | WHH-Sterile Processing
2338 | 05/24/2011 02:02 PM | poc Richard Two Day SFBH - 143063 T:800-426-6570 F:636-272-7148 BC34908 part is NC | 06/02/2011 08:00 AM | Two Day | Brenda Kans | Mary Emery | Mary Emery | WARRANTY2338 | 06/06/2011 | Reopen | Brenda Kans | True Fitness |  |  | Two Day | Brenda Kans | MATERIAL | Ordered | 7R480800 | motor | 1 | 1 | 0 | South Florida Baptist Hospital | SFBH
23429 | 02/18/2014 10:47 AM | Audible Alarm failed due to bent reed alarm. Found durring PM. For Precision Medical PM5300 | 02/18/2014 10:47 AM | Ground | Brandi Bennett | Bobby Williams | Jay Masse | 726000096-0-CES | 02/18/2014 | Ordered | Brandi Bennett | Mercury Medical |  |  | Ground | Brandi Bennett | MATERIAL | Ordered | 504566 | Audible Alarm Assembly | 1 | 0 | 51.12 | Winter Haven Hospital | WHH | WHH-RMC Respiratory Care
23458 | 02/19/2014 07:44 AM | Needed for Regency Day Surgery so that Extention cords can be removed from the Operating Rooms. (Customer number FLWH01) Price per Will Whitley) | 02/19/2014 07:44 AM | Ground | Barbara Whitehead | Bobby Williams | Jay Masse | 726000100-0-CES | 02/19/2014 | Ordered | Barbara Whitehead | AIV Inc | POC: KIM |  | Ground | Barbara Whitehead | MATERIAL | Ordered | PC1079402 | Power Cord, 18fT, strt, 14awg, HG | 5 | 0 | 23.92 | Winter Haven Hospital | SJN
23656 | 02/25/2014 11:31 PM | Need M series Upgrade kit for Philips intellivue monitor. POC - Colleen Scott Reference Quote #0000308032 | 02/25/2014 11:31 PM | Ground | Tonya Ward | Brian Pruiett | Jay Masse | 726000111-0-CES | 02/26/2014 | Ordered | Tonya Ward | GCX Corp |  |  | Ground | Tonya Ward | MATERIAL | Ordered | GCX-0008-AG1821 | M series Upgrade kit- Philips intellivue | 2 | 0 | 125 | Winter Haven Hospital | WHH | WHH-Clinical Engineering Services
23660 | 02/26/2014 08:07 AM | Inner Walls are cracked. Found durring PM. Need parts in order to complete PM | 02/26/2014 08:07 AM | Two Day | Tonya Ward | Bobby Williams | Richard Davis | 726000112-0-CES | 02/26/2014 | Partial | Tonya Ward | Datex-Ohmeda Inc Div GE Health |  |  | Two Day | Tonya Ward | MATERIAL | Partial | 6600-0116-800 | Upper Inner Wall | 1 | 1 | 377.83 | Winter Haven Hospital | WHH | WHW-NEONATAL INTENSIVE CARE(NICU)
23660 | 02/26/2014 08:07 AM | Inner Walls are cracked. Found durring PM. Need parts in order to complete PM | 02/26/2014 08:07 AM | Two Day | Tonya Ward | Bobby Williams | Richard Davis | 726000112-0-CES | 02/26/2014 | Partial | Tonya Ward | Datex-Ohmeda Inc Div GE Health |  |  | Two Day | Tonya Ward | MATERIAL | Partial | 6600-0106-800 | Lower Wall | 1 | 0 | 357.93 | Winter Haven Hospital | WHH | WHW-NEONATAL INTENSIVE CARE(NICU)
23662 | 02/26/2014 08:23 AM | Need Replacement Transducers for Corometrics Fetal Monitors. | 02/26/2014 08:23 AM | Ground | Brandi Bennett | Bobby Williams | Richard Davis | 726000113-0-CES | 02/26/2014 | Ordered | Brandi Bennett | Quality Biomedical |  |  | Ground | Brandi Bennett | MATERIAL | Ordered | QMSFM2264-LAX | TOCO Transducer Exchange | 1 | 0 | 129 | Winter Haven Hospital | WHH | WHH-Clinical Engineering Services
23662 | 02/26/2014 08:23 AM | Need Replacement Transducers for Corometrics Fetal Monitors. | 02/26/2014 08:23 AM | Ground | Brandi Bennett | Bobby Williams | Richard Davis | 726000113-0-CES | 02/26/2014 | Ordered | Brandi Bennett | Quality Biomedical |  |  | Ground | Brandi Bennett | MATERIAL | Ordered | QMSFM5700-LAX | Ultrasound Transducer | 1 | 0 | 129 | Winter Haven Hospital | WHH | WHH-Clinical Engineering Services
23677 | 02/26/2014 01:06 PM | Polypropylene Lid covers the Rotor and Tubes. | 02/26/2014 01:06 PM | Ground | Tonya Ward | Bobby Williams | Richard Davis | 726000115-0-CES | 02/26/2014 | Ordered | Tonya Ward | Eppendorf North America Inc |  |  | Ground | Tonya Ward | MATERIAL | Ordered | 022667289 | Rotor Lid for fixed-angle Rotor | 1 | 0 | 64.6 | Winter Haven Hospital | WHH | WHH-Laboratory Services
23691 | 02/27/2014 08:45 AM | For IntelliVue Telemetry Unit. Need Five Lead Set with Grabber. For CES Stock. Please add Customer Number 94026672 for WHH. | 02/27/2014 08:45 AM | Ground | Barbara Whitehead | Bobby Williams | Jay Masse | 723000120-0-CES | 02/27/2014 | Ordered | Barbara Whitehead | Philips Healthcare | POC BILL |  | Ground | Barbara Whitehead | MATERIAL | Ordered | 989803152051 | Telemetry leads | 5 | 0 | 105.12 | Winter Haven Hospital | WHH | WHH-Clinical Engineering Services
23732 | 02/28/2014 10:29 AM | talk with Jewel W | 02/28/2014 10:29 AM | Ground | Barbara Whitehead | George Rivera | Mary Emery | 755002119-0-CES | 02/28/2014 | Ordered | Barbara Whitehead | GE Healthcare IT (BIOMED ONLY) | POC: KATHERINE |  | Ground | Barbara Whitehead | MATERIAL | Ordered | 419998-006 | Handle, Front Half Dash 2000 | 1 | 0 | 13.96 | South Florida Baptist Hospital | SFBH
23732 | 02/28/2014 10:29 AM | talk with Jewel W | 02/28/2014 10:29 AM | Ground | Barbara Whitehead | George Rivera | Mary Emery | 755002119-0-CES | 02/28/2014 | Ordered | Barbara Whitehead | GE Healthcare IT (BIOMED ONLY) | POC: KATHERINE |  | Ground | Barbara Whitehead | MATERIAL | Ordered | 419998-003 | Handle, Rear Half | 1 | 0 | 14.06 | South Florida Baptist Hospital | SFBH
23770 | 03/03/2014 11:36 AM | Biomedical Test Kit for Verifying Outputs on the Gyrus ACMI PlasmaKinetic SuperPulse Generator. WHH a/c# 1073834 | 03/03/2014 11:36 AM | Ground | Tonya Ward | Bobby Williams | Jay Masse | 726000127-0-CES | 03/03/2014 | Ordered | Tonya Ward | Gyrus ACMI Surgical and Endosc |  |  | Ground | Tonya Ward | MATERIAL | Ordered | BTK-SP | Test Kit | 1 | 0 | 76.5 | Winter Haven Hospital | WHH | WHH-SURGERY
23918 | 03/07/2014 09:36 AM | None in stock. POC - katryn | 03/07/2014 09:36 AM | Ground | Brandi Bennett | Brian Pruiett | Jay Masse | 726000139-0-CES | 03/07/2014 | Ordered | Brandi Bennett | GE Healthcare (DI ONLY) |  |  | Ground | Brandi Bennett | MATERIAL | Ordered | 6050-0006-647 | case assembly / blue | 1 | 0 | 105.67 | Winter Haven Hospital | WHH | WHH-Clinical Engineering Services
23918 | 03/07/2014 09:36 AM | None in stock. POC - katryn | 03/07/2014 09:36 AM | Ground | Brandi Bennett | Brian Pruiett | Jay Masse | 726000139-0-CES | 03/07/2014 | Ordered | Brandi Bennett | GE Healthcare (DI ONLY) |  |  | Ground | Brandi Bennett | MATERIAL | Ordered | 6050-0006-647 | case assembly / blue | 2 | 0 | 105.67 | Winter Haven Hospital | WHH | WHH-Clinical Engineering Services
23918 | 03/07/2014 09:36 AM | None in stock. POC - katryn | 03/07/2014 09:36 AM | Ground | Brandi Bennett | Brian Pruiett | Jay Masse | 726000139-0-CES | 03/07/2014 | Ordered | Brandi Bennett | GE Healthcare (DI ONLY) |  |  | Ground | Brandi Bennett | MATERIAL | Ordered | TS-F1-H | spo2 finger sensor | 4 | 0 | 156.28 | Winter Haven Hospital | WHH | WHH-Clinical Engineering Services
23929 | 03/07/2014 11:13 AM | Battery not holding charge. POC- Lisa $33.05 | 03/07/2014 11:13 AM | Ground | Tonya Ward | Brian Pruiett | Jay Masse | 726000141-0-CES | 03/07/2014 | Ordered | Tonya Ward | Interstate All Battery Center |  |  | Ground | Tonya Ward | MATERIAL | Ordered | CAM0260 | Battery,12V/2.3Ah | 1 | 0 | 33.05 | Winter Haven Hospital | WHH | WHH-Clinical Engineering Services
23977 | 03/10/2014 02:58 PM | Needed to repair Pulse Oximeter. Point of Contact for pricing was Diane. | 03/10/2014 02:58 PM | Ground | Barbara Whitehead | Gary Maultsby | Jay Masse | 726000146-0-CES | 03/11/2014 | Ordered | Barbara Whitehead | Bio-Medical Equipment Service | POC: |  | Ground | Barbara Whitehead | MATERIAL | Ordered | MC-10 | Nellcor Pulse Oximetry Cable | 1 | 0 | 85 | Winter Haven Hospital | WHH | WHH-Respiratory Care Services
23981 | 03/11/2014 09:39 AM | Needing more powercords for ces inventory. | 03/11/2014 09:39 AM | Ground | Tonya Ward | Tom Heath | Jay Masse | 726000148-0-CES | 03/11/2014 | Ordered | Tonya Ward | AIV Inc |  |  | Ground | Tonya Ward | MATERIAL | Ordered | PC1079603 | power cord | 6 | 0 | 31.2 | Winter Haven Hospital | WHH | WHH-Clinical Engineering Services
23999 | 03/11/2014 01:09 PM | Batteries are needed to replace batteries currently in use with replacement due. Stephanie was the point of contact at Medtronics. | 03/11/2014 01:09 PM | Ground | Barbara Whitehead | Gary Maultsby | Jay Masse | 726000149-0-CES | 03/11/2014 | Ordered | Barbara Whitehead | Physio-Control Inc | POC: KEN |  | Ground | Barbara Whitehead | MATERIAL | Ordered | 3009378-03 | LP12 Battery | 2 | 0 | 180.82 | Winter Haven Hospital | WHH | WHH-Cardiac Cath Lab
24041 | 03/12/2014 02:06 PM | POC: BRAD B.**NEXT DAY** P:1-855-700-4344 F: 251-217-9046 | 03/12/2014 02:06 PM | Next Day | Tonya Ward | Tom Heath | Jay Masse | 726000155-0-CES | 03/12/2014 | Ordered | Tonya Ward | GE Healthcare (OEC ONLY) |  |  | Next Day | Tonya Ward | MATERIAL | Ordered | 00-876980-01 | Wig-Wag Lock Handle | 1 | 0 | 60.6 | Winter Haven Hospital | WHH | WHH-SURGERY
24044 | 03/12/2014 03:17 PM | Lamps are needed to replenish CES inventory. Point of contact at Atlas was Mark. | 03/12/2014 03:17 PM | Ground | Brandi Bennett | Gary Maultsby | Randell Orner | 726000157-0-CES | 03/13/2014 | Ordered | Brandi Bennett | Atlas Specialty Lighting |  |  | Ground | Brandi Bennett | MATERIAL | Ordered | 64642 | lamp | 5 | 0 | 6 | Winter Haven Hospital | WHH | WHH-Clinical Engineering Services
24080 | 03/14/2014 10:42 AM | Down to two Lamps in stock. Used frequently. Needed for Burton Exam Lights. | 03/14/2014 10:42 AM | Ground | Barbara Whitehead | Bobby Williams | Jay Masse | 726000158-0-CES | 03/14/2014 | Ordered | Barbara Whitehead | Atlas Specialty Lighting | POC: MARK |  | Ground | Barbara Whitehead | MATERIAL | Ordered | EKE | Lamp, 21V, 150W | 10 | 0 | 8.6 | Winter Haven Hospital | WHH | WHH-RMC-OB
24089 | 03/14/2014 01:15 PM | To be able to verify Outputs of the Gyrus ACMI 744000 Model ElectroSurgical Units. | 03/14/2014 01:15 PM | Ground | Barbara Whitehead | Bobby Williams | Jay Masse | 726000160-0-CES | 03/14/2014 | Ordered | Barbara Whitehead | Olympus Surgical & Industrial | POC: TODD |  | Ground | Barbara Whitehead | MATERIAL | Ordered | 560084-001 | Biomed Test Cable | 1 | 0 | 40 | Winter Haven Hospital | WHH | WHH-SURGERY
24089 | 03/14/2014 01:15 PM | To be able to verify Outputs of the Gyrus ACMI 744000 Model ElectroSurgical Units. | 03/14/2014 01:15 PM | Ground | Barbara Whitehead | Bobby Williams | Jay Masse | 726000160-0-CES | 03/14/2014 | Ordered | Barbara Whitehead | Olympus Surgical & Industrial | POC: TODD |  | Ground | Barbara Whitehead | MATERIAL | Ordered | 3900 | instrument cable | 1 | 0 | 315 | Winter Haven Hospital | WHH | WHH-SURGERY
24091 | 03/14/2014 01:35 PM | Patient Input Module is needed to repair the Auburndale Family Health Center EKG Machine. | 03/14/2014 01:35 PM | Ground | Tonya Ward | Gary Maultsby | Richard Davis | 726000161-0-CES | 03/17/2014 | Ordered | Tonya Ward | Philips Healthcare |  |  | Ground | Tonya Ward | MATERIAL | Ordered | 453564044081 | Aquisition Module | 1 | 0 | 849 | Winter Haven Hospital | WHH | WHH-Clinical Engineering Services
24192 | 03/19/2014 09:52 AM | poc BISC | 03/21/2014 08:00 AM | Ground | Brenda Kans | Mary Emery | David Booker | 24192ERROR10/10 | 10/10/2022 | Ordered | Brenda Kans | BISC Integrated Service Center |  |  | Ground | Brenda Kans | MATERIAL | Ordered | 118283 | SPO2 Probes | 1 | 1 | 114.58 | South Florida Baptist Hospital | SFBH
24192 | 03/19/2014 09:52 AM | poc BISC | 03/21/2014 08:00 AM | Ground | Brenda Kans | Mary Emery | David Booker | 24192ERROR10/10 | 10/10/2022 | Ordered | Brenda Kans | BISC Integrated Service Center |  |  | Ground | Brenda Kans | MATERIAL | Ordered | 118283 | SPO2 Probes | 2 | 2 | 114.58 | South Florida Baptist Hospital | SFBH
24227 | 03/20/2014 08:05 AM | Needed to Secure Rotor to motor shaft. Threads are worn. | 03/20/2014 08:05 AM | Ground | Barbara Whitehead | Bobby Williams | Richard Davis | 726000177-0-CES | 03/20/2014 | Ordered | Barbara Whitehead | Thermo Scientific Laboratory S | POC: KIMBERLY |  | Ground | Barbara Whitehead | MATERIAL | Ordered | 75003760 | Rotor with Nut | 1 | 0 | 163 | Winter Haven Hospital | WHH | WHH-Laboratory Services
24287 | 03/21/2014 06:06 PM | Stock items....no cost items No charge PO. PO is needed for reference only. POC Tina or Julie | 03/21/2014 06:06 PM | Ground | Barbara Whitehead | Danielle Ohara | Jay Masse | 726000185-0-CES | 03/24/2014 | Ordered | Barbara Whitehead | Currie Medical specialties Inc | POC: TINA/JULIE |  | Ground | Barbara Whitehead | MATERIAL | Ordered | 282500 | ALP 501 Power cords | 1 | 0 | 0 | Winter Haven Hospital | WHH | WHH-Clinical Engineering Services
24379 | 03/26/2014 02:58 PM | POC:Sabrina V.,BC 92730,ROOM DOWN-Shipping:Next Day-Note:need P Card order with AV superstore.com,18668666767 | 03/26/2014 02:58 PM | Next Day | Brenda Kans | George Rivera | David Booker | PCARD 24379 | 03/26/2014 | Ordered | Brenda Kans | AV Superstore.com |  |  | Next Day | Brenda Kans | MATERIAL | Ordered | AMXPSN6.5 | AMX power supplyFG423-41 | 1 | 0 | 360 | South Florida Baptist Hospital | SFBH
24440 | 03/28/2014 09:40 AM | repair anes machines Ground poc: Mark | 03/28/2014 09:40 AM | Ground | Brandi Bennett | Glenn Cain | John Richardson | 751015195-0-CES | 03/28/2014 | Ordered | Brandi Bennett | Sharn Anesthesia Inc |  |  | Ground | Brandi Bennett | MATERIAL | Ordered | CJ-GY6FT01 | Cable Jacket | 1 | 0 | 295 | South Florida Baptist Hospital | SFBH
24440 | 03/28/2014 09:40 AM | repair anes machines Ground poc: Mark | 03/28/2014 09:40 AM | Ground | Brandi Bennett | Glenn Cain | John Richardson | 751015195-0-CES | 03/28/2014 | Ordered | Brandi Bennett | Sharn Anesthesia Inc |  |  | Ground | Brandi Bennett | MATERIAL | Ordered | CJ-GY6FT01 | Cable Jacket | 4 | 0 | 295 | South Florida Baptist Hospital | SFBH
24502 | 03/31/2014 04:02 PM | Tool needed for repairs Additional tools required for repairs on Alaris pumps. JM | 03/31/2014 04:02 PM | Ground | Barbara Whitehead | Danielle Ohara | Jay Masse | 726000201-0-CES | 04/01/2014 | Ordered | Barbara Whitehead | Grainger | POC:YVETTE |  | Ground | Barbara Whitehead | MATERIAL | Ordered | 5LM82 | Torx Key Set, T6-T25, Fold up | 1 | 0 | 19.25 | Winter Haven Hospital | WHH | WHH-Clinical Engineering Services
24791 | 04/10/2014 01:57 PM | Replacement cuffs for doppler system POC: Cherone | 04/10/2014 01:57 PM | Next Day | Brandi Bennett | John Richardson | John Richardson | 721006553-0-CES | 04/10/2014 | Ordered | Brandi Bennett | Summit Doppler Systems Inc |  |  | Next Day | Brandi Bennett | MATERIAL | Ordered | CUF0003 | Arm 12cm | 4 | 0 | 44 | South Florida Baptist Hospital | MPH
24904 | 04/15/2014 03:33 PM | P Card Purchase....12 cans in a case. So I ordered a case Air cans are used to clean inside of devices (PCB's). JM | 04/15/2014 03:33 PM | Ground | Brenda Kans | Danielle Ohara | Jay Masse | PCARD 24904 | 04/16/2014 | Ordered | Brenda Kans | Marshalls Camera |  |  | Ground | Brenda Kans | MATERIAL | Ordered | 01042 | Can, compressed gas | 1 | 0 | 160.2 | Winter Haven Hospital | WHH | WHH-Clinical Engineering Services
24964 | 04/17/2014 09:06 AM | have to purchase battery's for stock UPS units for clinical Eng. POC = Lisa | 04/17/2014 09:06 AM | Ground | Tonya Ward | Tom Heath | Jay Masse | 726000251-0-CES | 04/17/2014 | Partial | Tonya Ward | Interstate Batteries |  |  | Ground | Tonya Ward | MATERIAL | Partial | SLA1079 | Battery, 12v 7.2 Ahr | 1 | 1 | 19.99 | Winter Haven Hospital | WHH | WHH-Clinical Engineering Services
24964 | 04/17/2014 09:06 AM | have to purchase battery's for stock UPS units for clinical Eng. POC = Lisa | 04/17/2014 09:06 AM | Ground | Tonya Ward | Tom Heath | Jay Masse | 726000251-0-CES | 04/17/2014 | Partial | Tonya Ward | Interstate Batteries |  |  | Ground | Tonya Ward | MATERIAL | Partial | SLA1104 | OSI Battery Jackson Table | 6 | 6 | 31.99 | Winter Haven Hospital | WHH | WHH-Clinical Engineering Services
24964 | 04/17/2014 09:06 AM | have to purchase battery's for stock UPS units for clinical Eng. POC = Lisa | 04/17/2014 09:06 AM | Ground | Tonya Ward | Tom Heath | Jay Masse | 726000251-0-CES | 04/17/2014 | Partial | Tonya Ward | Interstate Batteries |  |  | Ground | Tonya Ward | MATERIAL | Partial | SLA0929 | battery | 4 | 0 | 42 | Winter Haven Hospital | WHH | WHH-Clinical Engineering Services
24964 | 04/17/2014 09:06 AM | have to purchase battery's for stock UPS units for clinical Eng. POC = Lisa | 04/17/2014 09:06 AM | Ground | Tonya Ward | Tom Heath | Jay Masse | 726000251-0-CES | 04/17/2014 | Partial | Tonya Ward | Interstate Batteries |  |  | Ground | Tonya Ward | MATERIAL | Partial | SLA01056 | battery | 2 | 2 | 17 | Winter Haven Hospital | WHH | WHH-Clinical Engineering Services
24964 | 04/17/2014 09:06 AM | have to purchase battery's for stock UPS units for clinical Eng. POC = Lisa | 04/17/2014 09:06 AM | Ground | Tonya Ward | Tom Heath | Jay Masse | 726000251-0-CES | 04/17/2014 | Partial | Tonya Ward | Interstate Batteries |  |  | Ground | Tonya Ward | MATERIAL | Partial | SLA1015 | 12V 2.3AH Battery - Replaces PS1220 & RD 5515 | 4 | 4 | 12.95 | Winter Haven Hospital | WHH | WHH-Clinical Engineering Services
24983 | 04/17/2014 02:27 PM | ON site service POC: Harvey | 04/17/2014 02:27 PM | On Site | Tonya Ward | Chris Wilson | Walter Barrionuevo | 755002155-0-CES | 04/17/2014 | Ordered | Tonya Ward | STERIS Corp |  |  | On Site | Tonya Ward | MATERIAL | Open | P083924001 | EJECTOR WATER (MTC) STERILIZER | 1 | 0 | 209.12 | South Florida Baptist Hospital | SFBH
24983 | 04/17/2014 02:27 PM | ON site service POC: Harvey | 04/17/2014 02:27 PM | On Site | Tonya Ward | Chris Wilson | Walter Barrionuevo | 755002155-0-CES | 04/17/2014 | Ordered | Tonya Ward | STERIS Corp |  |  | On Site | Tonya Ward | MATERIAL | Open | P056396939 | Heat Exchanger | 1 | 0 | 1052.31 | South Florida Baptist Hospital | SFBH
24983 | 04/17/2014 02:27 PM | ON site service POC: Harvey | 04/17/2014 02:27 PM | On Site | Tonya Ward | Chris Wilson | Walter Barrionuevo | 755002155-0-CES | 04/17/2014 | Ordered | Tonya Ward | STERIS Corp |  |  | On Site | Tonya Ward | MATERIAL | Open | SHIPPING | shipping | 1 | 0 | 200 | South Florida Baptist Hospital | SFBH
25021 | 04/21/2014 11:03 AM | talk with Brittany Grippe | 04/21/2014 11:03 AM | Ground | Barbara Whitehead | George Rivera | Mary Emery | 755002158-0-CES | 04/21/2014 | Received | Barbara Whitehead | Fitness Logic Equipment Servic |  |  | Ground | Barbara Whitehead | MATERIAL | Open | CONSOLE | Console for Monark Rehab Trainer | 1 | 0 | 325 | South Florida Baptist Hospital | SFBH
25059 | 04/22/2014 07:07 AM | Needed to repair the UPS | 04/22/2014 07:07 AM | Two Day | Barbara Whitehead | Gary Maultsby | Richard Davis | 726000261-0-CES | 04/22/2014 | Ordered | Barbara Whitehead | Interstate All Battery Center | POC: LISA CHIODO |  | Two Day | Barbara Whitehead | MATERIAL | Ordered | SLA3080 | Battery 24V 17Ah W/Plug | 1 | 0 | 109.25 | Winter Haven Hospital | WHH | WHH-Clinical Engineering Services
25066 | 04/22/2014 10:15 AM | Power Cord is missing the Ground Pin. | 04/22/2014 10:15 AM | Ground | Tonya Ward | Bobby Williams | Richard Davis | 726000263-0-CES | 04/22/2014 | Ordered | Tonya Ward | Welch Allyn Inc |  |  | Ground | Tonya Ward | MATERIAL | Ordered | 008-0333-00 | Line Cord | 1 | 0 | 35.75 | Winter Haven Hospital | WHH | WHH-RMC GYN Mother/Baby
25091 | 04/22/2014 01:21 PM | Need Power Supply for Wound Vac. | 04/22/2014 01:21 PM | Ground | Tonya Ward | Bobby Williams | Richard Davis | 726000265-0-CES | 04/22/2014 | Ordered | Tonya Ward | Kinetic Concepts Inc (KCI) |  |  | Ground | Tonya Ward | MATERIAL | Ordered | M6266106 | Power Supply | 1 | 0 | 172.4 | Winter Haven Hospital | WHH | WHH-Clinical Engineering Services
25091 | 04/22/2014 01:21 PM | Need Power Supply for Wound Vac. | 04/22/2014 01:21 PM | Ground | Tonya Ward | Bobby Williams | Richard Davis | 726000265-0-CES | 04/22/2014 | Ordered | Tonya Ward | Kinetic Concepts Inc (KCI) |  |  | Ground | Tonya Ward | MATERIAL | Ordered | SHIPPING | shipping | 1 | 0 | 7.07 | Winter Haven Hospital | WHH | WHH-Clinical Engineering Services
25095 | 04/22/2014 01:57 PM | poc Bonnie Shores P-card order please. Kensington Electronics Inc | 04/30/2014 08:00 AM | Ground | Brenda Kans | George Rivera | Mary Emery | PCARD 25095 | 04/22/2014 | Ordered | Brenda Kans | Kensington Electronics Inc |  |  | Ground | Brenda Kans | MATERIAL | Ordered | D02EEB315FSTAH | Connector | 5 | 0 | 10.24 | South Florida Baptist Hospital | SFBH
25117 | 04/23/2014 09:55 AM | poc David V. P-card order plz | 04/25/2014 08:00 AM | Two Day | Brenda Kans | George Rivera | Mary Emery | PCARD 25117 | 04/23/2014 | Ordered | Brenda Kans | Davan Display Solutions |  |  | Two Day | Brenda Kans | MATERIAL | Ordered | NL8060BC31-27 | LCD Display | 1 | 0 | 269 | South Florida Baptist Hospital | SFBH
25172 | 04/25/2014 10:07 AM | LED output Head for Natus BiliBlue Mini. Needed to replace stock. | 04/25/2014 10:07 AM | Ground | Tonya Ward | Bobby Williams | Richard Davis | 726000274-0-CES | 04/25/2014 | Ordered | Tonya Ward | Natus Medical Inc |  |  | Ground | Tonya Ward | MATERIAL | Ordered | 001839 | BiliBlue Mini LED Board | 1 | 0 | 370 | Winter Haven Hospital | WHH | WHW-NEONATAL INTENSIVE CARE(NICU)
25173 | 04/25/2014 10:23 AM | Requested by Lea Herring Manager of Regency Day Surgery. This is because they can no longer use extention cords with Power Strips in the Operating Rooms. The Doctors needs equipment placed in a particular location in the room. | 04/25/2014 10:23 AM | Ground | Barbara Whitehead | Bobby Williams | Richard Davis | 726000275-0-CES | 04/25/2014 | Ordered | Barbara Whitehead | AIV Inc | POC: MICHELLE |  | Ground | Barbara Whitehead | MATERIAL | Ordered | PC1079404 | Power Cord, 25ft, strt, 16AWG, HG | 4 | 0 | 28.08 | Winter Haven Hospital | WHH | WHH-RMC GYN Surgery
25173 | 04/25/2014 10:23 AM | Requested by Lea Herring Manager of Regency Day Surgery. This is because they can no longer use extention cords with Power Strips in the Operating Rooms. The Doctors needs equipment placed in a particular location in the room. | 04/25/2014 10:23 AM | Ground | Barbara Whitehead | Bobby Williams | Richard Davis | 726000275-0-CES | 04/25/2014 | Ordered | Barbara Whitehead | AIV Inc | POC: MICHELLE |  | Ground | Barbara Whitehead | MATERIAL | Ordered | PC1079402 | Power Cord, 18fT, strt, 14awg, HG | 5 | 0 | 23.92 | Winter Haven Hospital | WHH | WHH-RMC GYN Surgery
25361 | 05/05/2014 11:07 AM | talk with Brittany grippe | 05/05/2014 11:07 AM | Ground | Brandi Bennett | George Rivera | Mary Emery | 755002171-0-CES | 05/05/2014 | Received | Brandi Bennett | Fitness Logic Equipment Servic |  |  | Ground | Brandi Bennett | MATERIAL | Open | CENTERPAD | centerpad | 1 | 0 | 80 | South Florida Baptist Hospital | SFBH
25385 | 05/05/2014 06:25 PM | Stock for ALP 501 Note: numerous cords are missing the strain relief's. Found during rounds. JM | 05/05/2014 06:25 PM | Two Day | Tonya Ward | Danielle Ohara | Jay Masse | 726000291-0-CES | 05/06/2014 | Ordered | Tonya Ward | Currie Medical specialties Inc |  |  | Two Day | Tonya Ward | MATERIAL | Ordered | 282500 | ALP 501 Power cords | 25 | 0 | 18 | Winter Haven Hospital | WHH | WHH-Clinical Engineering Services
25484 | 05/08/2014 10:12 AM | I Need to install new Bungee Cord and have one for stock parts. This appears to be a weak part of this bike. 1-800-375-7520 Price per Tanda. EMR Series Recumbent Bike. Model 15-9003 | 05/08/2014 10:12 AM | Ground | Brenda Kans | Bobby Williams | Jay Masse | PCARD 25484 | 05/08/2014 | Ordered | Brenda Kans | Stamina Products, Inc. |  |  | Ground | Brenda Kans | MATERIAL | Ordered | 17 | Bungee Cord with Slider for EMR Series Recumbent Bike | 2 | 0 | 10 | Winter Haven Hospital | WHH | WHH-Cardiac Rehab
25603 | 05/13/2014 12:51 PM | poc Nicole x239 | 05/20/2014 08:00 AM | Ground | Barbara Whitehead | Mary Emery | Mary Emery | 755002187-0-CES | 05/13/2014 | Ordered | Barbara Whitehead | Alpha Source Inc | POC: NICOLE |  | Ground | Barbara Whitehead | MATERIAL | Ordered | AS35052 | battery | 1 | 0 | 25.6 | South Florida Baptist Hospital | SFBH
25603 | 05/13/2014 12:51 PM | poc Nicole x239 | 05/20/2014 08:00 AM | Ground | Barbara Whitehead | Mary Emery | Mary Emery | 755002187-0-CES | 05/13/2014 | Ordered | Barbara Whitehead | Alpha Source Inc | POC: NICOLE |  | Ground | Barbara Whitehead | MATERIAL | Ordered | AS35052 | battery | 1 | 0 | 25.6 | South Florida Baptist Hospital | SFBH
25819 | 05/22/2014 10:01 AM | for Steris to do the P.M. on the sterilizer. | 05/22/2014 10:01 AM | On Site | Barbara Whitehead | Tom Heath | Jay Masse | 726000343-0-CES | 05/22/2014 | Received | Barbara Whitehead | STERIS Corp |  |  | On Site | Barbara Whitehead | MATERIAL | Partial | P764335105 | PM kit cen med sterilizer | 1 | 1 | 2047.92 | Winter Haven Hospital | WHH | WHH-Sterile Processing
25819 | 05/22/2014 10:01 AM | for Steris to do the P.M. on the sterilizer. | 05/22/2014 10:01 AM | On Site | Barbara Whitehead | Tom Heath | Jay Masse | 726000343-0-CES | 05/22/2014 | Received | Barbara Whitehead | STERIS Corp |  |  | On Site | Barbara Whitehead | MATERIAL | Partial | P150829647 | Check vavle | 1 | 1 | 54.41 | Winter Haven Hospital | WHH | WHH-Sterile Processing
25819 | 05/22/2014 10:01 AM | for Steris to do the P.M. on the sterilizer. | 05/22/2014 10:01 AM | On Site | Barbara Whitehead | Tom Heath | Jay Masse | 726000343-0-CES | 05/22/2014 | Received | Barbara Whitehead | STERIS Corp |  |  | On Site | Barbara Whitehead | MATERIAL | Partial | P764332056 | PM Kit Eagle 3K St3med vac | 1 | 1 | 1697.52 | Winter Haven Hospital | WHH | WHH-Sterile Processing
25819 | 05/22/2014 10:01 AM | for Steris to do the P.M. on the sterilizer. | 05/22/2014 10:01 AM | On Site | Barbara Whitehead | Tom Heath | Jay Masse | 726000343-0-CES | 05/22/2014 | Received | Barbara Whitehead | STERIS Corp |  |  | On Site | Barbara Whitehead | MATERIAL | Partial | P117943208 | Repair kit for ball valve | 1 | 1 | 66.41 | Winter Haven Hospital | WHH | WHH-Sterile Processing
25819 | 05/22/2014 10:01 AM | for Steris to do the P.M. on the sterilizer. | 05/22/2014 10:01 AM | On Site | Barbara Whitehead | Tom Heath | Jay Masse | 726000343-0-CES | 05/22/2014 | Received | Barbara Whitehead | STERIS Corp |  |  | On Site | Barbara Whitehead | MATERIAL | Partial | P117955533 | Tri-Clamp gaskets | 4 | 4 | 7.6 | Winter Haven Hospital | WHH | WHH-Sterile Processing
25819 | 05/22/2014 10:01 AM | for Steris to do the P.M. on the sterilizer. | 05/22/2014 10:01 AM | On Site | Barbara Whitehead | Tom Heath | Jay Masse | 726000343-0-CES | 05/22/2014 | Received | Barbara Whitehead | STERIS Corp |  |  | On Site | Barbara Whitehead | MATERIAL | Partial | P117942756 | 2inch ball valve kit | 4 | 4 | 135.59 | Winter Haven Hospital | WHH | WHH-Sterile Processing
25819 | 05/22/2014 10:01 AM | for Steris to do the P.M. on the sterilizer. | 05/22/2014 10:01 AM | On Site | Barbara Whitehead | Tom Heath | Jay Masse | 726000343-0-CES | 05/22/2014 | Received | Barbara Whitehead | STERIS Corp |  |  | On Site | Barbara Whitehead | MATERIAL | Partial | P117951568 | gasket | 10 | 10 | 7.6 | Winter Haven Hospital | WHH | WHH-Sterile Processing
25821 | 05/22/2014 10:19 AM | For steris to do Vendor P.M. on unit | 05/22/2014 10:19 AM | On Site | Barbara Whitehead | Tom Heath | Jay Masse | 726000343-0-CES | 05/22/2014 | Received | Barbara Whitehead | STERIS Corp |  |  | On Site | Barbara Whitehead | MATERIAL | Partial | P764335105 | PM kit cen med sterilizer | 1 | 1 | 2047.92 | Winter Haven Hospital | WHH | WHH-Sterile Processing
25821 | 05/22/2014 10:19 AM | For steris to do Vendor P.M. on unit | 05/22/2014 10:19 AM | On Site | Barbara Whitehead | Tom Heath | Jay Masse | 726000343-0-CES | 05/22/2014 | Received | Barbara Whitehead | STERIS Corp |  |  | On Site | Barbara Whitehead | MATERIAL | Partial | P150829647 | Check vavle | 1 | 1 | 54.41 | Winter Haven Hospital | WHH | WHH-Sterile Processing
25821 | 05/22/2014 10:19 AM | For steris to do Vendor P.M. on unit | 05/22/2014 10:19 AM | On Site | Barbara Whitehead | Tom Heath | Jay Masse | 726000343-0-CES | 05/22/2014 | Received | Barbara Whitehead | STERIS Corp |  |  | On Site | Barbara Whitehead | MATERIAL | Partial | P764332056 | PM Kit Eagle 3K St3med vac | 1 | 1 | 1697.52 | Winter Haven Hospital | WHH | WHH-Sterile Processing
25821 | 05/22/2014 10:19 AM | For steris to do Vendor P.M. on unit | 05/22/2014 10:19 AM | On Site | Barbara Whitehead | Tom Heath | Jay Masse | 726000343-0-CES | 05/22/2014 | Received | Barbara Whitehead | STERIS Corp |  |  | On Site | Barbara Whitehead | MATERIAL | Partial | P117943208 | Repair kit for ball valve | 1 | 1 | 66.41 | Winter Haven Hospital | WHH | WHH-Sterile Processing
25821 | 05/22/2014 10:19 AM | For steris to do Vendor P.M. on unit | 05/22/2014 10:19 AM | On Site | Barbara Whitehead | Tom Heath | Jay Masse | 726000343-0-CES | 05/22/2014 | Received | Barbara Whitehead | STERIS Corp |  |  | On Site | Barbara Whitehead | MATERIAL | Partial | P117955533 | Tri-Clamp gaskets | 4 | 4 | 7.6 | Winter Haven Hospital | WHH | WHH-Sterile Processing
25821 | 05/22/2014 10:19 AM | For steris to do Vendor P.M. on unit | 05/22/2014 10:19 AM | On Site | Barbara Whitehead | Tom Heath | Jay Masse | 726000343-0-CES | 05/22/2014 | Received | Barbara Whitehead | STERIS Corp |  |  | On Site | Barbara Whitehead | MATERIAL | Partial | P117942756 | 2inch ball valve kit | 4 | 4 | 135.59 | Winter Haven Hospital | WHH | WHH-Sterile Processing
25821 | 05/22/2014 10:19 AM | For steris to do Vendor P.M. on unit | 05/22/2014 10:19 AM | On Site | Barbara Whitehead | Tom Heath | Jay Masse | 726000343-0-CES | 05/22/2014 | Received | Barbara Whitehead | STERIS Corp |  |  | On Site | Barbara Whitehead | MATERIAL | Partial | P117951568 | gasket | 10 | 10 | 7.6 | Winter Haven Hospital | WHH | WHH-Sterile Processing
25822 | 05/22/2014 10:22 AM | For steris to do Vendor P.M. on unit. | 05/22/2014 10:22 AM | On Site | Barbara Whitehead | Tom Heath | Jay Masse | 726000343-0-CES | 05/22/2014 | Received | Barbara Whitehead | STERIS Corp |  |  | On Site | Barbara Whitehead | MATERIAL | Partial | P764335105 | PM kit cen med sterilizer | 1 | 1 | 2047.92 | Winter Haven Hospital | WHH | WHH-Sterile Processing
25822 | 05/22/2014 10:22 AM | For steris to do Vendor P.M. on unit. | 05/22/2014 10:22 AM | On Site | Barbara Whitehead | Tom Heath | Jay Masse | 726000343-0-CES | 05/22/2014 | Received | Barbara Whitehead | STERIS Corp |  |  | On Site | Barbara Whitehead | MATERIAL | Partial | P150829647 | Check vavle | 1 | 1 | 54.41 | Winter Haven Hospital | WHH | WHH-Sterile Processing
25822 | 05/22/2014 10:22 AM | For steris to do Vendor P.M. on unit. | 05/22/2014 10:22 AM | On Site | Barbara Whitehead | Tom Heath | Jay Masse | 726000343-0-CES | 05/22/2014 | Received | Barbara Whitehead | STERIS Corp |  |  | On Site | Barbara Whitehead | MATERIAL | Partial | P764332056 | PM Kit Eagle 3K St3med vac | 1 | 1 | 1697.52 | Winter Haven Hospital | WHH | WHH-Sterile Processing
25822 | 05/22/2014 10:22 AM | For steris to do Vendor P.M. on unit. | 05/22/2014 10:22 AM | On Site | Barbara Whitehead | Tom Heath | Jay Masse | 726000343-0-CES | 05/22/2014 | Received | Barbara Whitehead | STERIS Corp |  |  | On Site | Barbara Whitehead | MATERIAL | Partial | P117943208 | Repair kit for ball valve | 1 | 1 | 66.41 | Winter Haven Hospital | WHH | WHH-Sterile Processing
25822 | 05/22/2014 10:22 AM | For steris to do Vendor P.M. on unit. | 05/22/2014 10:22 AM | On Site | Barbara Whitehead | Tom Heath | Jay Masse | 726000343-0-CES | 05/22/2014 | Received | Barbara Whitehead | STERIS Corp |  |  | On Site | Barbara Whitehead | MATERIAL | Partial | P117955533 | Tri-Clamp gaskets | 4 | 4 | 7.6 | Winter Haven Hospital | WHH | WHH-Sterile Processing
25822 | 05/22/2014 10:22 AM | For steris to do Vendor P.M. on unit. | 05/22/2014 10:22 AM | On Site | Barbara Whitehead | Tom Heath | Jay Masse | 726000343-0-CES | 05/22/2014 | Received | Barbara Whitehead | STERIS Corp |  |  | On Site | Barbara Whitehead | MATERIAL | Partial | P117942756 | 2inch ball valve kit | 4 | 4 | 135.59 | Winter Haven Hospital | WHH | WHH-Sterile Processing
25822 | 05/22/2014 10:22 AM | For steris to do Vendor P.M. on unit. | 05/22/2014 10:22 AM | On Site | Barbara Whitehead | Tom Heath | Jay Masse | 726000343-0-CES | 05/22/2014 | Received | Barbara Whitehead | STERIS Corp |  |  | On Site | Barbara Whitehead | MATERIAL | Partial | P117951568 | gasket | 10 | 10 | 7.6 | Winter Haven Hospital | WHH | WHH-Sterile Processing
25823 | 05/22/2014 10:25 AM | For steris to do Vendor P.M. on unit. | 05/22/2014 10:25 AM | On Site | Barbara Whitehead | Tom Heath | Jay Masse | 726000343-0-CES | 05/22/2014 | Received | Barbara Whitehead | STERIS Corp |  |  | On Site | Barbara Whitehead | MATERIAL | Partial | P764335105 | PM kit cen med sterilizer | 1 | 1 | 2047.92 | Winter Haven Hospital | WHH | WHH-Sterile Processing
25823 | 05/22/2014 10:25 AM | For steris to do Vendor P.M. on unit. | 05/22/2014 10:25 AM | On Site | Barbara Whitehead | Tom Heath | Jay Masse | 726000343-0-CES | 05/22/2014 | Received | Barbara Whitehead | STERIS Corp |  |  | On Site | Barbara Whitehead | MATERIAL | Partial | P150829647 | Check vavle | 1 | 1 | 54.41 | Winter Haven Hospital | WHH | WHH-Sterile Processing
25823 | 05/22/2014 10:25 AM | For steris to do Vendor P.M. on unit. | 05/22/2014 10:25 AM | On Site | Barbara Whitehead | Tom Heath | Jay Masse | 726000343-0-CES | 05/22/2014 | Received | Barbara Whitehead | STERIS Corp |  |  | On Site | Barbara Whitehead | MATERIAL | Partial | P764332056 | PM Kit Eagle 3K St3med vac | 1 | 1 | 1697.52 | Winter Haven Hospital | WHH | WHH-Sterile Processing
25823 | 05/22/2014 10:25 AM | For steris to do Vendor P.M. on unit. | 05/22/2014 10:25 AM | On Site | Barbara Whitehead | Tom Heath | Jay Masse | 726000343-0-CES | 05/22/2014 | Received | Barbara Whitehead | STERIS Corp |  |  | On Site | Barbara Whitehead | MATERIAL | Partial | P117943208 | Repair kit for ball valve | 1 | 1 | 66.41 | Winter Haven Hospital | WHH | WHH-Sterile Processing
25823 | 05/22/2014 10:25 AM | For steris to do Vendor P.M. on unit. | 05/22/2014 10:25 AM | On Site | Barbara Whitehead | Tom Heath | Jay Masse | 726000343-0-CES | 05/22/2014 | Received | Barbara Whitehead | STERIS Corp |  |  | On Site | Barbara Whitehead | MATERIAL | Partial | P117955533 | Tri-Clamp gaskets | 4 | 4 | 7.6 | Winter Haven Hospital | WHH | WHH-Sterile Processing
25823 | 05/22/2014 10:25 AM | For steris to do Vendor P.M. on unit. | 05/22/2014 10:25 AM | On Site | Barbara Whitehead | Tom Heath | Jay Masse | 726000343-0-CES | 05/22/2014 | Received | Barbara Whitehead | STERIS Corp |  |  | On Site | Barbara Whitehead | MATERIAL | Partial | P117942756 | 2inch ball valve kit | 4 | 4 | 135.59 | Winter Haven Hospital | WHH | WHH-Sterile Processing
25823 | 05/22/2014 10:25 AM | For steris to do Vendor P.M. on unit. | 05/22/2014 10:25 AM | On Site | Barbara Whitehead | Tom Heath | Jay Masse | 726000343-0-CES | 05/22/2014 | Received | Barbara Whitehead | STERIS Corp |  |  | On Site | Barbara Whitehead | MATERIAL | Partial | P117951568 | gasket | 10 | 10 | 7.6 | Winter Haven Hospital | WHH | WHH-Sterile Processing
25824 | 05/22/2014 10:27 AM | For steris to do Vendor P.M. on unit. | 05/22/2014 10:27 AM | On Site | Barbara Whitehead | Tom Heath | Jay Masse | 726000344-0-CES | 05/22/2014 | Received | Barbara Whitehead | STERIS Corp |  |  | On Site | Barbara Whitehead | MATERIAL | Open | P117950761 | hose black 1-3/4 x 2-1/4 | 1 | 0 | 20.1 | Winter Haven Hospital | WHH | WHH-Sterile Processing
25824 | 05/22/2014 10:27 AM | For steris to do Vendor P.M. on unit. | 05/22/2014 10:27 AM | On Site | Barbara Whitehead | Tom Heath | Jay Masse | 726000344-0-CES | 05/22/2014 | Received | Barbara Whitehead | STERIS Corp |  |  | On Site | Barbara Whitehead | MATERIAL | Open | P117950791 | Clamp hose 2 13/16/3 3/4in | 3 | 0 | 4.75 | Winter Haven Hospital | WHH | WHH-Sterile Processing
25824 | 05/22/2014 10:27 AM | For steris to do Vendor P.M. on unit. | 05/22/2014 10:27 AM | On Site | Barbara Whitehead | Tom Heath | Jay Masse | 726000344-0-CES | 05/22/2014 | Received | Barbara Whitehead | STERIS Corp |  |  | On Site | Barbara Whitehead | MATERIAL | Open | P117950667 | HOSE 3IN X 2-1/4 IN | 4 | 0 | 23.44 | Winter Haven Hospital | WHH | WHH-Sterile Processing
25824 | 05/22/2014 10:27 AM | For steris to do Vendor P.M. on unit. | 05/22/2014 10:27 AM | On Site | Barbara Whitehead | Tom Heath | Jay Masse | 726000344-0-CES | 05/22/2014 | Received | Barbara Whitehead | STERIS Corp |  |  | On Site | Barbara Whitehead | MATERIAL | Open | P764330305 | pm pack reliance 444 | 1 | 0 | 1705.43 | Winter Haven Hospital | WHH | WHH-Sterile Processing
25826 | 05/22/2014 10:33 AM | For steris to do Vendor P.M. on unit. | 05/22/2014 10:33 AM | On Site | Barbara Whitehead | Tom Heath | Jay Masse | 726000344-0-CES | 05/22/2014 | Received | Barbara Whitehead | STERIS Corp |  |  | On Site | Barbara Whitehead | MATERIAL | Open | P117950761 | hose black 1-3/4 x 2-1/4 | 1 | 0 | 20.1 | Winter Haven Hospital | WHH | WHH-Sterile Processing
25826 | 05/22/2014 10:33 AM | For steris to do Vendor P.M. on unit. | 05/22/2014 10:33 AM | On Site | Barbara Whitehead | Tom Heath | Jay Masse | 726000344-0-CES | 05/22/2014 | Received | Barbara Whitehead | STERIS Corp |  |  | On Site | Barbara Whitehead | MATERIAL | Open | P117950791 | Clamp hose 2 13/16/3 3/4in | 3 | 0 | 4.75 | Winter Haven Hospital | WHH | WHH-Sterile Processing
25826 | 05/22/2014 10:33 AM | For steris to do Vendor P.M. on unit. | 05/22/2014 10:33 AM | On Site | Barbara Whitehead | Tom Heath | Jay Masse | 726000344-0-CES | 05/22/2014 | Received | Barbara Whitehead | STERIS Corp |  |  | On Site | Barbara Whitehead | MATERIAL | Open | P117950667 | HOSE 3IN X 2-1/4 IN | 4 | 0 | 23.44 | Winter Haven Hospital | WHH | WHH-Sterile Processing
25826 | 05/22/2014 10:33 AM | For steris to do Vendor P.M. on unit. | 05/22/2014 10:33 AM | On Site | Barbara Whitehead | Tom Heath | Jay Masse | 726000344-0-CES | 05/22/2014 | Received | Barbara Whitehead | STERIS Corp |  |  | On Site | Barbara Whitehead | MATERIAL | Open | P764330305 | pm pack reliance 444 | 1 | 0 | 1705.43 | Winter Haven Hospital | WHH | WHH-Sterile Processing
25827 | 05/22/2014 10:41 AM | For steris to do Vendor P.M. on unit. | 05/22/2014 10:41 AM | On Site | Barbara Whitehead | Tom Heath | Jay Masse | 726000344-0-CES | 05/22/2014 | Received | Barbara Whitehead | STERIS Corp |  |  | On Site | Barbara Whitehead | MATERIAL | Open | P117950761 | hose black 1-3/4 x 2-1/4 | 1 | 0 | 20.1 | Winter Haven Hospital | WHH | WHH-Sterile Processing
25827 | 05/22/2014 10:41 AM | For steris to do Vendor P.M. on unit. | 05/22/2014 10:41 AM | On Site | Barbara Whitehead | Tom Heath | Jay Masse | 726000344-0-CES | 05/22/2014 | Received | Barbara Whitehead | STERIS Corp |  |  | On Site | Barbara Whitehead | MATERIAL | Open | P117950791 | Clamp hose 2 13/16/3 3/4in | 3 | 0 | 4.75 | Winter Haven Hospital | WHH | WHH-Sterile Processing
25827 | 05/22/2014 10:41 AM | For steris to do Vendor P.M. on unit. | 05/22/2014 10:41 AM | On Site | Barbara Whitehead | Tom Heath | Jay Masse | 726000344-0-CES | 05/22/2014 | Received | Barbara Whitehead | STERIS Corp |  |  | On Site | Barbara Whitehead | MATERIAL | Open | P117950667 | HOSE 3IN X 2-1/4 IN | 4 | 0 | 23.44 | Winter Haven Hospital | WHH | WHH-Sterile Processing
25827 | 05/22/2014 10:41 AM | For steris to do Vendor P.M. on unit. | 05/22/2014 10:41 AM | On Site | Barbara Whitehead | Tom Heath | Jay Masse | 726000344-0-CES | 05/22/2014 | Received | Barbara Whitehead | STERIS Corp |  |  | On Site | Barbara Whitehead | MATERIAL | Open | P764330305 | pm pack reliance 444 | 1 | 0 | 1705.43 | Winter Haven Hospital | WHH | WHH-Sterile Processing
25828 | 05/22/2014 10:43 AM | For steris to do Vendor P.M. on unit. | 05/22/2014 10:43 AM | On Site | Barbara Whitehead | Tom Heath | Jay Masse | 726000344-0-CES | 05/22/2014 | Received | Barbara Whitehead | STERIS Corp |  |  | On Site | Barbara Whitehead | MATERIAL | Open | P117950761 | hose black 1-3/4 x 2-1/4 | 1 | 0 | 20.1 | Winter Haven Hospital | WHH | WHH-Sterile Processing
25828 | 05/22/2014 10:43 AM | For steris to do Vendor P.M. on unit. | 05/22/2014 10:43 AM | On Site | Barbara Whitehead | Tom Heath | Jay Masse | 726000344-0-CES | 05/22/2014 | Received | Barbara Whitehead | STERIS Corp |  |  | On Site | Barbara Whitehead | MATERIAL | Open | P117950791 | Clamp hose 2 13/16/3 3/4in | 3 | 0 | 4.75 | Winter Haven Hospital | WHH | WHH-Sterile Processing
25828 | 05/22/2014 10:43 AM | For steris to do Vendor P.M. on unit. | 05/22/2014 10:43 AM | On Site | Barbara Whitehead | Tom Heath | Jay Masse | 726000344-0-CES | 05/22/2014 | Received | Barbara Whitehead | STERIS Corp |  |  | On Site | Barbara Whitehead | MATERIAL | Open | P117950667 | HOSE 3IN X 2-1/4 IN | 4 | 0 | 23.44 | Winter Haven Hospital | WHH | WHH-Sterile Processing
25828 | 05/22/2014 10:43 AM | For steris to do Vendor P.M. on unit. | 05/22/2014 10:43 AM | On Site | Barbara Whitehead | Tom Heath | Jay Masse | 726000344-0-CES | 05/22/2014 | Received | Barbara Whitehead | STERIS Corp |  |  | On Site | Barbara Whitehead | MATERIAL | Open | P764330305 | pm pack reliance 444 | 1 | 0 | 1705.43 | Winter Haven Hospital | WHH | WHH-Sterile Processing
25832 | 05/22/2014 10:50 AM | For steris to do Vendor P.M. on unit. | 05/22/2014 10:50 AM | On Site | Barbara Whitehead | Tom Heath | Jay Masse | 726000346-0-CES | 05/22/2014 | Partial | Barbara Whitehead | STERIS Corp |  |  | On Site | Barbara Whitehead | MATERIAL | Partial | P764330305 | pm pack reliance 444 | 1 | 1 | 1705.43 | Winter Haven Hospital | WHH | WHH-Sterile Processing
25833 | 05/22/2014 10:53 AM | For steris to do Vendor P.M. on unit. | 05/22/2014 10:53 AM | On Site | Barbara Whitehead | Tom Heath | Jay Masse | 726000346-0-CES | 05/22/2014 | Partial | Barbara Whitehead | STERIS Corp |  |  | On Site | Barbara Whitehead | MATERIAL | Partial | P764330305 | pm pack reliance 444 | 1 | 1 | 1705.43 | Winter Haven Hospital | WHH | WHH-Sterile Processing
25834 | 05/22/2014 10:57 AM | For steris to do Vendor P.M. on unit. | 05/22/2014 10:57 AM | On Site | Barbara Whitehead | Tom Heath | Jay Masse | 726000346-0-CES | 05/22/2014 | Partial | Barbara Whitehead | STERIS Corp |  |  | On Site | Barbara Whitehead | MATERIAL | Partial | P764330305 | pm pack reliance 444 | 1 | 1 | 1705.43 | Winter Haven Hospital | WHH | WHH-Sterile Processing
25835 | 05/22/2014 10:59 AM | For steris to do Vendor P.M. on unit. | 05/22/2014 10:59 AM | On Site | Barbara Whitehead | Tom Heath | Jay Masse | 726000346-0-CES | 05/22/2014 | Partial | Barbara Whitehead | STERIS Corp |  |  | On Site | Barbara Whitehead | MATERIAL | Partial | P764330305 | pm pack reliance 444 | 1 | 1 | 1705.43 | Winter Haven Hospital | WHH | WHH-Sterile Processing
26142 | 06/04/2014 01:38 PM | poc Scott Witte quote attached | 06/12/2014 08:00 AM | Ground | Tonya Ward | Mary Emery | Mary Emery | 755002209-0-CES | 06/04/2014 | Received | Tonya Ward | GCX Corp |  |  | Ground | Tonya Ward | MATERIAL | Partial | WS-0004-67B | VHM | 1 | 1 | 762 | South Florida Baptist Hospital | SFBH
26142 | 06/04/2014 01:38 PM | poc Scott Witte quote attached | 06/12/2014 08:00 AM | Ground | Tonya Ward | Mary Emery | Mary Emery | 755002209-0-CES | 06/04/2014 | Received | Tonya Ward | GCX Corp |  |  | Ground | Tonya Ward | MATERIAL | Partial | FLP-0008-44 | Fixed Angle L Bracket | 1 | 1 | 240 | South Florida Baptist Hospital | SFBH
26142 | 06/04/2014 01:38 PM | poc Scott Witte quote attached | 06/12/2014 08:00 AM | Ground | Tonya Ward | Mary Emery | Mary Emery | 755002209-0-CES | 06/04/2014 | Received | Tonya Ward | GCX Corp |  |  | Ground | Tonya Ward | MATERIAL | Partial | FLP-0008-32 | Flat Panel Handle | 1 | 1 | 85 | South Florida Baptist Hospital | SFBH
26142 | 06/04/2014 01:38 PM | poc Scott Witte quote attached | 06/12/2014 08:00 AM | Ground | Tonya Ward | Mary Emery | Mary Emery | 755002209-0-CES | 06/04/2014 | Received | Tonya Ward | GCX Corp |  |  | Ground | Tonya Ward | MATERIAL | Partial | WM-0007-41B | CPU mount | 1 | 1 | 97 | South Florida Baptist Hospital | SFBH
26169 | 06/05/2014 10:21 AM | on Site service POC:Harvey | 06/05/2014 10:21 AM | On Site | Tonya Ward | Chris Wilson | John Richardson | 755002210-0-CES | 06/05/2014 | Ordered | Tonya Ward | STERIS Corp |  |  | On Site | Tonya Ward | MATERIAL | Open | P764332058 | PM pack 2 | 1 | 0 | 0 | South Florida Baptist Hospital | SFBH
26171 | 06/05/2014 10:27 AM | on site POC:Harvey | 06/05/2014 10:27 AM | On Site | Brandi Bennett | Chris Wilson | John Richardson | 755002212-0-CES | 06/05/2014 | Ordered | Brandi Bennett | STERIS Corp |  |  | On Site | Brandi Bennett | MATERIAL | Open | SHIPPING | shipping | 1 | 0 | 10 | South Florida Baptist Hospital | SFBH
26171 | 06/05/2014 10:27 AM | on site POC:Harvey | 06/05/2014 10:27 AM | On Site | Brandi Bennett | Chris Wilson | John Richardson | 755002212-0-CES | 06/05/2014 | Ordered | Brandi Bennett | STERIS Corp |  |  | On Site | Brandi Bennett | MATERIAL | Open | P764330305 | pm pack reliance 444 | 1 | 0 | 1705.43 | South Florida Baptist Hospital | SFBH
26172 | 06/05/2014 10:36 AM | On Site POC:Harvey | 06/05/2014 10:36 AM | On Site | Brandi Bennett | Chris Wilson | John Richardson | 755002213-0-CES | 06/05/2014 | Ordered | Brandi Bennett | STERIS Corp |  |  | On Site | Brandi Bennett | MATERIAL | Open | P764332056 | PM Kit Eagle 3K St3med vac | 1 | 0 | 1697.52 | South Florida Baptist Hospital | SFBH
26172 | 06/05/2014 10:36 AM | On Site POC:Harvey | 06/05/2014 10:36 AM | On Site | Brandi Bennett | Chris Wilson | John Richardson | 755002213-0-CES | 06/05/2014 | Ordered | Brandi Bennett | STERIS Corp |  |  | On Site | Brandi Bennett | MATERIAL | Open | SHIPPING | shipping | 1 | 0 | 10 | South Florida Baptist Hospital | SFBH
26189 | 06/05/2014 02:09 PM | POC Diane Gedes Ref# 06051404 | 06/05/2014 02:09 PM | Next Day | Brandi Bennett | Thomas Odaris | John Richardson | 755002214-0-CES | 06/05/2014 | Received | Brandi Bennett | Image Quest Inc |  |  | Next Day | Brandi Bennett | MATERIAL | Partial | 4S | Loaner Transducer | 1 | 1 | 0 | South Florida Baptist Hospital | SFBH
26288 | 06/10/2014 10:49 AM | Ground POC - Elliot T: (800) 224-6633 F: (203) 458-0440 | 06/10/2014 10:49 AM | Ground | Brandi Bennett | Gerson Colon | Rachael Dumm | 751015689-0-CES | 06/10/2014 | Ordered | Brandi Bennett | Bio-Med Devices Inc |  |  | Ground | Brandi Bennett | MATERIAL | Ordered | 4434 | O2 sensor | 1 | 0 | 95 | South Florida Baptist Hospital | SJH
26309 | 06/10/2014 03:01 PM | Parts needed for stock of kangaroo e feeding pumps | 06/10/2014 03:01 PM | Ground | Brandi Bennett | Danielle Ohara | Jay Masse | 726000410-0-CES | 06/11/2014 | Ordered | Brandi Bennett | Covidien (US)*** |  |  | Ground | Brandi Bennett | MATERIAL | Ordered | 382491 | Power Supply, Kangaroo E pump | 3 | 0 | 35 | Winter Haven Hospital | WHH | WHH-Sterile Processing
26326 | 06/11/2014 09:48 AM | poc Joey Avery PO 755002224-0-CES issued by Brenda and given to GE service | 06/11/2014 09:48 AM | On Site | Barbara Whitehead | Howard Karp | Mary Emery | 755002224-0-CES | 06/11/2014 | Ordered | Barbara Whitehead | GE Healthcare (DI ONLY) |  |  | On Site | Barbara Whitehead | MATERIAL | Ordered | SHIPPING | shipping | 1 | 0 | 1100 | South Florida Baptist Hospital | SFBH
26634 | 06/23/2014 02:37 PM | poc Dan | 06/30/2014 08:00 AM | Ground | Barbara Whitehead | Mary Emery | Mary Emery | 755002233-0-CES | 06/23/2014 | Received | Barbara Whitehead | GE Healthcare IT (BIOMED ONLY) | POC: TRACY |  | Ground | Barbara Whitehead | MATERIAL | Partial | 2027121-001 | Rear Case | 1 | 1 | 267.65 | South Florida Baptist Hospital | SFBH
26832 | 07/01/2014 02:16 PM | Calling in steris for the repair of washer leaking in SPD. | 07/01/2014 02:16 PM | On Site | Brandi Bennett | Tom Heath | Jay Masse | 726000471-0-CES | 07/01/2014 | Ordered | Brandi Bennett | STERIS Corp |  |  | On Site | Brandi Bennett | MATERIAL | Ordered | P117956032 | SEAL, O-RING | 1 | 0 | 2.83 | Winter Haven Hospital | WHH | WHH-Sterile Processing
26832 | 07/01/2014 02:16 PM | Calling in steris for the repair of washer leaking in SPD. | 07/01/2014 02:16 PM | On Site | Brandi Bennett | Tom Heath | Jay Masse | 726000471-0-CES | 07/01/2014 | Ordered | Brandi Bennett | STERIS Corp |  |  | On Site | Brandi Bennett | MATERIAL | Ordered | P117055344 | PISTON FOR DRYING VALVE | 1 | 0 | 126.18 | Winter Haven Hospital | WHH | WHH-Sterile Processing
26832 | 07/01/2014 02:16 PM | Calling in steris for the repair of washer leaking in SPD. | 07/01/2014 02:16 PM | On Site | Brandi Bennett | Tom Heath | Jay Masse | 726000471-0-CES | 07/01/2014 | Ordered | Brandi Bennett | STERIS Corp |  |  | On Site | Brandi Bennett | MATERIAL | Ordered | P117055084 | O-RING, SILICONE | 1 | 0 | 1.99 | Winter Haven Hospital | WHH | WHH-Sterile Processing
27277 | 07/22/2014 02:07 PM | talk with Sharonk Shop Stock | 07/22/2014 02:07 PM | Ground | Brandi Bennett | George Rivera | Mary Emery | 755002251-0-CES | 07/22/2014 | Received | Brandi Bennett | Techni-Tool Inc | SALES@TECHNI-TOOL.COM |  | Ground | Brandi Bennett | MATERIAL | Partial | 272IE0122 | tape measure | 2 | 2 | 14.69 | South Florida Baptist Hospital | SFBH
27277 | 07/22/2014 02:07 PM | talk with Sharonk Shop Stock | 07/22/2014 02:07 PM | Ground | Brandi Bennett | George Rivera | Mary Emery | 755002251-0-CES | 07/22/2014 | Received | Brandi Bennett | Techni-Tool Inc | SALES@TECHNI-TOOL.COM |  | Ground | Brandi Bennett | MATERIAL | Partial | 490SC5072 | Screwdriver set | 2 | 2 | 30.8 | South Florida Baptist Hospital | SFBH
27277 | 07/22/2014 02:07 PM | talk with Sharonk Shop Stock | 07/22/2014 02:07 PM | Ground | Brandi Bennett | George Rivera | Mary Emery | 755002251-0-CES | 07/22/2014 | Received | Brandi Bennett | Techni-Tool Inc | SALES@TECHNI-TOOL.COM |  | Ground | Brandi Bennett | MATERIAL | Partial | 272IE0188 | screwdriver | 2 | 2 | 4.8 | South Florida Baptist Hospital | SFBH
27663 | 08/07/2014 01:15 PM | POC: Dave with parts and Ann for pricing | 08/07/2014 01:15 PM | Two Day | Barbara Whitehead | Mike Lijewski | John Richardson | 755002271-0-CES | 08/07/2014 | Received | Barbara Whitehead | GE Healthcare (DI ONLY) | POC: JULIANA |  | Two Day | Barbara Whitehead | MATERIAL | Partial | FD200002 | Pedal mechanism | 1 | 1 | 1025.89 | South Florida Baptist Hospital | SFBH
27953 | 08/18/2014 02:13 PM | poc Nicky | 08/20/2014 08:00 AM | Two Day | Barbara Whitehead | Mary Emery | David Booker | 755002283-0-CES | 08/18/2014 | Ordered | Barbara Whitehead | Perimed Inc | POC:NIKKI WIREMAN |  | Two Day | Barbara Whitehead | MATERIAL | Ordered | 41990110 | Electrode | 1 | 0 | 2855 | South Florida Baptist Hospital | SFBH
27982 | 08/19/2014 12:50 PM | Two Day POC - P: 800-635-5267 F: (888) 222-9799(Mallinkrodt) | 08/19/2014 12:50 PM | Two Day | Tonya Ward | Gerson Colon | Rachael Dumm | 726000601-0-CES | 08/19/2014 | Ordered | Tonya Ward | Covidien (US)*** |  |  | Two Day | Tonya Ward | MATERIAL | Ordered | 4-072607-00 | EXHALITION SEAL | 1 | 0 | 17.95 | Winter Haven Hospital | SJH
28147 | 08/26/2014 08:25 AM | poc Flatamere | 08/28/2014 08:00 AM | Two Day | Barbara Whitehead | Mary Emery | Mary Emery | 755002288-0-CES | 08/26/2014 | Received | Barbara Whitehead | ArjoHuntleigh A Getinge Group | POC: CASEY |  | Two Day | Barbara Whitehead | MATERIAL | Partial | 50100-3 | Label | 1 | 1 | 3.45 | South Florida Baptist Hospital | SFBH
28475 | 09/09/2014 01:58 PM | poc Jim Yore | 09/09/2014 01:58 PM | On Site | Tonya Ward | Mary Emery | Mary Emery | 755002305-0-CES | 09/09/2014 | Ordered | Tonya Ward | Precision Medical Equipment LL |  |  | On Site | Tonya Ward | MATERIAL | Open | SWITCH | Switch | 1 | 0 | 65.5 | South Florida Baptist Hospital | SFBH
28475 | 09/09/2014 01:58 PM | poc Jim Yore | 09/09/2014 01:58 PM | On Site | Tonya Ward | Mary Emery | Mary Emery | 755002305-0-CES | 09/09/2014 | Ordered | Tonya Ward | Precision Medical Equipment LL |  |  | On Site | Tonya Ward | MATERIAL | Open | SKIRT | Skirt | 1 | 0 | 225 | South Florida Baptist Hospital | SFBH
28475 | 09/09/2014 01:58 PM | poc Jim Yore | 09/09/2014 01:58 PM | On Site | Tonya Ward | Mary Emery | Mary Emery | 755002305-0-CES | 09/09/2014 | Ordered | Tonya Ward | Precision Medical Equipment LL |  |  | On Site | Tonya Ward | MATERIAL | Open | FOOT | FOOT | 2 | 0 | 19.5 | South Florida Baptist Hospital | SFBH
28628 | 09/15/2014 02:31 PM | To purchase and install PM Kit POC - Courtney | 09/15/2014 02:31 PM | Ground | Brandi Bennett | Balton Coleman | John Richardson | 755002311-0-CES | 09/15/2014 | Received | Brandi Bennett | STERIS Corp | ASHLEY |  | Ground | Brandi Bennett | MATERIAL | Partial | P093910-580 | Transducer Stage 3 | 1 | 1 | 519.77 | South Florida Baptist Hospital | SFBH
28696 | 09/18/2014 08:40 AM | poc Brian Doherty | 09/18/2014 08:40 AM | On Site | Tonya Ward | Mary Emery | David Booker | 755002312-0-CES | 09/18/2014 | Ordered | Tonya Ward | MAQUET Inc A Getinge Gp Co |  |  | On Site | Tonya Ward | MATERIAL | Open | VALVE | Raise/Lower Valve Block | 1 | 0 | 205.8 | South Florida Baptist Hospital | SFBH
29094 | 10/02/2014 12:15 PM | POC: Brendan Porter Price confirmed. | 10/02/2014 12:15 PM | Two Day | Barbara Whitehead | Pastor Angulo | John Richardson | 755002325-0-CES | 10/02/2014 | Ordered | Barbara Whitehead | Covidien (US)*** | POC: BRENDAN |  | Two Day | Barbara Whitehead | MATERIAL | Ordered | 844364S | Touchscreen Fujitsu, Optivantage Injector | 1 | 0 | 165.44 | South Florida Baptist Hospital | SFBH
29205 | 10/07/2014 01:49 PM | Needed for Air Sensor Kit for a Sorvall RC3 Centrifuge. Dan Wolter was the POC. Note: Gary will contact the vendor and provide the PO#. We had warranty on the labor but not on the part used. TX - Jay | 10/07/2014 01:49 PM | On Site | Brandi Bennett | Gary Maultsby | Jay Masse | 726000754-0-CES | 10/07/2014 | Ordered | Brandi Bennett | Thermo Fisher Scientific Inc |  |  | On Site | Brandi Bennett | MATERIAL | Ordered | 74579 | Air Sensor Kit Assy | 1 | 0 | 530 | Winter Haven Hospital | WHH | WHH-Donor Center
29334 | 10/13/2014 01:06 PM | Change out the filters on unit. | 10/13/2014 01:06 PM | On Site | Barbara Whitehead | Jay Masse | Jay Masse | 726000768-0-CES | 10/13/2014 | Ordered | Barbara Whitehead | STERIS Corp | POC: |  | On Site | Barbara Whitehead | MATERIAL | Ordered | A1594 | FILTERS | 1 | 0 | 45.13 | Winter Haven Hospital | WHH | WHH-SURGERY
29389 | 10/15/2014 09:20 AM | poc Barbara x97669 | 10/21/2014 08:00 AM | Ground | Tonya Ward | Mary Emery | Mary Emery | 755002334-0-CES | 10/15/2014 | Ordered | Tonya Ward | GE Healthcare IT (BIOMED ONLY) |  |  | Ground | Tonya Ward | MATERIAL | Ordered | 2031069-003 | battery, Lith Ion, 10.8V, 1.85Ah | 1 | 0 | 280.48 | South Florida Baptist Hospital | SFBH
29389 | 10/15/2014 09:20 AM | poc Barbara x97669 | 10/21/2014 08:00 AM | Ground | Tonya Ward | Mary Emery | Mary Emery | 755002334-0-CES | 10/15/2014 | Ordered | Tonya Ward | GE Healthcare IT (BIOMED ONLY) |  |  | Ground | Tonya Ward | MATERIAL | Ordered | 2031069-003 | battery, Lith Ion, 10.8V, 1.85Ah | 1 | 0 | 280.48 | South Florida Baptist Hospital | SFBH
29489 | 10/20/2014 01:16 PM | Need to replenish stock. I used the Power supply from a Good USB Extender. | 10/20/2014 01:16 PM | Ground | Brenda Kans | Bobby Williams | Jay Masse | PCARD 29489 | 10/22/2014 | Ordered | Brenda Kans | Hall Research |  |  | Ground | Brenda Kans | MATERIAL | Ordered | 511-PS6020A | POWER ADAPTER FOR HALL RESEARCH USB EXTENDER OVER CAT5 | 1 | 0 | 43 | Winter Haven Hospital | WHH | WHH-Emergency Service
29585 | 10/23/2014 11:36 AM | POC: Vicky Full price w/o exchange: $2637.24 After vendor receive core back they will credit Baycare: $1443.49 Final price: $1193.75 | 10/23/2014 11:36 AM | Two Day | Brandi Bennett | Emanuel Colon | John Richardson | 721007151-0-CES | 10/23/2014 | Ordered | Brandi Bennett | Carl Zeiss Meditec Inc |  |  | Two Day | Brandi Bennett | MATERIAL | Ordered | 1294-658 | Lamp, Zeiss Pentero | 1 | 0 | 2637.24 | Winter Haven Hospital | MPH
29636 | 10/24/2014 02:39 PM | POC: DAREN M. **ON SITE SERVICE** | 10/24/2014 02:39 PM | On Site | Barbara Whitehead | Pastor Angulo | John Richardson | 755002345 | 10/24/2014 | Open | Barbara Whitehead | Covidien (US)*** |  |  | On Site | Barbara Whitehead | MATERIAL | Open | 903085 | Linear Pot Assembly | 1 | 0 | 763.33 | South Florida Baptist Hospital | SFBH
29636 | 10/24/2014 02:39 PM | POC: DAREN M. **ON SITE SERVICE** | 10/24/2014 02:39 PM | On Site | Barbara Whitehead | Pastor Angulo | John Richardson | 755002345 | 10/24/2014 | Open | Barbara Whitehead | Covidien (US)*** |  |  | On Site | Barbara Whitehead | MATERIAL | Open | 800562 | Power Head Control PCB | 1 | 0 | 1084.99 | South Florida Baptist Hospital | SFBH
29700 | 10/28/2014 12:53 PM | poc Delroy | 11/03/2014 07:00 AM | Ground | Brandi Bennett | Mary Emery | David Booker | 755002348-0-CES | 10/28/2014 | Received | Brandi Bennett | Philips Respironics | ONLINE |  | Ground | Brandi Bennett | MATERIAL | Partial | 989805609631 | Filter, Inlet, 6 PK, Bipap Vision | 2 | 2 | 18.62 | South Florida Baptist Hospital | SFBH
29705 | 10/28/2014 01:23 PM | Printer Down need service. POC- Laurie Will Amend PO once final cost is received | 10/28/2014 08:00 AM | On Site | Brandi Bennett | Brian Pruiett | Jay Masse | 726000800-0-CES | 10/28/2014 | Ordered | Brandi Bennett | G E Walker (PMI South Inc) |  |  | On Site | Brandi Bennett | MATERIAL | Open | QAGFCM3260514 | HARD DRIVE | 1 | 0 | 1491.24 | Winter Haven Hospital | WHH | WHH-Radiation Oncology
29935 | 11/06/2014 10:07 AM | These parts are Service Partner Program prices with Verathon. We have multiple Scanners and these parts can save on down time. We need to stock some of the most common failure components. Jay M. | 11/06/2014 10:07 AM | Ground | Brandi Bennett | Bobby Williams | Richard Davis | 726000824-0-CES | 11/06/2014 | Partial | Brandi Bennett | Verathon Inc | TAMMY.WALKER@VERATHON.COM |  | Ground | Brandi Bennett | MATERIAL | Partial | 0120-0367 | Base Housing Foot for BVI9400 | 4 | 4 | 2 | Winter Haven Hospital | WHH | WHH-Nursing Orthopedics
29935 | 11/06/2014 10:07 AM | These parts are Service Partner Program prices with Verathon. We have multiple Scanners and these parts can save on down time. We need to stock some of the most common failure components. Jay M. | 11/06/2014 10:07 AM | Ground | Brandi Bennett | Bobby Williams | Richard Davis | 726000824-0-CES | 11/06/2014 | Partial | Brandi Bennett | Verathon Inc | TAMMY.WALKER@VERATHON.COM |  | Ground | Brandi Bennett | MATERIAL | Partial | 0141-0193 | Button PCBA Display Housing Keypad for BVI9400 | 1 | 1 | 92 | Winter Haven Hospital | WHH | WHH-Nursing Orthopedics
29935 | 11/06/2014 10:07 AM | These parts are Service Partner Program prices with Verathon. We have multiple Scanners and these parts can save on down time. We need to stock some of the most common failure components. Jay M. | 11/06/2014 10:07 AM | Ground | Brandi Bennett | Bobby Williams | Richard Davis | 726000824-0-CES | 11/06/2014 | Partial | Brandi Bennett | Verathon Inc | TAMMY.WALKER@VERATHON.COM |  | Ground | Brandi Bennett | MATERIAL | Partial | 0142-0270 | Assm, Base Housing Top and Battery Well for BVI9400 | 1 | 1 | 30.25 | Winter Haven Hospital | WHH | WHH-Nursing Orthopedics
29935 | 11/06/2014 10:07 AM | These parts are Service Partner Program prices with Verathon. We have multiple Scanners and these parts can save on down time. We need to stock some of the most common failure components. Jay M. | 11/06/2014 10:07 AM | Ground | Brandi Bennett | Bobby Williams | Richard Davis | 726000824-0-CES | 11/06/2014 | Partial | Brandi Bennett | Verathon Inc | TAMMY.WALKER@VERATHON.COM |  | Ground | Brandi Bennett | MATERIAL | Partial | 0142-0258 | Top Lens | 1 | 1 | 222 | Winter Haven Hospital | WHH | WHH-Nursing Orthopedics
29935 | 11/06/2014 10:07 AM | These parts are Service Partner Program prices with Verathon. We have multiple Scanners and these parts can save on down time. We need to stock some of the most common failure components. Jay M. | 11/06/2014 10:07 AM | Ground | Brandi Bennett | Bobby Williams | Richard Davis | 726000824-0-CES | 11/06/2014 | Partial | Brandi Bennett | Verathon Inc | TAMMY.WALKER@VERATHON.COM |  | Ground | Brandi Bennett | MATERIAL | Partial | 0142-0260 | Display for BVI9400 | 1 | 0 | 1423 | Winter Haven Hospital | WHH | WHH-Nursing Orthopedics
29935 | 11/06/2014 10:07 AM | These parts are Service Partner Program prices with Verathon. We have multiple Scanners and these parts can save on down time. We need to stock some of the most common failure components. Jay M. | 11/06/2014 10:07 AM | Ground | Brandi Bennett | Bobby Williams | Richard Davis | 726000824-0-CES | 11/06/2014 | Partial | Brandi Bennett | Verathon Inc | TAMMY.WALKER@VERATHON.COM |  | Ground | Brandi Bennett | MATERIAL | Partial | 0142-0764 | Board for BVI-9400 | 1 | 1 | 1195 | Winter Haven Hospital | WHH | WHH-Nursing Orthopedics
29935 | 11/06/2014 10:07 AM | These parts are Service Partner Program prices with Verathon. We have multiple Scanners and these parts can save on down time. We need to stock some of the most common failure components. Jay M. | 11/06/2014 10:07 AM | Ground | Brandi Bennett | Bobby Williams | Richard Davis | 726000824-0-CES | 11/06/2014 | Partial | Brandi Bennett | Verathon Inc | TAMMY.WALKER@VERATHON.COM |  | Ground | Brandi Bennett | MATERIAL | Partial | 0800-0432 | Probe holder kit | 1 | 1 | 17 | Winter Haven Hospital | WHH | WHH-Nursing Orthopedics
29935 | 11/06/2014 10:07 AM | These parts are Service Partner Program prices with Verathon. We have multiple Scanners and these parts can save on down time. We need to stock some of the most common failure components. Jay M. | 11/06/2014 10:07 AM | Ground | Brandi Bennett | Bobby Williams | Richard Davis | 726000824-0-CES | 11/06/2014 | Partial | Brandi Bennett | Verathon Inc | TAMMY.WALKER@VERATHON.COM |  | Ground | Brandi Bennett | MATERIAL | Partial | 0800-0353 | 9000 rolling cart hw kit | 1 | 1 | 27.95 | Winter Haven Hospital | WHH | WHH-Nursing Orthopedics
29935 | 11/06/2014 10:07 AM | These parts are Service Partner Program prices with Verathon. We have multiple Scanners and these parts can save on down time. We need to stock some of the most common failure components. Jay M. | 11/06/2014 10:07 AM | Ground | Brandi Bennett | Bobby Williams | Richard Davis | 726000824-0-CES | 11/06/2014 | Partial | Brandi Bennett | Verathon Inc | TAMMY.WALKER@VERATHON.COM |  | Ground | Brandi Bennett | MATERIAL | Partial | 0261-0091 | Screw, M3x12, Plastite Torx for BVI9400 | 5 | 5 | 1 | Winter Haven Hospital | WHH | WHH-Nursing Orthopedics
29935 | 11/06/2014 10:07 AM | These parts are Service Partner Program prices with Verathon. We have multiple Scanners and these parts can save on down time. We need to stock some of the most common failure components. Jay M. | 11/06/2014 10:07 AM | Ground | Brandi Bennett | Bobby Williams | Richard Davis | 726000824-0-CES | 11/06/2014 | Partial | Brandi Bennett | Verathon Inc | TAMMY.WALKER@VERATHON.COM |  | Ground | Brandi Bennett | MATERIAL | Partial | 0261-0315 | Screw,M2x10,plastite torx for BVI9400 | 5 | 5 | 1 | Winter Haven Hospital | WHH | WHH-Nursing Orthopedics
30176 | 11/17/2014 08:39 AM | talk with Lisa P: (800) 558-2040 F: (Parts) - 800.548.2011 Bc49180 | 11/17/2014 08:39 AM | Ground | Brandi Bennett | George Rivera | Mary Emery | 755002359-0-CES | 11/17/2014 | Ordered | Brandi Bennett | GE Healthcare IT (BIOMED ONLY) | RASHELLE |  | Ground | Brandi Bennett | MATERIAL | Ordered | 419998-006 | Handle, Front Half Dash 2000 | 1 | 0 | 13.96 | South Florida Baptist Hospital | SFBH
30176 | 11/17/2014 08:39 AM | talk with Lisa P: (800) 558-2040 F: (Parts) - 800.548.2011 Bc49180 | 11/17/2014 08:39 AM | Ground | Brandi Bennett | George Rivera | Mary Emery | 755002359-0-CES | 11/17/2014 | Ordered | Brandi Bennett | GE Healthcare IT (BIOMED ONLY) | RASHELLE |  | Ground | Brandi Bennett | MATERIAL | Ordered | 419998-003 | Handle, Rear Half | 1 | 0 | 14.06 | South Florida Baptist Hospital | SFBH
30176 | 11/17/2014 08:39 AM | talk with Lisa P: (800) 558-2040 F: (Parts) - 800.548.2011 Bc49180 | 11/17/2014 08:39 AM | Ground | Brandi Bennett | George Rivera | Mary Emery | 755002359-0-CES | 11/17/2014 | Ordered | Brandi Bennett | GE Healthcare IT (BIOMED ONLY) | RASHELLE |  | Ground | Brandi Bennett | MATERIAL | Ordered | 419998-006 | Handle, Front Half Dash 2000 | 1 | 0 | 13.96 | South Florida Baptist Hospital | SFBH
30176 | 11/17/2014 08:39 AM | talk with Lisa P: (800) 558-2040 F: (Parts) - 800.548.2011 Bc49180 | 11/17/2014 08:39 AM | Ground | Brandi Bennett | George Rivera | Mary Emery | 755002359-0-CES | 11/17/2014 | Ordered | Brandi Bennett | GE Healthcare IT (BIOMED ONLY) | RASHELLE |  | Ground | Brandi Bennett | MATERIAL | Ordered | 419998-003 | Handle, Rear Half | 1 | 0 | 14.06 | South Florida Baptist Hospital | SFBH
30333 | 11/24/2014 12:55 PM | POC: BRAD D. **NEXT DAY** P:1-855-700-4344 F: 251-217-9046 | 11/24/2014 12:55 PM | Next Day | Brandi Bennett | Pastor Angulo | John Richardson | 755002364-0-CES | 11/24/2014 | Ordered | Brandi Bennett | GE Healthcare (OEC ONLY) | brad dombroski |  | Next Day | Brandi Bennett | MATERIAL | Ordered | 5448522 | 9800 HANDSWITCH | 1 | 0 | 479.84 | South Florida Baptist Hospital | SFBH
30354 | 11/25/2014 11:18 AM | plz E-mail po to Sales@continentalmetal.com. talk With Paul Next Day. plz request a service manual in the e-mail for Cainet Warming md# DSWZAE ther is no charge for the manual. the sensor i need is for the bottom cabinet. this order will need a P-card. tyvm | 11/25/2014 11:18 AM | Ground | Brenda Kans | George Rivera | Mary Emery | PCARD 30354 | 12/01/2014 | Ordered | Brenda Kans | Continental Metal Products Co |  |  | Ground | Brenda Kans | MATERIAL | Ordered | 1054 | sensor | 1 | 0 | 399 | South Florida Baptist Hospital | SFBH
31423 | 01/13/2015 07:13 AM | Steam Sterilizer is Alarming "Jacket Not Charging" RMC OR 14 | 01/13/2015 07:13 AM | On Site | Brandi Bennett | Bobby Williams | Jay Masse | 726000960-0-CES | 01/13/2015 | Ordered | Brandi Bennett | STERIS Corp |  |  | On Site | Brandi Bennett | MATERIAL | Open | SHIPPING | shipping | 1 | 0 | 20 | Winter Haven Hospital | WHH | WHH-RMC GYN Surgery
31437 | 01/13/2015 10:30 AM | POC Kevin | 01/13/2015 10:30 AM | Next Day | Barbara Whitehead | Thomas Odaris | John Richardson | 755002405-0-CES | 01/13/2015 | Ordered | Barbara Whitehead | GE Healthcare Unisyn (PROBES) |  |  | Next Day | Barbara Whitehead | MATERIAL | Ordered | M4S | Loaner | 1 | 0 | 0 | South Florida Baptist Hospital | SFBH
31518 | 01/15/2015 01:44 PM | poc Brandon | 01/20/2015 07:00 AM | Ground | Brandi Bennett | Mary Emery | Mary Emery | 755002411-0-CES | 01/15/2015 | Ordered | Brandi Bennett | CareFusion Alaris | BRANDON |  | Ground | Brandi Bennett | MATERIAL | Ordered | 8100-PCS | IV set, Pressure Calibration Set | 1 | 0 | 25 | South Florida Baptist Hospital | SFBH
31518 | 01/15/2015 01:44 PM | poc Brandon | 01/20/2015 07:00 AM | Ground | Brandi Bennett | Mary Emery | Mary Emery | 755002411-0-CES | 01/15/2015 | Ordered | Brandi Bennett | CareFusion Alaris | BRANDON |  | Ground | Brandi Bennett | MATERIAL | Ordered | 8100-PCS | IV set, Pressure Calibration Set | 3 | 0 | 25 | South Florida Baptist Hospital | SFBH
32177 | 02/10/2015 09:18 AM | Lid Lock inoperative on a Hettich EBA20 Centrifuge | 02/10/2015 09:18 AM | Ground | Tonya Ward | Bobby Williams | Jay Masse | 726001034-0-CES | 02/11/2015 | Ordered | Tonya Ward | Ozark Biomedical LLC |  |  | Ground | Tonya Ward | MATERIAL | Ordered | E1678 | Lid Lock for Hettich EBA20 | 1 | 0 | 187.85 | Winter Haven Hospital | WHH | WHH-Laboratory Services
32280 | 02/12/2015 01:23 PM | Phono Stereo plugs are needed for Balloon pumps. | 02/12/2015 01:23 PM | Ground | Brenda Kans | Jay Masse | Jay Masse | PCARD 32280 | 02/12/2015 | Ordered | Brenda Kans | Amazon.com |  |  | Ground | Brenda Kans | MATERIAL | Ordered | AMAZON | gls audio 1/4 inch Stereo Plug | 3 | 0 | 12.99 | Winter Haven Hospital | WHH | WHH-CVOR
32328 | 02/16/2015 11:03 AM | A No-Charge PO is needed for tracking purposes for a loaner M3001A MMS module. | 02/16/2015 11:03 AM | Ground | Barbara Whitehead | Gary Maultsby | Jay Masse | 726001048-0-CES | 02/16/2015 | Open | Barbara Whitehead | Pioneer Biomedical Inc |  |  | Ground | Barbara Whitehead | MATERIAL | Open | LOANER | LOANER | 1 | 0 | 0 | Winter Haven Hospital | WHH | WHH-MICU
32367 | 02/17/2015 12:20 PM | PM kit for 8110 (spare kit needed for CES stock) JM | 02/17/2015 12:20 PM | Ground | Tonya Ward | Danielle Ohara | Jay Masse | 726001060-0-CES | 02/19/2015 | Cancelled | Tonya Ward | CareFusion Alaris |  |  | Ground | Tonya Ward | MATERIAL | Ordered | 1944701 | PM kit for 8110 | 1 | 0 | 699 | Winter Haven Hospital | WHH | WHH-Sterile Processing
32443 | 02/19/2015 12:29 PM | Needed for repairs (stock) | 02/19/2015 12:29 PM | Ground | Barbara Whitehead | Danielle Ohara | Jay Masse | 726001061-0-CES | 03/02/2015 | Ordered | Barbara Whitehead | Currie Medical specialties Inc | POC: DANA |  | Ground | Barbara Whitehead | MATERIAL | Ordered | ALP25AK90 | 90 degree angled tubing | 1 | 0 | 124.3 | Winter Haven Hospital | WHH | WHH-Sterile Processing
32531 | 02/24/2015 09:10 AM | Repair 740 vent poc:Steve Ground | 02/24/2015 09:10 AM | Ground | Tonya Ward | Glenn Cain | John Richardson | 726001080-0-CES | 03/12/2015 | Ordered | Tonya Ward | Covidien (US)*** |  |  | Ground | Tonya Ward | MATERIAL | Ordered | G-061139-00 | Battery 740 Ventilator | 1 | 0 | 256.23 | South Florida Baptist Hospital | SFBH
32896 | 03/10/2015 01:02 PM | talk with Francisco Two Day T: (800) 421-0837 F: (800) 321-1304 | 03/10/2015 01:02 PM | Two Day | Sonja Wiesenberger | George Rivera | Mary Emery | 755002465-0-CES | 03/12/2015 | Ordered | Sonja Wiesenberger | KARL STORZ Endoscopy-America I |  |  | Two Day | Sonja Wiesenberger | MATERIAL | Ordered | 495ND | Karl Storz Fiber Optic Cable | 1 | 0 | 525.7 | South Florida Baptist Hospital | SFBH
33007 | 03/13/2015 11:26 AM | CVOR's X7-2 TEE Ultrasound Probe is bad.Tee Probe Exchange Refresh Program , per Thomas Degroot from Philips. Tom Heath will contact Philips with the PO#...TX Jay | 03/13/2015 11:26 AM | On Site | Tonya Ward | Tom Heath | Richard Davis | 726001124-0-CES | 03/13/2015 | Cancelled | Tonya Ward | Philips Healthcare |  |  | On Site | Tonya Ward | MATERIAL | Ordered | X7-2T | Ultrasound Probe | 1 | 0 | 28000 | Winter Haven Hospital | WHH | WHH-CVOR
33011 | 03/13/2015 12:27 PM | talk with Still Ground T: (800) 255-3901 F: (650) 802-6620 | 03/13/2015 12:27 PM | Ground | Tonya Ward | George Rivera | Mary Emery | 755002470-0-CES | 03/17/2015 | Ordered | Tonya Ward | Natus Medical Inc |  |  | Ground | Tonya Ward | MATERIAL | Ordered | 56307 | Bassinet , SmartScale | 1 | 0 | 515 | South Florida Baptist Hospital | SFBH
33011 | 03/13/2015 12:27 PM | talk with Still Ground T: (800) 255-3901 F: (650) 802-6620 | 03/13/2015 12:27 PM | Ground | Tonya Ward | George Rivera | Mary Emery | 755002470-0-CES | 03/17/2015 | Ordered | Tonya Ward | Natus Medical Inc |  |  | Ground | Tonya Ward | MATERIAL | Ordered | 400850-01 | battery | 1 | 0 | 130 | South Florida Baptist Hospital | SFBH
33014 | 03/13/2015 12:47 PM | poc Lidia I think this is a P-CARD order They have 1 in stock | 03/13/2015 12:47 PM | Two Day | Brenda Kans | Mary Emery | Mary Emery | PCARD 33014 | 03/13/2015 | Ordered | Brenda Kans | CCFL Warehouse |  |  | Two Day | Brenda Kans | MATERIAL | Ordered | NL8060BC31-27-CCFL2 | GE DASH 5000 BACKLIGHT | 1 | 0 | 21.95 | South Florida Baptist Hospital | SFBH
33110 | 03/18/2015 02:37 PM | talk to david Next Day T: (800) 421-0837 F: (800) 321-1304 | 03/18/2015 02:37 PM | Next Day | Brenda Kans | George Rivera | David Booker | 755002471-0-CES | 03/18/2015 | Ordered | Brenda Kans | KARL STORZ Endoscopy-America I |  |  | Next Day | Brenda Kans | MATERIAL | Ordered | 495W | adapter | 1 | 0 | 180.96 | South Florida Baptist Hospital | SFBH
33226 | 03/23/2015 01:58 PM | talk with Julie Smith Two Day T: (800) 421-0837 F: (800) 321-1304 | 03/23/2015 01:58 PM | Two Day | Tonya Ward | George Rivera | David Booker | 755002474-0-CES | 03/24/2015 | Ordered | Tonya Ward | KARL STORZ Endoscopy-America I |  |  | Two Day | Tonya Ward | MATERIAL | Ordered | 94320 | Headlight | 1 | 0 | 1030.4 | South Florida Baptist Hospital | SFBH
33445 | 04/01/2015 02:54 PM | POC Adriana Part is an exchange | 04/01/2015 02:54 PM | Next Day | Sonja Wiesenberger | Thomas Odaris | John Richardson | 755002477-0-CES | 04/01/2015 | Ordered | Sonja Wiesenberger | Conquest Imaging |  |  | Next Day | Sonja Wiesenberger | MATERIAL | Ordered | 2294512 | M12L | 1 | 0 | 2900 | South Florida Baptist Hospital | SFBH
33447 | 04/01/2015 03:04 PM | POC Adriana Part is an exchange | 04/01/2015 03:04 PM | Next Day | Sonja Wiesenberger | Thomas Odaris | John Richardson | 755002478-0-CES | 04/01/2015 | Ordered | Sonja Wiesenberger | Conquest Imaging |  |  | Next Day | Sonja Wiesenberger | MATERIAL | Ordered | 2294512 | M12L | 1 | 0 | 2900 | South Florida Baptist Hospital | SFBH
33492 | 04/02/2015 02:57 PM | POC Adriana | 04/02/2015 02:57 PM | Next Day | Tonya Ward | Thomas Odaris | John Richardson | 755002479-0-CES | 04/02/2015 | Ordered | Tonya Ward | Conquest Imaging |  |  | Next Day | Tonya Ward | MATERIAL | Ordered | 2294512 | M12L | 1 | 0 | 2900 | South Florida Baptist Hospital | SFBH
33814 | 04/15/2015 09:46 AM | Supplies needed for Cerner migration | 04/15/2015 09:46 AM | Ground | Brenda Kans | Danielle Ohara | Jay Masse | PCARD 33814 | 04/15/2015 | Ordered | Brenda Kans | Amazon.com |  |  | Ground | Brenda Kans | MATERIAL | Ordered | MOMMYSHELPEROUTLETPLUGS | electrical safety plugs | 1 | 0 | 2.99 | Winter Haven Hospital | WHH | WHH-Clinical Engineering Services
33814 | 04/15/2015 09:46 AM | Supplies needed for Cerner migration | 04/15/2015 09:46 AM | Ground | Brenda Kans | Danielle Ohara | Jay Masse | PCARD 33814 | 04/15/2015 | Ordered | Brenda Kans | Amazon.com |  |  | Ground | Brenda Kans | MATERIAL | Ordered | LOGITECHMOUSEPS2 | Logitech Mouse SBF96, 3 buttons, optical ps/2 black precision | 4 | 0 | 6.39 | Winter Haven Hospital | WHH | WHH-Clinical Engineering Services
33972 | 04/21/2015 12:42 PM | poc Kelly | 04/21/2015 12:42 PM | Ground | Barbara Whitehead | Mary Emery | Mary Emery | 755002502-0-CES | 04/21/2015 | Received | Barbara Whitehead | W W Grainger Inc | POC: VANESSA |  | Ground | Barbara Whitehead | MATERIAL | Partial | 4Z766 | Soldering Iron | 1 | 1 | 85.5 | South Florida Baptist Hospital | SFBH
34114 | 04/27/2015 02:34 PM | order sonja | 04/27/2015 02:34 PM | Ground | Sonja Wiesenberger | George Rivera | David Booker | 755002509-0-CES | 04/27/2015 | Ordered | Sonja Wiesenberger | Philips Respironics |  |  | Ground | Sonja Wiesenberger | MATERIAL | Ordered | 1004714GL | PC,MC,DC PCB Upgrade Kit | 1 | 0 | 2650 | South Florida Baptist Hospital | SFBH
3419 | 07/14/2011 02:47 PM | poc Joey Ground SFBH - 143063 T:800-426-6570 F:636-272-7148 BC34907, NC PO | 07/18/2011 08:00 AM | Ground | Brenda Kans | Mary Emery | Mary Emery | WARRANTY 3419 | 07/15/2011 | Ordered | Brenda Kans | True Fitness |  |  | Ground | Brenda Kans | MATERIAL | Ordered | 7C474300 | Center Pod Assy | 1 | 0 | 0 | South Florida Baptist Hospital | SFBH
34325 | 05/05/2015 11:30 AM | poc Nick P-card order please give serial # LA31-U-140-00 | 05/07/2015 08:00 AM | Two Day | Brenda Kans | Mary Emery | Mary Emery | PCARD 34325 | 05/05/2015 | Ordered | Brenda Kans | LiteGait |  |  | Two Day | Brenda Kans | MATERIAL | Ordered | PS20X-D | Charger for LiteGait | 1 | 0 | 85 | South Florida Baptist Hospital | SFBH
34325 | 05/05/2015 11:30 AM | poc Nick P-card order please give serial # LA31-U-140-00 | 05/07/2015 08:00 AM | Two Day | Brenda Kans | Mary Emery | Mary Emery | PCARD 34325 | 05/05/2015 | Ordered | Brenda Kans | LiteGait |  |  | Two Day | Brenda Kans | MATERIAL | Ordered | PS10X-B | Battery, LiteGait 100MX | 1 | 0 | 160 | South Florida Baptist Hospital | SFBH
34550 | 05/13/2015 10:48 AM | POC:Micah W.,BC8231,NOTE:Need PO# Only for Onsite Repair-VENDOR TO ORDER AND INSTALL PART APPROVED BY R ORNER 05/13/2015 12:27pm BAW | 05/13/2015 10:48 AM | On Site | Barbara Whitehead | Howard Karp | Randell Orner | 755002527-0-CES | 05/13/2015 | Ordered | Barbara Whitehead | GE Healthcare (DI ONLY) |  |  | On Site | Barbara Whitehead | MATERIAL | Ordered | LU1855ST | Detector | 1 | 0 | 4629.61 | South Florida Baptist Hospital | SFBH
34665 | 05/18/2015 08:29 AM | talk with Nelson, | 05/18/2015 08:29 AM | Ground | Sonja Wiesenberger | George Rivera | Mary Emery | 755002531-0-CES | 05/18/2015 | Received | Sonja Wiesenberger | Philips Respironics |  |  | Ground | Sonja Wiesenberger | MATERIAL | Open | 453561505621/100471GL | PC/MC/DC Upgrade Kit | 1 | 0 | 2652 | South Florida Baptist Hospital | SFBH
34760 | 05/20/2015 03:37 PM | poc Kent tech support The color for the foot section is fossill grey | 05/22/2015 08:00 AM | Two Day | Brenda Kans | Mary Emery | David Booker | PCARD 34760 | 05/21/2015 | Received | Brenda Kans | Midmark Corp | kent |  | Two Day | Brenda Kans | MATERIAL | Partial | 002-0408-00 | Hand Control | 1 | 1 | 721 | South Florida Baptist Hospital | SFBH
34760 | 05/20/2015 03:37 PM | poc Kent tech support The color for the foot section is fossill grey | 05/22/2015 08:00 AM | Two Day | Brenda Kans | Mary Emery | David Booker | PCARD 34760 | 05/21/2015 | Received | Brenda Kans | Midmark Corp | kent |  | Two Day | Brenda Kans | MATERIAL | Partial | 002-0408-00 | Hand Control | 1 | 1 | 721 | South Florida Baptist Hospital | SFBH
34773 | 05/21/2015 09:33 AM | POC Sunaina REF# 0515-0255 | 05/21/2015 09:33 AM | Next Day | Sonja Wiesenberger | Thomas Odaris | John Richardson | 755002536-0-CES | 05/21/2015 | Ordered | Sonja Wiesenberger | GE Healthcare Unisyn (PROBES) |  |  | Next Day | Sonja Wiesenberger | MATERIAL | Ordered | 9L | loaner probe | 1 | 0 | 0 | South Florida Baptist Hospital | SFBH
34779 | 05/21/2015 11:03 AM | On line orders only | 05/21/2015 11:03 AM | Ground | Brenda Kans | Mary Emery | Mary Emery | PCARD 34779 | 05/21/2015 | Received | Brenda Kans | Newegg.com | On Line |  | Ground | Brenda Kans | MATERIAL | Partial | N82E16828993026 | VSM6000 Scanner Cable | 4 | 4 | 18.99 | South Florida Baptist Hospital | SFBH
35080 | 06/04/2015 10:05 AM | Needed to replenish CES Inventory Ajay was the POC | 06/04/2015 10:05 AM | Ground | Tonya Ward | Gary Maultsby | Jay Masse | 2277564 | 06/17/2015 | Open | Tonya Ward | BISC Integrated Service Center |  |  | Ground | Tonya Ward | MATERIAL | Open | 118283 | SPO2 Probes | 10 | 0 | 114.58 | Winter Haven Hospital | WHH | WHH-MICU
35110 | 06/05/2015 08:10 AM | Needed for CES Spare Inventory P Card | 06/05/2015 08:10 AM | Ground | Brenda Kans | Gary Maultsby | Richard Davis | PCARD 35110 | 06/05/2015 | Ordered | Brenda Kans | Amazon.com |  |  | Ground | Brenda Kans | MATERIAL | Open | VB198T-P | 19 Inch LED Monitor | 11 | 0 | 150.65 | Winter Haven Hospital | WHH | WHH-Virtual ICU CMU
35113 | 06/05/2015 08:51 AM | poc BISC order | 06/08/2015 08:00 AM | Ground | Sonja Wiesenberger | Mary Emery | Mary Emery | 2273230 | 06/17/2015 | Ordered | Sonja Wiesenberger | BISC Integrated Service Center |  |  | Ground | Sonja Wiesenberger | MATERIAL | Ordered | 167520 | Sensor, 1863 Masimo Adult Oxi | 5 | 0 | 150 | South Florida Baptist Hospital | SFBH
35113 | 06/05/2015 08:51 AM | poc BISC order | 06/08/2015 08:00 AM | Ground | Sonja Wiesenberger | Mary Emery | Mary Emery | 2273230 | 06/17/2015 | Ordered | Sonja Wiesenberger | BISC Integrated Service Center |  |  | Ground | Sonja Wiesenberger | MATERIAL | Ordered | 118283 | SPO2 Probes | 2 | 0 | 114.58 | South Florida Baptist Hospital | SFBH
35345 | 06/12/2015 09:29 AM | talk with Joesph Two Day MPH - MM0378 T: (800) 989-7373 F: (513) 772-9119 | 06/12/2015 09:29 AM | Two Day | Barbara Whitehead | George Rivera | Mary Emery | 755002560-0-CES | 06/12/2015 | Ordered | Barbara Whitehead | Cincinnati Sub-Zero Products I | POC: BRIAN |  | Two Day | Barbara Whitehead | MATERIAL | Ordered | 06002 | female check valve | 3 | 0 | 13.2 | South Florida Baptist Hospital | SFBH
35345 | 06/12/2015 09:29 AM | talk with Joesph Two Day MPH - MM0378 T: (800) 989-7373 F: (513) 772-9119 | 06/12/2015 09:29 AM | Two Day | Barbara Whitehead | George Rivera | Mary Emery | 755002560-0-CES | 06/12/2015 | Ordered | Barbara Whitehead | Cincinnati Sub-Zero Products I | POC: BRIAN |  | Two Day | Barbara Whitehead | MATERIAL | Ordered | 07000 | male check valve | 3 | 0 | 29.3 | South Florida Baptist Hospital | SFBH
35345 | 06/12/2015 09:29 AM | talk with Joesph Two Day MPH - MM0378 T: (800) 989-7373 F: (513) 772-9119 | 06/12/2015 09:29 AM | Two Day | Barbara Whitehead | George Rivera | Mary Emery | 755002560-0-CES | 06/12/2015 | Ordered | Barbara Whitehead | Cincinnati Sub-Zero Products I | POC: BRIAN |  | Two Day | Barbara Whitehead | MATERIAL | Ordered | 91824 | Hose, EXT, Reusable, 9ft 286 REV | 3 | 0 | 41 | South Florida Baptist Hospital | SFBH
35406 | 06/15/2015 01:50 PM | talk with Bill Two Day T: (800) 665-1614 F: (224) 612-5409 | 06/15/2015 01:50 PM | Two Day | Sonja Wiesenberger | Mary Emery | David Booker | 755002564-0-CES | 06/15/2015 | Ordered | Sonja Wiesenberger | Stille-Sonesta Inc |  |  | Two Day | Sonja Wiesenberger | MATERIAL | Ordered | 507-K79322 | Battery kit | 1 | 0 | 931 | South Florida Baptist Hospital | SFBH
35461 | 06/17/2015 08:51 AM | poc Kip Skapyak | 06/24/2015 08:00 AM | Ground | Tonya Ward | Mary Emery | Mary Emery | 755002566-0-CES | 06/17/2015 | Received | Tonya Ward | GCX Corp |  |  | Ground | Tonya Ward | MATERIAL | Partial | FLP-0008-32 | Flat Panel Handle | 1 | 1 | 85 | South Florida Baptist Hospital | SFBH
35657 | 06/24/2015 10:18 AM | Needed for CES spare UPS's. APC 350 Alan was the POC | 06/24/2015 10:18 AM | Ground | Barbara Whitehead | Gary Maultsby | Jay Masse | 726001340-0-CES | 06/24/2015 | Ordered | Barbara Whitehead | Gigowski Battery LLC | POC: LISA CHIODO |  | Ground | Barbara Whitehead | MATERIAL | Ordered | SLA1035 | 12V, 3.4Ah UPS battery | 2 | 0 | 17.95 | Winter Haven Hospital | WHH | WHH-Cardiovascular Unit
35689 | 06/25/2015 07:30 AM | Manufacture PM Due. | 06/25/2015 09:02 AM | On Site | Sonja Wiesenberger | Bobby Williams | Jay Masse | 726001343-0-CES | 06/25/2015 | Received | Sonja Wiesenberger | STERIS Corp |  |  | On Site | Sonja Wiesenberger | MATERIAL | Partial | P136812052 | AIR FILTER/DRYER | 1 | 1 | 188.97 | Winter Haven Hospital | WHH | WHH-Sterile Processing
35689 | 06/25/2015 07:30 AM | Manufacture PM Due. | 06/25/2015 09:02 AM | On Site | Sonja Wiesenberger | Bobby Williams | Jay Masse | 726001343-0-CES | 06/25/2015 | Received | Sonja Wiesenberger | STERIS Corp |  |  | On Site | Sonja Wiesenberger | MATERIAL | Partial | P764330296 | PM pack insp #1 3017 S/A | 1 | 1 | 658.75 | Winter Haven Hospital | WHH | WHH-Sterile Processing
35689 | 06/25/2015 07:30 AM | Manufacture PM Due. | 06/25/2015 09:02 AM | On Site | Sonja Wiesenberger | Bobby Williams | Jay Masse | 726001343-0-CES | 06/25/2015 | Received | Sonja Wiesenberger | STERIS Corp |  |  | On Site | Sonja Wiesenberger | MATERIAL | Partial | P093897501 | VACUUM INJECTOR | 1 | 1 | 247.02 | Winter Haven Hospital | WHH | WHH-Sterile Processing
35689 | 06/25/2015 07:30 AM | Manufacture PM Due. | 06/25/2015 09:02 AM | On Site | Sonja Wiesenberger | Bobby Williams | Jay Masse | 726001343-0-CES | 06/25/2015 | Received | Sonja Wiesenberger | STERIS Corp |  |  | On Site | Sonja Wiesenberger | MATERIAL | Partial | P093897501 | VACUUM INJECTOR | 1 | 1 | 247.02 | Winter Haven Hospital | WHH | WHH-Sterile Processing
35689 | 06/25/2015 07:30 AM | Manufacture PM Due. | 06/25/2015 09:02 AM | On Site | Sonja Wiesenberger | Bobby Williams | Jay Masse | 726001343-0-CES | 06/25/2015 | Received | Sonja Wiesenberger | STERIS Corp |  |  | On Site | Sonja Wiesenberger | MATERIAL | Partial | P150829734 | Wheel | 1 | 1 | 69.11 | Winter Haven Hospital | WHH | WHH-Sterile Processing
35689 | 06/25/2015 07:30 AM | Manufacture PM Due. | 06/25/2015 09:02 AM | On Site | Sonja Wiesenberger | Bobby Williams | Jay Masse | 726001343-0-CES | 06/25/2015 | Received | Sonja Wiesenberger | STERIS Corp |  |  | On Site | Sonja Wiesenberger | MATERIAL | Partial | P150829733 | BEARING, RULON | 1 | 1 | 17.19 | Winter Haven Hospital | WHH | WHH-Sterile Processing
35689 | 06/25/2015 07:30 AM | Manufacture PM Due. | 06/25/2015 09:02 AM | On Site | Sonja Wiesenberger | Bobby Williams | Jay Masse | 726001343-0-CES | 06/25/2015 | Received | Sonja Wiesenberger | STERIS Corp |  |  | On Site | Sonja Wiesenberger | MATERIAL | Partial | P129353293 | FLAT WASHER 1/2 D | 1 | 1 | 2.83 | Winter Haven Hospital | WHH | WHH-Sterile Processing
35689 | 06/25/2015 07:30 AM | Manufacture PM Due. | 06/25/2015 09:02 AM | On Site | Sonja Wiesenberger | Bobby Williams | Jay Masse | 726001343-0-CES | 06/25/2015 | Received | Sonja Wiesenberger | STERIS Corp |  |  | On Site | Sonja Wiesenberger | MATERIAL | Partial | P056401537 | AXLE | 1 | 1 | 267.78 | Winter Haven Hospital | WHH | WHH-Sterile Processing
35689 | 06/25/2015 07:30 AM | Manufacture PM Due. | 06/25/2015 09:02 AM | On Site | Sonja Wiesenberger | Bobby Williams | Jay Masse | 726001343-0-CES | 06/25/2015 | Received | Sonja Wiesenberger | STERIS Corp |  |  | On Site | Sonja Wiesenberger | MATERIAL | Partial | P046038061 | PIN COTTER | 1 | 1 | 1.87 | Winter Haven Hospital | WHH | WHH-Sterile Processing
35689 | 06/25/2015 07:30 AM | Manufacture PM Due. | 06/25/2015 09:02 AM | On Site | Sonja Wiesenberger | Bobby Williams | Jay Masse | 726001343-0-CES | 06/25/2015 | Received | Sonja Wiesenberger | STERIS Corp |  |  | On Site | Sonja Wiesenberger | MATERIAL | Partial | P764330296 | PM pack insp #1 3017 S/A | 1 | 1 | 658.75 | Winter Haven Hospital | WHH | WHH-Sterile Processing
35705 | 06/25/2015 02:16 PM | poc Lisa Enos | 06/29/2015 08:00 AM | Two Day | Tonya Ward | Mary Emery | David Booker | 755002577-0-CES | 06/25/2015 | Received | Tonya Ward | GE Healthcare IT (BIOMED ONLY) |  |  | Two Day | Tonya Ward | MATERIAL | Partial | 420148-001 | CAM-14 Bottom Housing | 1 | 1 | 45.28 | South Florida Baptist Hospital | SFBH
35705 | 06/25/2015 02:16 PM | poc Lisa Enos | 06/29/2015 08:00 AM | Two Day | Tonya Ward | Mary Emery | David Booker | 755002577-0-CES | 06/25/2015 | Received | Tonya Ward | GE Healthcare IT (BIOMED ONLY) |  |  | Two Day | Tonya Ward | MATERIAL | Partial | 419454-002 | CAM-14 Top Housing | 1 | 1 | 16.7 | South Florida Baptist Hospital | SFBH
35705 | 06/25/2015 02:16 PM | poc Lisa Enos | 06/29/2015 08:00 AM | Two Day | Tonya Ward | Mary Emery | David Booker | 755002577-0-CES | 06/25/2015 | Received | Tonya Ward | GE Healthcare IT (BIOMED ONLY) |  |  | Two Day | Tonya Ward | MATERIAL | Partial | 419979-001 | CAM-14 Serial# Label Cover | 1 | 1 | 22.26 | South Florida Baptist Hospital | SFBH
35705 | 06/25/2015 02:16 PM | poc Lisa Enos | 06/29/2015 08:00 AM | Two Day | Tonya Ward | Mary Emery | David Booker | 755002577-0-CES | 06/25/2015 | Received | Tonya Ward | GE Healthcare IT (BIOMED ONLY) |  |  | Two Day | Tonya Ward | MATERIAL | Partial | 2015622-001 | CAM-14 Lead ID Label | 1 | 1 | 26.69 | South Florida Baptist Hospital | SFBH
36002 | 07/08/2015 03:21 PM | poc Priscilla | 07/15/2015 08:00 AM | Ground | Tonya Ward | Mary Emery | Mary Emery | 755002582-0-CES | 07/09/2015 | Received | Tonya Ward | Covidien (US)*** |  |  | Ground | Tonya Ward | MATERIAL | Partial | F31923 | EPump Back Housing Assembly | 1 | 1 | 25.3 | South Florida Baptist Hospital | SFBH
36049 | 07/09/2015 03:18 PM | poc Shefiq | 07/15/2015 08:00 AM | Ground | Sonja Wiesenberger | Mary Emery | Mary Emery | 755002585-0-CES | 07/10/2015 | Received | Sonja Wiesenberger | W W Grainger Inc |  |  | Ground | Sonja Wiesenberger | MATERIAL | Partial | 4WAH3 | RollPin | 1 | 1 | 38.75 | South Florida Baptist Hospital | SFBH
36447 | 07/23/2015 10:17 AM | Needed for CES Inventory Barbara Whitehead was the POC | 07/23/2015 10:17 AM | Ground | Barbara Whitehead | Gary Maultsby | Jay Masse | 2318171 | 07/23/2015 | Ordered | Barbara Whitehead | BISC Integrated Service Center |  |  | Ground | Barbara Whitehead | MATERIAL | Ordered | 167520 | Sensor, 1863 Masimo Adult Oxi | 8 | 0 | 150 | Winter Haven Hospital | WHH | WHH-Advanced Med Care Unit
36447 | 07/23/2015 10:17 AM | Needed for CES Inventory Barbara Whitehead was the POC | 07/23/2015 10:17 AM | Ground | Barbara Whitehead | Gary Maultsby | Jay Masse | 2318171 | 07/23/2015 | Ordered | Barbara Whitehead | BISC Integrated Service Center |  |  | Ground | Barbara Whitehead | MATERIAL | Ordered | 163487 | Interface Cable | 3 | 0 | 177.8 | Winter Haven Hospital | WHH | WHH-Advanced Med Care Unit
36698 | 07/31/2015 01:53 PM | POC Ann Quote number: 212027945 | 07/31/2015 01:53 PM | Next Day | Tonya Ward | Thomas Odaris | John Richardson | 755002606-0-CES | 07/31/2015 | Ordered | Tonya Ward | GE Healthcare (DI ONLY) |  |  | Next Day | Tonya Ward | MATERIAL | Ordered | 5160374 | Gas Spring Ultrasound unit | 1 | 0 | 399.38 | South Florida Baptist Hospital | SFBH
36705 | 07/31/2015 02:46 PM | Battery terminals are missing. Needs to be exchange for another unit. No user repair parts. Abbott is not contracted with Premier. POC -Inette Marrero-Person with Abbott 1-800-366-8020 | 07/31/2015 02:46 PM | Ground | Sonja Wiesenberger | Bobby Williams | Richard Davis | 726001434-0-CES | 08/03/2015 | Received | Sonja Wiesenberger | Abbott Point of Care Div |  |  | Ground | Sonja Wiesenberger | REPAIR | Ordered | 04P75-30 | I-Stat 1 Analyzer | 1 | 1 | 2100 | Winter Haven Hospital | WHH | WHH-Laboratory Services
36823 | 08/05/2015 10:01 AM | poc Brian Doherty | 08/05/2015 10:01 AM | On Site | Barbara Whitehead | Mary Emery | Mary Emery | 755002610-0-CES | 08/05/2015 | Ordered | Barbara Whitehead | MAQUET Inc A Getinge Gp Co |  |  | On Site | Barbara Whitehead | MATERIAL | Open | D146-00-0039 | Battery Pack | 1 | 0 | 578 | South Florida Baptist Hospital | SFBH
36823 | 08/05/2015 10:01 AM | poc Brian Doherty | 08/05/2015 10:01 AM | On Site | Barbara Whitehead | Mary Emery | Mary Emery | 755002610-0-CES | 08/05/2015 | Ordered | Barbara Whitehead | MAQUET Inc A Getinge Gp Co |  |  | On Site | Barbara Whitehead | MATERIAL | Open | D997-00-0985-01 | Assy.Safety Disk English | 1 | 0 | 791.7 | South Florida Baptist Hospital | SFBH
36831 | 08/05/2015 11:15 AM | poc Barbara Schildkraut x97669 | 08/15/2015 08:00 AM | Ground | Barbara Whitehead | Mary Emery | Mary Emery | 755002612-0-CES | 08/05/2015 | Received | Barbara Whitehead | GE Healthcare IT (BIOMED ONLY) | POC: CARA |  | Ground | Barbara Whitehead | MATERIAL | Partial | 2058205-001 | BP Hose | 4 | 4 | 80 | South Florida Baptist Hospital | SFBH
36831 | 08/05/2015 11:15 AM | poc Barbara Schildkraut x97669 | 08/15/2015 08:00 AM | Ground | Barbara Whitehead | Mary Emery | Mary Emery | 755002612-0-CES | 08/05/2015 | Received | Barbara Whitehead | GE Healthcare IT (BIOMED ONLY) | POC: CARA |  | Ground | Barbara Whitehead | MATERIAL | Partial | 2058203-001 | 4 Ft. BP Hose | 5 | 5 | 72 | South Florida Baptist Hospital | SFBH
37000 | 08/11/2015 02:57 PM | Need part to repair pan handle. POC - LORI | 08/11/2015 02:57 PM | Ground | Sonja Wiesenberger | Brian Pruiett | Jay Masse | 726001453-0-CES | 08/12/2015 | Ordered | Sonja Wiesenberger | G E Walker (PMI South Inc) |  |  | Ground | Sonja Wiesenberger | MATERIAL | Ordered | EL50-002 | switch for pan handle on Quantum table | 1 | 0 | 73.33 | Winter Haven Hospital | WHH | WHH-Radiology Services
37855 | 09/14/2015 02:25 PM | For the repair of an O.R. ESU POC is Josh. rd | 09/14/2015 02:25 PM | Ground | Tonya Ward | Tom Heath | Jay Masse | 726001523-0-CES | 09/28/2015 | Ordered | Tonya Ward | Covidien (US)*** |  |  | Ground | Tonya Ward | MATERIAL | Ordered | 223500085 | contact monopolar footswitch | 2 | 0 | 9.72 | Winter Haven Hospital | WHH | WHH-SURGERY
37859 | 09/14/2015 05:58 PM | POC: BRAD D. **ON SITE SERVICE** P:1-855-700-4344 F: 251-217-9046 | 09/14/2015 05:58 PM | On Site | Tonya Ward | Pastor Angulo | John Richardson | 755002637-0-CES | 09/15/2015 | Ordered | Tonya Ward | GE Healthcare (OEC ONLY) |  |  | On Site | Tonya Ward | MATERIAL | Open | 5335509 | 9900 Interconnect Cable | 1 | 0 | 2211.75 | South Florida Baptist Hospital | SFBH
37859 | 09/14/2015 05:58 PM | POC: BRAD D. **ON SITE SERVICE** P:1-855-700-4344 F: 251-217-9046 | 09/14/2015 05:58 PM | On Site | Tonya Ward | Pastor Angulo | John Richardson | 755002637-0-CES | 09/15/2015 | Ordered | Tonya Ward | GE Healthcare (OEC ONLY) |  |  | On Site | Tonya Ward | MATERIAL | Open | SHIPPING | shipping | 1 | 0 | 110 | South Florida Baptist Hospital | SJH
38598 | 10/12/2015 03:02 PM | Philips X5-1 Ultrasound Probe was dropped and needs to be replaced Nick=POC NO CHARGE EXCHANGE - Allparts invoice 0293643. See Brenda Kans for details. Copy of invoice attached. ******PLEASE DO NOT PLACE A ORDER******** Jay M. | 10/12/2015 03:02 PM | Next Day | Brenda Kans | Gary Maultsby | Jay Masse | 726001737-0-CES | 12/09/2015 | Ordered | Brenda Kans | AllParts Medical |  |  | Next Day | Brenda Kans | MATERIAL | Ordered | 453561216303 | X5-1 Transducer NO CHARGE exchange | 1 | 0 | 0 | Winter Haven Hospital | WHH | WHH-Non Invasive Cardiology
38620 | 10/13/2015 10:00 AM | Ground, POC-Aron | 10/13/2015 10:00 AM | Ground | Brenda Kans | Mary Emery | David Booker | PCARD 38620 | 10/13/2015 | Ordered | Brenda Kans | CCFL Warehouse | Lydia |  | Ground | Brenda Kans | MATERIAL | Ordered | LQ104V1DG51 | Backlight | 1 | 0 | 19.95 | South Florida Baptist Hospital | SFBH
38620 | 10/13/2015 10:00 AM | Ground, POC-Aron | 10/13/2015 10:00 AM | Ground | Brenda Kans | Mary Emery | David Booker | PCARD 38620 | 10/13/2015 | Ordered | Brenda Kans | CCFL Warehouse | Lydia |  | Ground | Brenda Kans | MATERIAL | Ordered | LQ104V1DG51 | Backlight | 2 | 0 | 19.95 | South Florida Baptist Hospital | SFBH
38677 | 10/14/2015 02:45 PM | poc Tom Summer please fax the PO to ERS and include the address of Brandon Rehab 874 S. Parsons Ave. | 10/14/2015 02:45 PM | On Site | Tonya Ward | Mary Emery | Mary Emery | 755002666-0-CES | 10/15/2015 | Partial | Tonya Ward | ERS Inc Bio-Medical Service |  |  | On Site | Tonya Ward | MATERIAL | Partial | 78147 | Ultrasound Applicator plastic holder | 4 | 4 | 4.52 | South Florida Baptist Hospital | SFBH
38847 | 10/20/2015 11:36 AM | POC: Bisc SPO2 finger probes | 10/20/2015 11:36 AM | Ground | Sonja Wiesenberger | Amanda Wiggins | Mary Emery | 2410525 | 10/28/2015 | Ordered | Sonja Wiesenberger | BISC Integrated Service Center |  |  | Ground | Sonja Wiesenberger | MATERIAL | Ordered | 167520 | Sensor, 1863 Masimo Adult Oxi | 4 | 0 | 150 | South Florida Baptist Hospital | SFBH
39005 | 10/26/2015 10:37 AM | Shop Stock Power cord POC Keyiani | 10/26/2015 10:37 AM | Ground | Sonja Wiesenberger | Mary Emery | David Booker | 755002677-0-CES | 10/29/2015 | Ordered | Sonja Wiesenberger | Alpha Source Inc |  |  | Ground | Sonja Wiesenberger | MATERIAL | Ordered | AS0367-072 | Dash power cord | 5 | 0 | 61.79 | South Florida Baptist Hospital | SFBH
39200 | 11/02/2015 04:10 PM | OEM to provide parts and labor on site To install a new steam filter assy POC - Brian Bennetti Service Manager | 11/02/2015 04:10 PM | On Site | Sonja Wiesenberger | Balton Coleman | John Richardson | 751019513-0-CES | 11/03/2015 | Ordered | Sonja Wiesenberger | STERIS Corp |  |  | On Site | Sonja Wiesenberger | MATERIAL | Ordered | P760265859 | STEAM FILTER ASSEMBLY | 1 | 0 | 1952.11 | South Florida Baptist Hospital | SJH
39348 | 11/05/2015 03:22 PM | Ground , poc Patricia only 2 in stock at the moment. | 11/05/2015 03:22 PM | Ground | Sonja Wiesenberger | David Lavandera | David Booker | 755002688-0-CES | 11/09/2015 | Partial | Sonja Wiesenberger | Alpha Source Inc |  |  | Ground | Sonja Wiesenberger | MATERIAL | Partial | A-6513 | Lamp, 24V 150W BA15D Lamp | 1 | 1 | 15.9 | South Florida Baptist Hospital | SFBH
39348 | 11/05/2015 03:22 PM | Ground , poc Patricia only 2 in stock at the moment. | 11/05/2015 03:22 PM | Ground | Sonja Wiesenberger | David Lavandera | David Booker | 755002688-0-CES | 11/09/2015 | Partial | Sonja Wiesenberger | Alpha Source Inc |  |  | Ground | Sonja Wiesenberger | MATERIAL | Partial | A-6513 | Lamp, 24V 150W BA15D Lamp | 4 | 1 | 15.9 | South Florida Baptist Hospital | SFBH
39482 | 11/11/2015 01:27 PM | poc Litzy Lebett | 11/20/2015 07:00 AM | Ground | Sonja Wiesenberger | Mary Emery | Mary Emery | 755002694-0-CES | 11/13/2015 | Received | Sonja Wiesenberger | Bulbtronics Inc |  |  | Ground | Sonja Wiesenberger | MATERIAL | Partial | BTPE300BF | Lamp, 300W Xenon Bulb | 1 | 1 | 245 | South Florida Baptist Hospital | SFBH
39482 | 11/11/2015 01:27 PM | poc Litzy Lebett | 11/20/2015 07:00 AM | Ground | Sonja Wiesenberger | Mary Emery | Mary Emery | 755002694-0-CES | 11/13/2015 | Received | Sonja Wiesenberger | Bulbtronics Inc |  |  | Ground | Sonja Wiesenberger | MATERIAL | Partial | P84079-003 | Amsco Examiner 10 Bulb 150W 120V | 1 | 1 | 37.45 | South Florida Baptist Hospital | SFBH
39551 | 11/13/2015 09:52 AM | For Steris Examiner 10 Light , POC Alicia | 11/13/2015 09:52 AM | Two Day | Sonja Wiesenberger | Dennis Springsteen | David Booker | 755002694-0-CES | 11/13/2015 | Received | Sonja Wiesenberger | Bulbtronics Inc |  |  | Two Day | Sonja Wiesenberger | MATERIAL | Partial | BTPE300BF | Lamp, 300W Xenon Bulb | 1 | 1 | 245 | South Florida Baptist Hospital | SFBH
39551 | 11/13/2015 09:52 AM | For Steris Examiner 10 Light , POC Alicia | 11/13/2015 09:52 AM | Two Day | Sonja Wiesenberger | Dennis Springsteen | David Booker | 755002694-0-CES | 11/13/2015 | Received | Sonja Wiesenberger | Bulbtronics Inc |  |  | Two Day | Sonja Wiesenberger | MATERIAL | Partial | P84079-003 | Amsco Examiner 10 Bulb 150W 120V | 1 | 1 | 37.45 | South Florida Baptist Hospital | SFBH
40019 | 12/04/2015 09:25 AM | Damage, needs to be replaced POC: Irene and Kent (Email) Replacement parts needed to maintain exam tables. (JM) | 12/04/2015 09:25 AM | Ground | Brenda Kans | Danielle Ohara | Richard Davis | PCARD 40019 | 12/08/2015 | Ordered | Brenda Kans | Midmark Corp |  |  | Ground | Brenda Kans | MATERIAL | Ordered | 053-0848-00 | step tread | 1 | 0 | 46.4 | Winter Haven Hospital | WHH | WHH-Family Health Winter Haven
40019 | 12/04/2015 09:25 AM | Damage, needs to be replaced POC: Irene and Kent (Email) Replacement parts needed to maintain exam tables. (JM) | 12/04/2015 09:25 AM | Ground | Brenda Kans | Danielle Ohara | Richard Davis | PCARD 40019 | 12/08/2015 | Ordered | Brenda Kans | Midmark Corp |  |  | Ground | Brenda Kans | MATERIAL | Ordered | 002-0597-233 | Upholstered top; dusty blue | 1 | 0 | 1137 | Winter Haven Hospital | WHH | WHH-Family Health Winter Haven
40019 | 12/04/2015 09:25 AM | Damage, needs to be replaced POC: Irene and Kent (Email) Replacement parts needed to maintain exam tables. (JM) | 12/04/2015 09:25 AM | Ground | Brenda Kans | Danielle Ohara | Richard Davis | PCARD 40019 | 12/08/2015 | Ordered | Brenda Kans | Midmark Corp |  |  | Ground | Brenda Kans | MATERIAL | Ordered | 002-0292-233 | Upholstered Footpad; dusty blue | 1 | 0 | 143 | Winter Haven Hospital | WHH | WHH-Family Health Winter Haven
40019 | 12/04/2015 09:25 AM | Damage, needs to be replaced POC: Irene and Kent (Email) Replacement parts needed to maintain exam tables. (JM) | 12/04/2015 09:25 AM | Ground | Brenda Kans | Danielle Ohara | Richard Davis | PCARD 40019 | 12/08/2015 | Ordered | Brenda Kans | Midmark Corp |  |  | Ground | Brenda Kans | MATERIAL | Ordered | 053-0848-00 | step tread | 5 | 0 | 46.4 | Winter Haven Hospital | WHH | WHH-Family Health Winter Haven
40019 | 12/04/2015 09:25 AM | Damage, needs to be replaced POC: Irene and Kent (Email) Replacement parts needed to maintain exam tables. (JM) | 12/04/2015 09:25 AM | Ground | Brenda Kans | Danielle Ohara | Richard Davis | PCARD 40019 | 12/08/2015 | Ordered | Brenda Kans | Midmark Corp |  |  | Ground | Brenda Kans | MATERIAL | Ordered | 002-0597-233 | Upholstered top; dusty blue | 2 | 0 | 1137 | Winter Haven Hospital | WHH | WHH-Family Health Winter Haven
40019 | 12/04/2015 09:25 AM | Damage, needs to be replaced POC: Irene and Kent (Email) Replacement parts needed to maintain exam tables. (JM) | 12/04/2015 09:25 AM | Ground | Brenda Kans | Danielle Ohara | Richard Davis | PCARD 40019 | 12/08/2015 | Ordered | Brenda Kans | Midmark Corp |  |  | Ground | Brenda Kans | MATERIAL | Ordered | 002-0292-233 | Upholstered Footpad; dusty blue | 2 | 0 | 143 | Winter Haven Hospital | WHH | WHH-Family Health Winter Haven
40486 | 12/22/2015 01:09 PM | One is needed to complete the repair of a Welch Allyn Vital Signs Monitor. Four are for CES stock. BISC=POC | 12/22/2015 01:09 PM | Ground | Sonja Wiesenberger | Gary Maultsby | Jay Masse | RQC2471887 | 12/28/2015 | Ordered | Sonja Wiesenberger | BISC Integrated Service Center |  |  | Ground | Sonja Wiesenberger | MATERIAL | Ordered | 118283 | SPO2 Probes | 1 | 0 | 114.58 | Winter Haven Hospital | WHH | WHH-REHAB SERVICES MAIN
40486 | 12/22/2015 01:09 PM | One is needed to complete the repair of a Welch Allyn Vital Signs Monitor. Four are for CES stock. BISC=POC | 12/22/2015 01:09 PM | Ground | Sonja Wiesenberger | Gary Maultsby | Jay Masse | RQC2471887 | 12/28/2015 | Ordered | Sonja Wiesenberger | BISC Integrated Service Center |  |  | Ground | Sonja Wiesenberger | MATERIAL | Ordered | 118283 | SPO2 Probes | 4 | 0 | 114.58 | Winter Haven Hospital | WHH | WHH-REHAB SERVICES MAIN
40834 | 01/06/2016 02:14 PM | Needed as a spare for the Philips Telemetry System Website=POC | 01/06/2016 02:14 PM | Ground | Brenda Kans | Gary Maultsby | Jay Masse | PCARD 40834 | 01/11/2016 | Open | Brenda Kans | Amazon.com |  |  | Ground | Brenda Kans | MATERIAL | Open | HPLASERJETP3015DNPRINTER | Laser Jet Printer | 1 | 0 | 479.94 | Winter Haven Hospital | WHH | WHH-Virtual ICU CMU
40884 | 01/08/2016 10:36 AM | poc Tim | 01/12/2016 07:00 AM | Ground | Lauren Winslow | Mary Emery | Mary Emery | 755002729-0-CES | 01/08/2016 | Partial | Lauren Winslow | GE Healthcare IT (BIOMED ONLY) |  |  | Ground | Lauren Winslow | MATERIAL | Partial | 2056873-001 | battery charger | 1 | 1 | 543.46 | South Florida Baptist Hospital | SFBH
40884 | 01/08/2016 10:36 AM | poc Tim | 01/12/2016 07:00 AM | Ground | Lauren Winslow | Mary Emery | Mary Emery | 755002729-0-CES | 01/08/2016 | Partial | Lauren Winslow | GE Healthcare IT (BIOMED ONLY) |  |  | Ground | Lauren Winslow | MATERIAL | Partial | 2017857-002 | Battery, GE, 11.1V/3520mAh | 5 | 0 | 253.16 | South Florida Baptist Hospital | SFBH
40884 | 01/08/2016 10:36 AM | poc Tim | 01/12/2016 07:00 AM | Ground | Lauren Winslow | Mary Emery | Mary Emery | 755002729-0-CES | 01/08/2016 | Partial | Lauren Winslow | GE Healthcare IT (BIOMED ONLY) |  |  | Ground | Lauren Winslow | MATERIAL | Partial | 2026653-042 | Handle | 1 | 1 | 78.19 | South Florida Baptist Hospital | SFBH
40964 | 01/12/2016 02:08 PM | poc Micah W. | 01/15/2016 07:00 AM | On Site | Sonja Wiesenberger | John Richardson | David Booker | 755002733-0-CES | 01/13/2016 | Reopen | Sonja Wiesenberger | GE Healthcare (DI ONLY) |  |  | On Site | Sonja Wiesenberger | MATERIAL | Ordered | 300GB | Image drive | 2 | 0 | 1491.05 | South Florida Baptist Hospital | SFBH
41158 | 01/19/2016 10:03 AM | Needed for repair of GE MAC 5500 EKG and CES Stock Sarah Barnett=POC | 01/19/2016 10:03 AM | Ground | Sonja Wiesenberger | Gary Maultsby | Richard Davis | 726001821-0-CES | 01/27/2016 | Ordered | Sonja Wiesenberger | Carefusion 2200 Inc |  |  | Ground | Sonja Wiesenberger | MATERIAL | Ordered | 2016032-001 | EKG lead wire/banana plug | 1 | 0 | 262.5 | Winter Haven Hospital | WHH | WHH-Non Invasive Cardiology
41158 | 01/19/2016 10:03 AM | Needed for repair of GE MAC 5500 EKG and CES Stock Sarah Barnett=POC | 01/19/2016 10:03 AM | Ground | Sonja Wiesenberger | Gary Maultsby | Richard Davis | 726001821-0-CES | 01/27/2016 | Ordered | Sonja Wiesenberger | Carefusion 2200 Inc |  |  | Ground | Sonja Wiesenberger | MATERIAL | Ordered | 2016032-001 | EKG lead wire/banana plug | 1 | 0 | 262.5 | Winter Haven Hospital | WHH | WHH-Non Invasive Cardiology
41158 | 01/19/2016 10:03 AM | Needed for repair of GE MAC 5500 EKG and CES Stock Sarah Barnett=POC | 01/19/2016 10:03 AM | Ground | Sonja Wiesenberger | Gary Maultsby | Richard Davis | 726001821-0-CES | 01/27/2016 | Ordered | Sonja Wiesenberger | Carefusion 2200 Inc |  |  | Ground | Sonja Wiesenberger | MATERIAL | Ordered | 2016032-001 | EKG lead wire/banana plug | 2 | 0 | 262.5 | Winter Haven Hospital | WHH | WHH-Non Invasive Cardiology
41158 | 01/19/2016 10:03 AM | Needed for repair of GE MAC 5500 EKG and CES Stock Sarah Barnett=POC | 01/19/2016 10:03 AM | Ground | Sonja Wiesenberger | Gary Maultsby | Richard Davis | 726001821-0-CES | 01/27/2016 | Ordered | Sonja Wiesenberger | Carefusion 2200 Inc |  |  | Ground | Sonja Wiesenberger | MATERIAL | Ordered | 2016560-001 | Cable , Acquisition Interface | 2 | 0 | 240 | Winter Haven Hospital | WHH | WHH-Non Invasive Cardiology
41158 | 01/19/2016 10:03 AM | Needed for repair of GE MAC 5500 EKG and CES Stock Sarah Barnett=POC | 01/19/2016 10:03 AM | Ground | Sonja Wiesenberger | Gary Maultsby | Richard Davis | 726001821-0-CES | 01/27/2016 | Ordered | Sonja Wiesenberger | Carefusion 2200 Inc |  |  | Ground | Sonja Wiesenberger | MATERIAL | Ordered | 2066867-010 | Alligator clip 10/set | 2 | 0 | 40 | Winter Haven Hospital | WHH | WHH-Non Invasive Cardiology
41401 | 01/27/2016 08:48 AM | Need assessment on MRI table release POC: Rich Davis | 01/27/2016 08:48 AM | On Site | Sonja Wiesenberger | John Richardson | John Richardson | 726001838-0-CES | 01/27/2016 | Reopen | Sonja Wiesenberger | GE Healthcare (DI ONLY) |  |  | On Site | Sonja Wiesenberger | MATERIAL | Open | 46-271946P1 | Filter - Resevoir | 1 | 0 | 6 | Bartow Regional Medical Center | BRMC
41401 | 01/27/2016 08:48 AM | Need assessment on MRI table release POC: Rich Davis | 01/27/2016 08:48 AM | On Site | Sonja Wiesenberger | John Richardson | John Richardson | 726001838-0-CES | 01/27/2016 | Reopen | Sonja Wiesenberger | GE Healthcare (DI ONLY) |  |  | On Site | Sonja Wiesenberger | MATERIAL | Open | 46-256047P1 | Mobile Temp cart | 1 | 0 | 36.77 | Bartow Regional Medical Center | BRMC
41401 | 01/27/2016 08:48 AM | Need assessment on MRI table release POC: Rich Davis | 01/27/2016 08:48 AM | On Site | Sonja Wiesenberger | John Richardson | John Richardson | 726001838-0-CES | 01/27/2016 | Reopen | Sonja Wiesenberger | GE Healthcare (DI ONLY) |  |  | On Site | Sonja Wiesenberger | MATERIAL | Open | 46-271124P1 | Spring | 1 | 0 | 26.4 | Bartow Regional Medical Center | BRMC
41401 | 01/27/2016 08:48 AM | Need assessment on MRI table release POC: Rich Davis | 01/27/2016 08:48 AM | On Site | Sonja Wiesenberger | John Richardson | John Richardson | 726001838-0-CES | 01/27/2016 | Reopen | Sonja Wiesenberger | GE Healthcare (DI ONLY) |  |  | On Site | Sonja Wiesenberger | MATERIAL | Open | 46-307878G1 | Hydraulic oil and filter | 1 | 0 | 43.41 | Bartow Regional Medical Center | BRMC
41401 | 01/27/2016 08:48 AM | Need assessment on MRI table release POC: Rich Davis | 01/27/2016 08:48 AM | On Site | Sonja Wiesenberger | John Richardson | John Richardson | 726001838-0-CES | 01/27/2016 | Reopen | Sonja Wiesenberger | GE Healthcare (DI ONLY) |  |  | On Site | Sonja Wiesenberger | MATERIAL | Open | 5456541 | Drip pan | 1 | 0 | 49.46 | Bartow Regional Medical Center | BRMC
41401 | 01/27/2016 08:48 AM | Need assessment on MRI table release POC: Rich Davis | 01/27/2016 08:48 AM | On Site | Sonja Wiesenberger | John Richardson | John Richardson | 726001838-0-CES | 01/27/2016 | Reopen | Sonja Wiesenberger | GE Healthcare (DI ONLY) |  |  | On Site | Sonja Wiesenberger | MATERIAL | Open | 46-265892P1 | Dock Hook 3/8-24 | 1 | 0 | 8.26 | Bartow Regional Medical Center | BRMC
41401 | 01/27/2016 08:48 AM | Need assessment on MRI table release POC: Rich Davis | 01/27/2016 08:48 AM | On Site | Sonja Wiesenberger | John Richardson | John Richardson | 726001838-0-CES | 01/27/2016 | Reopen | Sonja Wiesenberger | GE Healthcare (DI ONLY) |  |  | On Site | Sonja Wiesenberger | MATERIAL | Open | 2348919 | Damper Cylinder Assy | 1 | 0 | 314.19 | Bartow Regional Medical Center | BRMC
41401 | 01/27/2016 08:48 AM | Need assessment on MRI table release POC: Rich Davis | 01/27/2016 08:48 AM | On Site | Sonja Wiesenberger | John Richardson | John Richardson | 726001838-0-CES | 01/27/2016 | Reopen | Sonja Wiesenberger | GE Healthcare (DI ONLY) |  |  | On Site | Sonja Wiesenberger | MATERIAL | Open | 46-230006P2 | Hydraulic lubricating oil | 1 | 0 | 43.57 | Bartow Regional Medical Center | BRMC
41410 | 01/27/2016 10:39 AM | poc Jeff SFBH 1697501 T: (800) 482-4822 F: (800) 447-7825 | 01/27/2016 10:39 AM | Ground | Lauren Winslow | George Rivera | David Booker | 755002750-0-CES | 01/29/2016 | Received | Lauren Winslow | CareFusion Alaris |  |  | Ground | Lauren Winslow | MATERIAL | Partial | 49000222 | Alaris 8100 Door latch assembly | 6 | 6 | 48.67 | South Florida Baptist Hospital | SFBH
41410 | 01/27/2016 10:39 AM | poc Jeff SFBH 1697501 T: (800) 482-4822 F: (800) 447-7825 | 01/27/2016 10:39 AM | Ground | Lauren Winslow | George Rivera | David Booker | 755002750-0-CES | 01/29/2016 | Received | Lauren Winslow | CareFusion Alaris |  |  | Ground | Lauren Winslow | MATERIAL | Partial | 147077-100 | Alaris IUI Connector (male) | 12 | 12 | 13.65 | South Florida Baptist Hospital | SFBH
41410 | 01/27/2016 10:39 AM | poc Jeff SFBH 1697501 T: (800) 482-4822 F: (800) 447-7825 | 01/27/2016 10:39 AM | Ground | Lauren Winslow | George Rivera | David Booker | 755002750-0-CES | 01/29/2016 | Received | Lauren Winslow | CareFusion Alaris |  |  | Ground | Lauren Winslow | MATERIAL | Partial | 147078-100 | Alaris IUI Connector - Female | 12 | 12 | 13.65 | South Florida Baptist Hospital | SFBH
41410 | 01/27/2016 10:39 AM | poc Jeff SFBH 1697501 T: (800) 482-4822 F: (800) 447-7825 | 01/27/2016 10:39 AM | Ground | Lauren Winslow | George Rivera | David Booker | 755002750-0-CES | 01/29/2016 | Received | Lauren Winslow | CareFusion Alaris |  |  | Ground | Lauren Winslow | MATERIAL | Partial | 145997-101 | Assy Batt Pack NIMH | 6 | 6 | 69.95 | South Florida Baptist Hospital | SFBH
41410 | 01/27/2016 10:39 AM | poc Jeff SFBH 1697501 T: (800) 482-4822 F: (800) 447-7825 | 01/27/2016 10:39 AM | Ground | Lauren Winslow | George Rivera | David Booker | 755002750-0-CES | 01/29/2016 | Received | Lauren Winslow | CareFusion Alaris |  |  | Ground | Lauren Winslow | MATERIAL | Partial | 147087-100 | 8100 Motor/Gear coupling | 2 | 2 | 29.17 | South Florida Baptist Hospital | SFBH
41822 | 02/09/2016 10:04 AM | Avance Anesthesia test equipment.P.O.C.=Glenn | 02/09/2016 10:04 AM | Ground | Sue McCabe | Tom Heath | Richard Davis | 726001888-0-CES | 02/12/2016 | Received | Sue McCabe | GE Healthcare (DI ONLY) |  |  | Ground | Sue McCabe | MATERIAL | Partial | 0309-1319-800 | Negative pressure leak test device | 1 | 1 | 103.24 | Winter Haven Hospital | WHH | WHH-Clinical Engineering Services
41822 | 02/09/2016 10:04 AM | Avance Anesthesia test equipment.P.O.C.=Glenn | 02/09/2016 10:04 AM | Ground | Sue McCabe | Tom Heath | Richard Davis | 726001888-0-CES | 02/12/2016 | Received | Sue McCabe | GE Healthcare (DI ONLY) |  |  | Ground | Sue McCabe | MATERIAL | Partial | 1504-3011-000 | Airway Pressure Sensing Tee | 1 | 1 | 3.06 | Winter Haven Hospital | WHH | WHH-Clinical Engineering Services
41822 | 02/09/2016 10:04 AM | Avance Anesthesia test equipment.P.O.C.=Glenn | 02/09/2016 10:04 AM | Ground | Sue McCabe | Tom Heath | Richard Davis | 726001888-0-CES | 02/12/2016 | Received | Sue McCabe | GE Healthcare (DI ONLY) |  |  | Ground | Sue McCabe | MATERIAL | Partial | M1210946 | Plug | 1 | 1 | 43.39 | Winter Haven Hospital | WHH | WHH-Clinical Engineering Services
41822 | 02/09/2016 10:04 AM | Avance Anesthesia test equipment.P.O.C.=Glenn | 02/09/2016 10:04 AM | Ground | Sue McCabe | Tom Heath | Richard Davis | 726001888-0-CES | 02/12/2016 | Received | Sue McCabe | GE Healthcare (DI ONLY) |  |  | Ground | Sue McCabe | MATERIAL | Partial | 1407-7013-000 | Leak Test Tool | 1 | 1 | 1151.34 | Winter Haven Hospital | WHH | WHH-Clinical Engineering Services
42218 | 02/22/2016 03:38 PM | Part needed for a down dialysis unit. POC = Tonya | 02/22/2016 03:38 PM | Next Day | Sue McCabe | Jay Masse | Jay Masse | 726001915-0-CES | 02/22/2016 | Ordered | Sue McCabe | Fresenius Medical Care North A |  |  | Next Day | Sue McCabe | MATERIAL | Ordered | 190011 | Power supply assy | 1 | 0 | 630.37 | Winter Haven Hospital | WHH | WHH-Dialysis
42256 | 02/23/2016 02:01 PM | CR cassettes are in need of repairs/refurbishing/new POC = Peter Marino Quote attached. BRMC Radiology Department to be charged, approval by Diane Gibbs 0101-34000-731050 cost center and GL information | 02/23/2016 02:01 PM | Next Day | Jennah Judd | Jay Masse | Richard Davis | 42256 | 10/18/2022 | Ordered | Jennah Judd | RPM Imaging |  |  | Next Day | Jennah Judd | MATERIAL | Ordered | RCACR2430 | refurbished 24X30 cr cassettes | 3 | 3 | 195 | Bartow Regional Medical Center | BRMC
42256 | 02/23/2016 02:01 PM | CR cassettes are in need of repairs/refurbishing/new POC = Peter Marino Quote attached. BRMC Radiology Department to be charged, approval by Diane Gibbs 0101-34000-731050 cost center and GL information | 02/23/2016 02:01 PM | Next Day | Jennah Judd | Jay Masse | Richard Davis | 42256 | 10/18/2022 | Ordered | Jennah Judd | RPM Imaging |  |  | Next Day | Jennah Judd | MATERIAL | Ordered | DS42430 | 24x30 imaging plates | 5 | 5 | 495 | Bartow Regional Medical Center | BRMC
42256 | 02/23/2016 02:01 PM | CR cassettes are in need of repairs/refurbishing/new POC = Peter Marino Quote attached. BRMC Radiology Department to be charged, approval by Diane Gibbs 0101-34000-731050 cost center and GL information | 02/23/2016 02:01 PM | Next Day | Jennah Judd | Jay Masse | Richard Davis | 42256 | 10/18/2022 | Ordered | Jennah Judd | RPM Imaging |  |  | Next Day | Jennah Judd | MATERIAL | Ordered | 37PSM | 14x17 agfa cassettes | 4 | 4 | 550 | Bartow Regional Medical Center | BRMC
42438 | 02/29/2016 01:50 PM | Needed to repair a Maquet Servoi Ventilator. Claudia=POC | 02/29/2016 01:50 PM | Two Day | Lauren Winslow | Gary Maultsby | Richard Davis | 726001931-0-CES | 03/21/2016 | Ordered | Lauren Winslow | MAQUET Inc A Getinge Gp Co |  |  | Two Day | Lauren Winslow | MATERIAL | Ordered | 6696957 | PC1772 Circuit BD, Servo i | 1 | 1 | 3486 | Winter Haven Hospital | WHH | WHH-Respiratory Care Services
42478 | 03/01/2016 01:31 PM | Parts needed for stock POC-Lisa **WHH account number- 1556901 | 03/01/2016 01:31 PM | Ground | Sue McCabe | Brian Pruiett | Jay Masse | 200019554 | 03/08/2016 | Ordered | Sue McCabe | Medline Industries Inc |  |  | Ground | Sue McCabe | MATERIAL | Ordered | WA02893000 | Probe well kit OEM 4foot | 9 | 0 | 44.59 | Winter Haven Hospital | WHH | WHH-OUTPATIENT INFUSION
42523 | 03/02/2016 02:28 PM | Part needed for scope cleaner repair. POC = John | 03/02/2016 02:28 PM | Next Day | Sue McCabe | John Campagnola | Jay Masse | 726001944-0-CES | 03/02/2016 | Ordered | Sue McCabe | Medivator Reprocessing Systems |  |  | Next Day | Sue McCabe | MATERIAL | Ordered | 36030-020 | Touch Pad | 1 | 0 | 776.85 | Bartow Regional Medical Center | BRMC
42605 | 03/04/2016 01:12 PM | poc BISC order | 03/10/2016 07:00 AM | Ground | Sonja Wiesenberger | Mary Emery | Mary Emery | RQC2551909 | 03/14/2016 | Received | Sonja Wiesenberger | BISC Integrated Service Center |  |  | Ground | Sonja Wiesenberger | MATERIAL | Partial | 2016 | Cable, Spo2 Adapter, LNC-10-GE | 4 | 4 | 160 | South Florida Baptist Hospital | SFBH
43010 | 03/18/2016 02:16 PM | POC Ann Tevich | 03/18/2016 02:16 PM | Ground | Lauren Winslow | Thomas Odaris | Jeff Ribelin | 751020543-0-CES | 03/21/2016 | Ordered | Lauren Winslow | GE Healthcare (DI ONLY) |  |  | Ground | Lauren Winslow | MATERIAL | Ordered | 5450061 | Logiq S8 Battery | 1 | 0 | 466.22 | South Florida Baptist Hospital | SJH
43215 | 03/25/2016 02:24 PM | Vendor repairs to equipment booms rm 5. Walter Approved by email 3/28/16. Work has been completed and this request is for PO to be built in Lawson only. | 03/25/2016 02:24 PM | Ground | Brenda Kans | Richard Davis | Walter Barrionuevo | 726002000-0-CES | 03/28/2016 | Ordered | Brenda Kans | Stryker Communications Div Str |  |  | Ground | Brenda Kans | MATERIAL | Ordered | 680000171 | cable kit, flat panel arm | 2 | 0 | 965.42 | Winter Haven Hospital | WHH | WHH-SURGERY
43215 | 03/25/2016 02:24 PM | Vendor repairs to equipment booms rm 5. Walter Approved by email 3/28/16. Work has been completed and this request is for PO to be built in Lawson only. | 03/25/2016 02:24 PM | Ground | Brenda Kans | Richard Davis | Walter Barrionuevo | 726002000-0-CES | 03/28/2016 | Ordered | Brenda Kans | Stryker Communications Div Str |  |  | Ground | Brenda Kans | MATERIAL | Ordered | 678000543 | PKG 19 in. Touchpanel | 1 | 0 | 2689.06 | Winter Haven Hospital | WHH | WHH-SURGERY
43215 | 03/25/2016 02:24 PM | Vendor repairs to equipment booms rm 5. Walter Approved by email 3/28/16. Work has been completed and this request is for PO to be built in Lawson only. | 03/25/2016 02:24 PM | Ground | Brenda Kans | Richard Davis | Walter Barrionuevo | 726002000-0-CES | 03/28/2016 | Ordered | Brenda Kans | Stryker Communications Div Str |  |  | Ground | Brenda Kans | MATERIAL | Ordered | 6820015748 | PKG EDS Light Susp. ceiling drop tube 200mm | 2 | 0 | 453.51 | Winter Haven Hospital | WHH | WHH-SURGERY
43215 | 03/25/2016 02:24 PM | Vendor repairs to equipment booms rm 5. Walter Approved by email 3/28/16. Work has been completed and this request is for PO to be built in Lawson only. | 03/25/2016 02:24 PM | Ground | Brenda Kans | Richard Davis | Walter Barrionuevo | 726002000-0-CES | 03/28/2016 | Ordered | Brenda Kans | Stryker Communications Div Str |  |  | Ground | Brenda Kans | MATERIAL | Ordered | 632001604 | PKG EDS Light Susp. Ceiling cover 180mm | 2 | 0 | 418.9 | Winter Haven Hospital | WHH | WHH-SURGERY
43757 | 04/13/2016 12:39 PM | Accessories needed for Cerner Go-Live. POC - David Please deliver to Bartow attn: John C. CES | 04/13/2016 12:39 PM | Two Day | Sue McCabe | Jay Masse | Jay Masse | 726002052-0-CES | 04/13/2016 | Ordered | Sue McCabe | CDW Computer Center |  |  | Two Day | Sue McCabe | MATERIAL | Ordered | 3306897 | Seal Shield Medical Grade - keyboard | 7 | 0 | 30 | Bartow Regional Medical Center | BRMC
43757 | 04/13/2016 12:39 PM | Accessories needed for Cerner Go-Live. POC - David Please deliver to Bartow attn: John C. CES | 04/13/2016 12:39 PM | Two Day | Sue McCabe | Jay Masse | Jay Masse | 726002052-0-CES | 04/13/2016 | Ordered | Sue McCabe | CDW Computer Center |  |  | Two Day | Sue McCabe | MATERIAL | Ordered | 1324776 | Seal Shield Medical Grade Washable 5-Button Scroll Mouse | 7 | 0 | 20 | Bartow Regional Medical Center | BRMC
43820 | 04/14/2016 01:43 PM | Parts needed for bed repair. POC = John Deliver to BRMC attn: John C. (CES) | 04/14/2016 01:43 PM | Ground | Sue McCabe | John Campagnola | Jay Masse | 726002061-0-CES | 04/18/2016 | Ordered | Sue McCabe | Joerns Healthcare Inc |  |  | Ground | Sue McCabe | MATERIAL | Ordered | 210-0020 | Gasket | 1 | 0 | 14.06 | Bartow Regional Medical Center | BRMC
43820 | 04/14/2016 01:43 PM | Parts needed for bed repair. POC = John Deliver to BRMC attn: John C. (CES) | 04/14/2016 01:43 PM | Ground | Sue McCabe | John Campagnola | Jay Masse | 726002061-0-CES | 04/18/2016 | Ordered | Sue McCabe | Joerns Healthcare Inc |  |  | Ground | Sue McCabe | MATERIAL | Ordered | 210-0020 | Gasket | 2 | 0 | 14.04 | Bartow Regional Medical Center | BRMC
43820 | 04/14/2016 01:43 PM | Parts needed for bed repair. POC = John Deliver to BRMC attn: John C. (CES) | 04/14/2016 01:43 PM | Ground | Sue McCabe | John Campagnola | Jay Masse | 726002061-0-CES | 04/18/2016 | Ordered | Sue McCabe | Joerns Healthcare Inc |  |  | Ground | Sue McCabe | MATERIAL | Ordered | 217-0003 | O-rings | 8 | 0 | 0.19 | Bartow Regional Medical Center | BRMC
43820 | 04/14/2016 01:43 PM | Parts needed for bed repair. POC = John Deliver to BRMC attn: John C. (CES) | 04/14/2016 01:43 PM | Ground | Sue McCabe | John Campagnola | Jay Masse | 726002061-0-CES | 04/18/2016 | Ordered | Sue McCabe | Joerns Healthcare Inc |  |  | Ground | Sue McCabe | MATERIAL | Ordered | 217-0003 | O-rings | 8 | 0 | 0.19 | Bartow Regional Medical Center | BRMC
43943 | 04/19/2016 03:14 PM | Please build this PO request only in AIMS. DO NOT ORDER. This is a duplicate order that was placed using PO#260488535-0-ces. See Brenda for any questions. Duplicate order supplies will be kept...Thanks, Jay | 04/19/2016 03:14 PM | Ground | Sonja Wiesenberger | Jay Masse | Jay Masse | 726002074-0-CES | 04/21/2016 | Ordered | Sonja Wiesenberger | Fresenius Medical Care North A |  |  | Ground | Sonja Wiesenberger | MATERIAL | Ordered | M30661 | Clamping Piece Tube holder | 3 | 0 | 3.42 | Winter Haven Hospital | WHH | WHH-Dialysis
43943 | 04/19/2016 03:14 PM | Please build this PO request only in AIMS. DO NOT ORDER. This is a duplicate order that was placed using PO#260488535-0-ces. See Brenda for any questions. Duplicate order supplies will be kept...Thanks, Jay | 04/19/2016 03:14 PM | Ground | Sonja Wiesenberger | Jay Masse | Jay Masse | 726002074-0-CES | 04/21/2016 | Ordered | Sonja Wiesenberger | Fresenius Medical Care North A |  |  | Ground | Sonja Wiesenberger | MATERIAL | Ordered | 671797 | Clamp Shaft | 3 | 0 | 4.43 | Winter Haven Hospital | WHH | WHH-Dialysis
43943 | 04/19/2016 03:14 PM | Please build this PO request only in AIMS. DO NOT ORDER. This is a duplicate order that was placed using PO#260488535-0-ces. See Brenda for any questions. Duplicate order supplies will be kept...Thanks, Jay | 04/19/2016 03:14 PM | Ground | Sonja Wiesenberger | Jay Masse | Jay Masse | 726002074-0-CES | 04/21/2016 | Ordered | Sonja Wiesenberger | Fresenius Medical Care North A |  |  | Ground | Sonja Wiesenberger | MATERIAL | Ordered | 671796 | Spring for bld pump tubing | 3 | 0 | 4.43 | Winter Haven Hospital | WHH | WHH-Dialysis
44078 | 04/25/2016 01:25 PM | Accessories needed for Emergency Department overflow. POC = Tom Please charge Emergency Department account = 6100-23100 | 04/25/2016 01:25 PM | Ground | Lauren Winslow | Jay Masse | Jay Masse | 726002087-0-CES | 04/25/2016 | Ordered | Lauren Winslow | Datex-Ohmeda Inc Div GE Health |  |  | Ground | Lauren Winslow | MATERIAL | Ordered | TS-F4-GE | SPO2 FINGER SENSOR | 8 | 0 | 154 | Winter Haven Hospital | WHH | WHH-Emergency Service
44129 | 04/26/2016 12:19 PM | PO Needed to cover service performed under good faith. HV tank was replaced. Optima 220 portable Issue: HV tank leaking Amount: $9,847.59 SID: 813757OPT1 GE SR: 1-182403872691 Part # used: 5351748 POC Micah 813-508-5409 This request approved by R. Orner 7/19/16 by email 12:46 am | 04/26/2016 12:19 PM | On Site | Lauren Winslow | Doug Sommerfield | Randell Orner | 755002887-0-CES | 07/19/2016 | Ordered | Lauren Winslow | GE Healthcare (DI ONLY) |  |  | On Site | Lauren Winslow | MATERIAL | Ordered | 5351748 | HV Tank | 1 | 0 | 9847.59 | South Florida Baptist Hospital | SFBH
44177 | 04/27/2016 02:32 PM | Surgical microscope is down. POC = Glenn Carella | 04/27/2016 02:32 PM | Next Day | Sue McCabe | John Campagnola | Jay Masse | 726002096-0-CES | 04/27/2016 | Ordered | Sue McCabe | Leica Microsystems Inc |  |  | Next Day | Sue McCabe | MATERIAL | Ordered | 10635924 | Connection cable | 1 | 0 | 934 | Bartow Regional Medical Center | WHH | WHH-SURGERY
45050 | 05/25/2016 09:20 AM | Needed to repair a GE MAC 5500 EKG Lisa=POC | 05/25/2016 09:20 AM | Ground | Sue McCabe | Gary Maultsby | Jay Masse | 726002159-0-CES | 05/26/2016 | Partial | Sue McCabe | GE Healthcare (DI ONLY) |  |  | Ground | Sue McCabe | MATERIAL | Partial | 801212-008 | Main PCB MAC 5500 | 1 | 1 | 1520 | Winter Haven Hospital | WHH | WHH-Non Invasive Cardiology
45050 | 05/25/2016 09:20 AM | Needed to repair a GE MAC 5500 EKG Lisa=POC | 05/25/2016 09:20 AM | Ground | Sue McCabe | Gary Maultsby | Jay Masse | 726002159-0-CES | 05/26/2016 | Partial | Sue McCabe | GE Healthcare (DI ONLY) |  |  | Ground | Sue McCabe | MATERIAL | Partial | 2026831-008 | verison 10B software SD card | 1 | 0 | 68 | Winter Haven Hospital | WHH | WHH-Non Invasive Cardiology
45083 | 05/26/2016 10:00 AM | Parts needed for Bi Pap unit POC Joe Phillips | 05/26/2016 10:00 AM | Ground | Lauren Winslow | John Campagnola | Jay Masse | 726002169-0-CES | 05/26/2016 | Ordered | Lauren Winslow | Philips Respironics |  |  | Ground | Lauren Winslow | MATERIAL | Ordered | 582135 | Front Panel Enclosure | 1 | 0 | 204 | Bartow Regional Medical Center | BRMC
45083 | 05/26/2016 10:00 AM | Parts needed for Bi Pap unit POC Joe Phillips | 05/26/2016 10:00 AM | Ground | Lauren Winslow | John Campagnola | Jay Masse | 726002169-0-CES | 05/26/2016 | Ordered | Lauren Winslow | Philips Respironics |  |  | Ground | Lauren Winslow | MATERIAL | Ordered | 582151 | Keypad, Touch Panel, | 1 | 0 | 293 | Bartow Regional Medical Center | BRMC
45130 | 05/27/2016 12:08 PM | For the Echo team to have for inspection of the TEE Probes. P.O.C.=JR | 05/27/2016 12:08 PM | Ground | Lauren Winslow | Tom Heath | Jay Masse | 726002178-0-CES | 05/27/2016 | Reopen | Lauren Winslow | W W Grainger Inc |  |  | Ground | Lauren Winslow | MATERIAL | Ordered | 19MT19 | Light magnifier LED | 2 | 0 | 265.75 | Winter Haven Hospital | WHH | WHH-Non Invasive Cardiology
45235 | 06/01/2016 03:58 PM | Room down parts need over night ship. POC - Annett See attached Quote Ref#324510 Emergency PO 726001722-0-ces Part has been ordered by Brian Pruiett. Unable to test modality for Cerner go live integration. | 06/01/2016 03:58 PM | Next Day AM | Lauren Winslow | John Campagnola | Jay Masse | 726002188-0-CES | 06/01/2016 | Ordered | Lauren Winslow | AllParts Medical |  |  | Next Day AM | Lauren Winslow | MATERIAL | Ordered | 46-27633464 | floppy disk module | 1 | 0 | 550 | Bartow Regional Medical Center | BRMC
45235 | 06/01/2016 03:58 PM | Room down parts need over night ship. POC - Annett See attached Quote Ref#324510 Emergency PO 726001722-0-ces Part has been ordered by Brian Pruiett. Unable to test modality for Cerner go live integration. | 06/01/2016 03:58 PM | Next Day AM | Lauren Winslow | John Campagnola | Jay Masse | 726002188-0-CES | 06/01/2016 | Ordered | Lauren Winslow | AllParts Medical |  |  | Next Day AM | Lauren Winslow | MATERIAL | Ordered | 46-232600G1-1 | asc biu pcb | 1 | 0 | 382.5 | Bartow Regional Medical Center | BRMC
45267 | 06/02/2016 01:22 PM | Defibrillator battery replacements. POC Jonathan @ Physio Control | 06/02/2016 01:22 PM | Next Day | Sonja Wiesenberger | April Scott | David Booker | 755002851-0-CES | 06/02/2016 | Received | Sonja Wiesenberger | Physio-Control Inc |  |  | Next Day | Sonja Wiesenberger | MATERIAL | Partial | 11141-000068 | Battery, LP20, NIMH | 5 | 5 | 180.6 | South Florida Baptist Hospital | SFBH
45327 | 06/06/2016 08:28 AM | Needed for CES Emergency stock BISC=POC | 06/06/2016 08:28 AM | Ground | Sonja Wiesenberger | Gary Maultsby | Jay Masse | RQC2644058 | 06/08/2016 | Ordered | Sonja Wiesenberger | BISC Integrated Service Center |  |  | Ground | Sonja Wiesenberger | MATERIAL | Ordered | 118283 | SPO2 Probes | 2 | 0 | 114.52 | Winter Haven Hospital | WHH | WHH-MICU
45403 | 06/08/2016 08:20 AM | the Battery needs to be replaced . POC- Alan | 06/08/2016 08:20 AM | Ground | Sue McCabe | John Campagnola | Jay Masse | 726002203-0-CES | 06/09/2016 | Ordered | Sue McCabe | Gigowski Battery LLC |  |  | Ground | Sue McCabe | MATERIAL | Ordered | SLA1055 | 12 volt 5 amp agm battery | 1 | 0 | 19.99 | Winter Haven Hospital | BRMC
45607 | 06/14/2016 02:22 PM | POC: Geciane Kay | 06/14/2016 02:22 PM | Next Day | Sue McCabe | Emanuel Colon | David Booker | 755002858-0-CES | 06/14/2016 | Ordered | Sue McCabe | Liebel-Flarsheim Co LLC |  |  | Next Day | Sue McCabe | MATERIAL | Ordered | 903180SR | Powerhead cable, Illumena Injector | 1 | 0 | 3317.49 | South Florida Baptist Hospital | SFBH
45689 | 06/17/2016 08:20 AM | bisc order | 06/24/2016 08:00 AM | Ground | Sonja Wiesenberger | Mary Emery | David Booker | 726002223-0-CES | 06/22/2016 | Received | Sonja Wiesenberger | BISC Integrated Service Center |  |  | Ground | Sonja Wiesenberger | MATERIAL | Partial | 167520 | Sensor, 1863 Masimo Adult Oxi | 3 | 3 | 150 | South Florida Baptist Hospital | SFBH
46041 | 06/28/2016 02:47 PM | POC: Richard | 06/28/2016 02:47 PM | Next Day | Sue McCabe | Mary Emery | David Booker | 755002871-0-CES | 06/28/2016 | Reopen | Sue McCabe | Liebel-Flarsheim Co LLC |  |  | Next Day | Sue McCabe | MATERIAL | Ordered | 903070 | Motor Assy, Illumena injector | 1 | 0 | 4387.12 | South Florida Baptist Hospital | SFBH
4613 | 09/14/2011 10:48 AM | POC: Cindy Steris T: (800) 333-8828 F: (440) 639-4450 Acct: 28320 TAG BC49112 WO 182581 ship ground | 09/14/2011 08:00 AM | Ground | Barbara Whitehead | Al Schnut | David Booker | 755001395-0-CES | 09/14/2011 | Received | Barbara Whitehead | STERIS Corp |  |  | Ground | Barbara Whitehead | MATERIAL | Partial | P764324895 | valve repair kit | 1 | 1 | 151.15 | South Florida Baptist Hospital | SFBH
4613 | 09/14/2011 10:48 AM | POC: Cindy Steris T: (800) 333-8828 F: (440) 639-4450 Acct: 28320 TAG BC49112 WO 182581 ship ground | 09/14/2011 08:00 AM | Ground | Barbara Whitehead | Al Schnut | David Booker | 755001395-0-CES | 09/14/2011 | Received | Barbara Whitehead | STERIS Corp |  |  | Ground | Barbara Whitehead | MATERIAL | Partial | P764324895 | valve repair kit | 1 | 1 | 151.15 | South Florida Baptist Hospital | SFBH
4613 | 09/14/2011 10:48 AM | POC: Cindy Steris T: (800) 333-8828 F: (440) 639-4450 Acct: 28320 TAG BC49112 WO 182581 ship ground | 09/14/2011 08:00 AM | Ground | Barbara Whitehead | Al Schnut | David Booker | 755001395-0-CES | 09/14/2011 | Received | Barbara Whitehead | STERIS Corp |  |  | Ground | Barbara Whitehead | MATERIAL | Partial | P764317-688 | repair kit, Valve S2 STERLIZER | 1 | 1 | 136.75 | South Florida Baptist Hospital | SFBH
4613 | 09/14/2011 10:48 AM | POC: Cindy Steris T: (800) 333-8828 F: (440) 639-4450 Acct: 28320 TAG BC49112 WO 182581 ship ground | 09/14/2011 08:00 AM | Ground | Barbara Whitehead | Al Schnut | David Booker | 755001395-0-CES | 09/14/2011 | Received | Barbara Whitehead | STERIS Corp |  |  | Ground | Barbara Whitehead | MATERIAL | Partial | P764317-688 | repair kit, Valve S2 STERLIZER | 1 | 1 | 136.75 | South Florida Baptist Hospital | SFBH
4613 | 09/14/2011 10:48 AM | POC: Cindy Steris T: (800) 333-8828 F: (440) 639-4450 Acct: 28320 TAG BC49112 WO 182581 ship ground | 09/14/2011 08:00 AM | Ground | Barbara Whitehead | Al Schnut | David Booker | 755001395-0-CES | 09/14/2011 | Received | Barbara Whitehead | STERIS Corp |  |  | Ground | Barbara Whitehead | MATERIAL | Partial | P764071-001 | Repair Kit S16 or S3 STERILIZE | 1 | 1 | 170.05 | South Florida Baptist Hospital | SFBH
4613 | 09/14/2011 10:48 AM | POC: Cindy Steris T: (800) 333-8828 F: (440) 639-4450 Acct: 28320 TAG BC49112 WO 182581 ship ground | 09/14/2011 08:00 AM | Ground | Barbara Whitehead | Al Schnut | David Booker | 755001395-0-CES | 09/14/2011 | Received | Barbara Whitehead | STERIS Corp |  |  | Ground | Barbara Whitehead | MATERIAL | Partial | P764071-001 | Repair Kit S16 or S3 STERILIZE | 1 | 1 | 170.05 | South Florida Baptist Hospital | SFBH
4613 | 09/14/2011 10:48 AM | POC: Cindy Steris T: (800) 333-8828 F: (440) 639-4450 Acct: 28320 TAG BC49112 WO 182581 ship ground | 09/14/2011 08:00 AM | Ground | Barbara Whitehead | Al Schnut | David Booker | 755001395-0-CES | 09/14/2011 | Received | Barbara Whitehead | STERIS Corp |  |  | Ground | Barbara Whitehead | MATERIAL | Partial | P764326-619 | WATER PM KIT sterilizer | 1 | 1 | 159.25 | South Florida Baptist Hospital | SFBH
4613 | 09/14/2011 10:48 AM | POC: Cindy Steris T: (800) 333-8828 F: (440) 639-4450 Acct: 28320 TAG BC49112 WO 182581 ship ground | 09/14/2011 08:00 AM | Ground | Barbara Whitehead | Al Schnut | David Booker | 755001395-0-CES | 09/14/2011 | Received | Barbara Whitehead | STERIS Corp |  |  | Ground | Barbara Whitehead | MATERIAL | Partial | P764326-480 | EXHAUST PM KIT sterlizer | 1 | 1 | 277.15 | South Florida Baptist Hospital | SFBH
4613 | 09/14/2011 10:48 AM | POC: Cindy Steris T: (800) 333-8828 F: (440) 639-4450 Acct: 28320 TAG BC49112 WO 182581 ship ground | 09/14/2011 08:00 AM | Ground | Barbara Whitehead | Al Schnut | David Booker | 755001395-0-CES | 09/14/2011 | Received | Barbara Whitehead | STERIS Corp |  |  | Ground | Barbara Whitehead | MATERIAL | Partial | P764326-475 | steam PM kit | 1 | 1 | 257.35 | South Florida Baptist Hospital | SFBH
46491 | 07/13/2016 03:34 PM | Part needed for repair (shop stock) POC- Julia | 07/13/2016 03:34 PM | Ground | Lauren Winslow | Brian Pruiett | Brian Pruiett | 726002271-0-CES | 07/14/2016 | Ordered | Lauren Winslow | Medtronic Inc |  |  | Ground | Lauren Winslow | MATERIAL | Ordered | 382491 | Power Supply, Kangaroo E pump | 1 | 0 | 35 | Winter Haven Hospital | WHH | WHH-Sterile Processing
46491 | 07/13/2016 03:34 PM | Part needed for repair (shop stock) POC- Julia | 07/13/2016 03:34 PM | Ground | Lauren Winslow | Brian Pruiett | Brian Pruiett | 726002271-0-CES | 07/14/2016 | Ordered | Lauren Winslow | Medtronic Inc |  |  | Ground | Lauren Winslow | MATERIAL | Ordered | 382491 | Power Supply, Kangaroo E pump | 1 | 0 | 35 | Winter Haven Hospital | WHH | WHH-Sterile Processing
46842 | 07/25/2016 11:18 AM | The cord is damaged on the otoscope and needs to be replaced . Pricing from website. $161.00 | 07/25/2016 11:18 AM | Ground | Sue McCabe | John Campagnola | Jay Masse | 726002313-0-CES | 07/27/2016 | Ordered | Sue McCabe | Welch Allyn Inc |  |  | Ground | Sue McCabe | MATERIAL | Ordered | 104299 | Handle assy | 1 | 0 | 161 | Bartow Regional Medical Center | BRMC
47003 | 07/29/2016 09:25 AM | the otoscope wires are non repairable it will need a new handle .Pricing is from welch allyn website . the part # 104299 cost $161 | 07/29/2016 09:25 AM | Ground | Sue McCabe | John Campagnola | Brian Pruiett | 726002327-0-CES | 08/02/2016 | Ordered | Sue McCabe | Welch Allyn Inc |  |  | Ground | Sue McCabe | MATERIAL | Ordered | 104299 | Handle assy | 1 | 0 | 161 | Bartow Regional Medical Center | BRMC
47038 | 08/01/2016 08:51 AM | part needed for bed repair poc=Alaynna | 08/01/2016 08:51 AM | Ground | Sue McCabe | Ronnie Darby | Jay Masse | 726002331-0-CES | 08/02/2016 | Ordered | Sue McCabe | Stryker Medical Div Stryker Co |  |  | Ground | Sue McCabe | MATERIAL | Ordered | QDF25-0218 | load cell sensor w/short cable | 2 | 0 | 177.11 | Bartow Regional Medical Center | BRMC
47038 | 08/01/2016 08:51 AM | part needed for bed repair poc=Alaynna | 08/01/2016 08:51 AM | Ground | Sue McCabe | Ronnie Darby | Jay Masse | 726002331-0-CES | 08/02/2016 | Ordered | Sue McCabe | Stryker Medical Div Stryker Co |  |  | Ground | Sue McCabe | MATERIAL | Ordered | QDF25-0218 | load cell sensor w/short cable | 1 | 0 | 177.11 | Bartow Regional Medical Center | BRMC
47053 | 08/01/2016 10:32 AM | poc Nathan | 08/04/2016 08:00 AM | Two Day | Sonja Wiesenberger | George Rivera | Mary Emery | 755002899-0-CES | 08/01/2016 | Received | Sonja Wiesenberger | Welch Allyn Inc |  |  | Two Day | Sonja Wiesenberger | MATERIAL | Partial | 6000-916HS | Welch Allyn VSM6000 Scanner | 1 | 1 | 406 | South Florida Baptist Hospital | SFBH
47435 | 08/12/2016 08:25 AM | Need handle for the ER portable x-ray machine POC is Chris Cost $350.00 | 08/12/2016 08:25 AM | Ground | Lauren Winslow | John Campagnola | Brian Pruiett | 726002382-0-CES | 08/22/2016 | Ordered | Lauren Winslow | AMX Solutions Inc |  |  | Ground | Lauren Winslow | MATERIAL | Ordered | 250207-P50 | face plate assy for amx portable | 1 | 0 | 350 | Bartow Regional Medical Center | BRMC
47617 | 08/18/2016 12:26 PM | the bulbs are burnt out in the STERIS exam lights POC atlas Specialty TIM the cost is $13 each | 08/18/2016 12:26 PM | Ground | Sue McCabe | John Campagnola | Brian Pruiett | 726002399-0-CES | 08/24/2016 | Ordered | Sue McCabe | Atlas Specialty Lighting |  |  | Ground | Sue McCabe | MATERIAL | Ordered | PO84079-033 | Lamp, Surgical 150W CC-2 2400 Lumans | 4 | 0 | 13 | Bartow Regional Medical Center | BRMC
47745 | 08/23/2016 09:09 AM | POC Tyler Reed Fitness Logic Equipment Servic P: (727) 784-4964 F: (727) 784-0223 | 08/23/2016 09:09 AM | Ground | Sue McCabe | George Rivera | David Booker | 755002926-0-CES | 08/25/2016 | Received | Sue McCabe | Fitness Logic Equipment Servic |  |  | Ground | Sue McCabe | MATERIAL | Partial | UPHOLSTERY | Seat Upholstery | 1 | 1 | 65 | South Florida Baptist Hospital | SFBH
47835 | 08/25/2016 09:29 AM | bisc | 08/31/2016 08:00 AM | Ground | Sonja Wiesenberger | Mary Emery | David Booker | RQC2727545 | 08/29/2016 | Ordered | Sonja Wiesenberger | BISC Integrated Service Center |  |  | Ground | Sonja Wiesenberger | MATERIAL | Ordered | 1895 | LNCS TC-I | 3 | 0 | 150 | South Florida Baptist Hospital | SFBH
47881 | 08/25/2016 04:19 PM | Quick disconnects are needed for Dialysis. POC = Joe | 08/25/2016 04:19 PM | Ground | Sue McCabe | Jay Masse | Randell Orner | 726002407-0-CES | 08/26/2016 | Ordered | Sue McCabe | Gulf Electric Motor & Control |  |  | Ground | Sue McCabe | MATERIAL | Ordered | HFC261235GHT | QUICK DISCONNECT | 50 | 0 | 8.06 | Winter Haven Hospital | WHH | WHH-Dialysis
48085 | 09/01/2016 11:43 AM | Replace broken vaporizer poc: Barbara ground NOTE: PLEASE FAX PO TO BARBARA @ GE | 09/01/2016 11:43 AM | Ground | Lauren Winslow | Glenn Cain | Brian Pruiett | 726002432-0-CES | 09/02/2016 | Open | Lauren Winslow | Datex-Ohmeda Inc Div GE Health |  |  | Ground | Lauren Winslow | MATERIAL | Open | X1107-9601-000 | Tec 6 Plus Des Vap | 1 | 0 | 0 | Winter Haven Hospital | WHH | WHH-SURGERY
48164 | 09/06/2016 10:34 AM | 2 Glidescopes are in need of repair Dana was the Point of Contact | 09/06/2016 10:34 AM | On Site | Lauren Winslow | Gary Maultsby | Brian Pruiett | 726002436-0-CES | 09/06/2016 | Ordered | Lauren Winslow | Verathon Inc |  |  | On Site | Lauren Winslow | MATERIAL | Ordered | LOANER | loaner | 1 | 0 | 250 | Winter Haven Hospital | WHH | WHH-Emergency Service
48165 | 09/06/2016 10:50 AM | otoscope cable needs to be replaced . I have ordered these before and pricing is on there website. It is as follows $161.00 Part # 104299 | 09/06/2016 10:50 AM | Ground | Sonja Wiesenberger | John Campagnola | Brian Pruiett | 726002438-0-CES | 09/07/2016 | Ordered | Sonja Wiesenberger | Welch Allyn Inc |  |  | Ground | Sonja Wiesenberger | MATERIAL | Ordered | 104299 | Handle assy and cable for otoscope | 1 | 0 | 161 | Bartow Regional Medical Center | BRMC
48188 | 09/06/2016 02:36 PM | poc Pat, Next Day SFBH - 2456 T: (877) 497-6412 F: (330) 562-9901 | 09/06/2016 02:36 PM | Next Day | Sue McCabe | George Rivera | David Booker | 755002933-0-CES | 09/06/2016 | Received | Sue McCabe | PartsSource |  |  | Next Day | Sue McCabe | MATERIAL | Partial | 80-9108G | left foot board | 1 | 1 | 1041.83 | South Florida Baptist Hospital | BMG
48188 | 09/06/2016 02:36 PM | poc Pat, Next Day SFBH - 2456 T: (877) 497-6412 F: (330) 562-9901 | 09/06/2016 02:36 PM | Next Day | Sue McCabe | George Rivera | David Booker | 755002933-0-CES | 09/06/2016 | Received | Sue McCabe | PartsSource |  |  | Next Day | Sue McCabe | MATERIAL | Partial | 80-9109G | foot board right | 1 | 1 | 1079.46 | South Florida Baptist Hospital | BMG
48188 | 09/06/2016 02:36 PM | poc Pat, Next Day SFBH - 2456 T: (877) 497-6412 F: (330) 562-9901 | 09/06/2016 02:36 PM | Next Day | Sue McCabe | George Rivera | David Booker | 755002933-0-CES | 09/06/2016 | Received | Sue McCabe | PartsSource |  |  | Next Day | Sue McCabe | MATERIAL | Partial | 80-9104G | head board left | 1 | 1 | 1458.22 | South Florida Baptist Hospital | BMG
48188 | 09/06/2016 02:36 PM | poc Pat, Next Day SFBH - 2456 T: (877) 497-6412 F: (330) 562-9901 | 09/06/2016 02:36 PM | Next Day | Sue McCabe | George Rivera | David Booker | 755002933-0-CES | 09/06/2016 | Received | Sue McCabe | PartsSource |  |  | Next Day | Sue McCabe | MATERIAL | Partial | 80-9106G | head board right | 1 | 1 | 1458.22 | South Florida Baptist Hospital | BMG
48232 | 09/07/2016 02:22 PM | Contacted vendor for replacement batteries. POC - FSE Tom Curly Note: Vendor will be bringing the batteries. Please provide Brian P. the PO# | 09/07/2016 02:22 PM | On Site | Sue McCabe | Brian Pruiett | Jay Masse | 726002444-0-CES | 09/07/2016 | Reopen | Sue McCabe | MAQUET Cardiovascular LLC A Ge |  |  | On Site | Sue McCabe | MATERIAL | Open | 0146-00-0097 | Battery | 2 | 0 | 1150 | Winter Haven Hospital | WHH | WHH-Cardiac ICU
48292 | 09/08/2016 01:33 PM | poc Rick Ball | 09/08/2016 01:33 PM | On Site | Sue McCabe | George Rivera | Mary Emery | 755002936-0-CES | 09/08/2016 | Reopen | Sue McCabe | Alcon Laboratories Inc |  |  | On Site | Sue McCabe | MATERIAL | Open | POWERCORD | power cord | 1 | 0 | 30.13 | South Florida Baptist Hospital | SFBH
48418 | 09/13/2016 10:53 AM | Parts for PM quote given by Susanna | 09/13/2016 10:53 AM | Ground | Lauren Winslow | Germaine Kinder | Mary Emery | 755002941-0-CES | 09/13/2016 | Ordered | Lauren Winslow | STERIS Corp |  |  | Ground | Lauren Winslow | MATERIAL | Ordered | P764334654 | pm pk Inspect #1 | 1 | 0 | 1815.91 | South Florida Baptist Hospital | SFBH
48423 | 09/13/2016 10:59 AM | Parts for PM. Quote given by Susanna | 09/13/2016 10:59 AM | Ground | Lauren Winslow | Germaine Kinder | Mary Emery | 755002942-0-CES | 09/13/2016 | Ordered | Lauren Winslow | STERIS Corp |  |  | Ground | Lauren Winslow | MATERIAL | Ordered | P764330818 | PM PACK SYNERGY/GENFORE WASHER | 1 | 0 | 1573.57 | South Florida Baptist Hospital | SFBH
48748 | 09/22/2016 09:38 AM | parts needed to repair 3 beds POC - Luis Fernandez See attached Quote. | 09/22/2016 09:38 AM | Next Day AM | Sue McCabe | Ronnie Darby | Jay Masse | 726002493-0-CES | 09/22/2016 | Received | Sue McCabe | Hill-Rom Co Inc |  |  | Next Day AM | Sue McCabe | MATERIAL | Partial | QD164A | battery | 4 | 4 | 36.56 | Winter Haven Hospital | BRMC
48748 | 09/22/2016 09:38 AM | parts needed to repair 3 beds POC - Luis Fernandez See attached Quote. | 09/22/2016 09:38 AM | Next Day AM | Sue McCabe | Ronnie Darby | Jay Masse | 726002493-0-CES | 09/22/2016 | Received | Sue McCabe | Hill-Rom Co Inc |  |  | Next Day AM | Sue McCabe | MATERIAL | Partial | 71761 | cable assy pendent interconne | 1 | 1 | 47.03 | Winter Haven Hospital | BMG
48748 | 09/22/2016 09:38 AM | parts needed to repair 3 beds POC - Luis Fernandez See attached Quote. | 09/22/2016 09:38 AM | Next Day AM | Sue McCabe | Ronnie Darby | Jay Masse | 726002493-0-CES | 09/22/2016 | Received | Sue McCabe | Hill-Rom Co Inc |  |  | Next Day AM | Sue McCabe | MATERIAL | Partial | CAG002 | paint.brake/steer pedal | 1 | 1 | 139.44 | Winter Haven Hospital | BRMC
48748 | 09/22/2016 09:38 AM | parts needed to repair 3 beds POC - Luis Fernandez See attached Quote. | 09/22/2016 09:38 AM | Next Day AM | Sue McCabe | Ronnie Darby | Jay Masse | 726002493-0-CES | 09/22/2016 | Received | Sue McCabe | Hill-Rom Co Inc |  |  | Next Day AM | Sue McCabe | MATERIAL | Partial | S30528K | support | 8 | 8 | 3.49 | Winter Haven Hospital | BRMC
48748 | 09/22/2016 09:38 AM | parts needed to repair 3 beds POC - Luis Fernandez See attached Quote. | 09/22/2016 09:38 AM | Next Day AM | Sue McCabe | Ronnie Darby | Jay Masse | 726002493-0-CES | 09/22/2016 | Received | Sue McCabe | Hill-Rom Co Inc |  |  | Next Day AM | Sue McCabe | MATERIAL | Partial | 16213203 | caster,steer,145mm,single | 1 | 1 | 136.65 | Winter Haven Hospital | BRMC
48748 | 09/22/2016 09:38 AM | parts needed to repair 3 beds POC - Luis Fernandez See attached Quote. | 09/22/2016 09:38 AM | Next Day AM | Sue McCabe | Ronnie Darby | Jay Masse | 726002493-0-CES | 09/22/2016 | Received | Sue McCabe | Hill-Rom Co Inc |  |  | Next Day AM | Sue McCabe | MATERIAL | Partial | 16213202 | caster,brake,145mm,single | 1 | 1 | 158.63 | Winter Haven Hospital | BRMC
48748 | 09/22/2016 09:38 AM | parts needed to repair 3 beds POC - Luis Fernandez See attached Quote. | 09/22/2016 09:38 AM | Next Day AM | Sue McCabe | Ronnie Darby | Jay Masse | 726002493-0-CES | 09/22/2016 | Received | Sue McCabe | Hill-Rom Co Inc |  |  | Next Day AM | Sue McCabe | MATERIAL | Partial | S30527K | main bearing | 4 | 4 | 0.72 | Winter Haven Hospital | BRMC
48748 | 09/22/2016 09:38 AM | parts needed to repair 3 beds POC - Luis Fernandez See attached Quote. | 09/22/2016 09:38 AM | Next Day AM | Sue McCabe | Ronnie Darby | Jay Masse | 726002493-0-CES | 09/22/2016 | Received | Sue McCabe | Hill-Rom Co Inc |  |  | Next Day AM | Sue McCabe | MATERIAL | Partial | F11202B | plastic hood | 2 | 2 | 18.53 | Winter Haven Hospital | BRMC
48748 | 09/22/2016 09:38 AM | parts needed to repair 3 beds POC - Luis Fernandez See attached Quote. | 09/22/2016 09:38 AM | Next Day AM | Sue McCabe | Ronnie Darby | Jay Masse | 726002493-0-CES | 09/22/2016 | Received | Sue McCabe | Hill-Rom Co Inc |  |  | Next Day AM | Sue McCabe | MATERIAL | Partial | 71761 | cable assy pendent interconne | 2 | 2 | 47.03 | Winter Haven Hospital | BRMC
48748 | 09/22/2016 09:38 AM | parts needed to repair 3 beds POC - Luis Fernandez See attached Quote. | 09/22/2016 09:38 AM | Next Day AM | Sue McCabe | Ronnie Darby | Jay Masse | 726002493-0-CES | 09/22/2016 | Received | Sue McCabe | Hill-Rom Co Inc |  |  | Next Day AM | Sue McCabe | MATERIAL | Partial | 71535 | caregiver controls,rh,bf,co | 1 | 1 | 166.92 | Winter Haven Hospital | BRMC
48748 | 09/22/2016 09:38 AM | parts needed to repair 3 beds POC - Luis Fernandez See attached Quote. | 09/22/2016 09:38 AM | Next Day AM | Sue McCabe | Ronnie Darby | Jay Masse | 726002493-0-CES | 09/22/2016 | Received | Sue McCabe | Hill-Rom Co Inc |  |  | Next Day AM | Sue McCabe | MATERIAL | Partial | 71538 | caregiver controls,lh,bf,co | 1 | 1 | 166.92 | Winter Haven Hospital | BRMC
48748 | 09/22/2016 09:38 AM | parts needed to repair 3 beds POC - Luis Fernandez See attached Quote. | 09/22/2016 09:38 AM | Next Day AM | Sue McCabe | Ronnie Darby | Jay Masse | 726002493-0-CES | 09/22/2016 | Received | Sue McCabe | Hill-Rom Co Inc |  |  | Next Day AM | Sue McCabe | MATERIAL | Partial | 138231 | scale dis,ca,scale& ppm,rh | 1 | 1 | 413.28 | Winter Haven Hospital | BRMC
48791 | 09/22/2016 02:34 PM | Attn: Brenda Kans IRadimed Training for Baycare Hospitals. Send P.O. to IRadimed Customer Service at : sales@iradimed.com Note: Charge each hospital separate for training only one PO is needed. | 09/22/2016 02:34 PM | Ground | Brenda Kans | Jamie Clark | Jamie Clark | 751022070-0-CES | 09/27/2016 | Ordered | Brenda Kans | IRadimed Corp |  |  | Ground | Brenda Kans | MATERIAL | Ordered | 9990 | IRadimed Training | 1 | 0 | 2000 | Winter Haven Hospital | WHH
48825 | 09/23/2016 12:09 PM | poc Larry Gardinal | 09/30/2016 08:00 AM | Ground | Sonja Wiesenberger | Mary Emery | David Booker | 755002949-0-CES | 09/26/2016 | Partial | Sonja Wiesenberger | Integrity Medical Products Inc |  |  | Ground | Sonja Wiesenberger | MATERIAL | Partial | IM-MAQUETCEMTGBKT | CE vent bracket | 1 | 1 | 136.2 | South Florida Baptist Hospital | SFBH
48825 | 09/23/2016 12:09 PM | poc Larry Gardinal | 09/30/2016 08:00 AM | Ground | Sonja Wiesenberger | Mary Emery | David Booker | 755002949-0-CES | 09/26/2016 | Partial | Sonja Wiesenberger | Integrity Medical Products Inc |  |  | Ground | Sonja Wiesenberger | MATERIAL | Partial | IM-MAQUETCORDHOOK1 | Cord Hook | 1 | 0 | 83.2 | South Florida Baptist Hospital | SFBH
49012 | 09/29/2016 10:18 AM | need an l angle bracket complete POC Jill cost $657.00 | 09/29/2016 10:18 AM | Ground | Sonja Wiesenberger | John Campagnola | Brian Pruiett | 726002528-0-CES | 10/05/2016 | Ordered | Sonja Wiesenberger | Modern Way Immobilizers Inc |  |  | Ground | Sonja Wiesenberger | MATERIAL | Ordered | G-62 | l angle complete | 1 | 0 | 657 | Bartow Regional Medical Center | BRMC
49785 | 10/20/2016 02:29 PM | To replenish CES Stock. See Amazon attachment. P.O.C. Amazon Website | 10/20/2016 02:29 PM | Next Day AM | Brenda Kans | Bobby Williams | Brian Pruiett | PCARD 49785 | 10/21/2016 | Ordered | Brenda Kans | Amazon.com |  |  | Next Day AM | Brenda Kans | MATERIAL | Ordered | 092145053621 | Little Fuse LF.T15AL250V | 10 | 0 | 0.6 | Winter Haven Hospital | WHH | WHH-Radiation Oncology
49926 | 10/25/2016 01:40 PM | Parts needed for PM's. Please provide Tom Heath with PO# - parts were already provided by the vendor. Jay M. | 10/25/2016 01:40 PM | On Site | Lauren Winslow | Tom Heath | Jay Masse | 726002579-0-CES | 10/25/2016 | Ordered | Lauren Winslow | ETC BioMedical Systems Group |  |  | On Site | Lauren Winslow | MATERIAL | Ordered | 561621 | Mufflers for ETC chambers | 2 | 0 | 76 | Winter Haven Hospital | WHH | WHH-NRS Rehab
49926 | 10/25/2016 01:40 PM | Parts needed for PM's. Please provide Tom Heath with PO# - parts were already provided by the vendor. Jay M. | 10/25/2016 01:40 PM | On Site | Lauren Winslow | Tom Heath | Jay Masse | 726002579-0-CES | 10/25/2016 | Ordered | Lauren Winslow | ETC BioMedical Systems Group |  |  | On Site | Lauren Winslow | MATERIAL | Ordered | 561621 | Mufflers for ETC chambers | 2 | 0 | 76 | Winter Haven Hospital | WHH | WHH-NRS Rehab
50229 | 11/03/2016 08:49 AM | Need to Replace a Power Supply and keep others in Stock to shorten down time. P.O.C. Tonya 1-800-987-3570 a/c# 546381 | 11/03/2016 08:49 AM | Ground | Sonja Wiesenberger | Bobby Williams | Brian Pruiett | 726002619 | 11/08/2016 | Ordered | Sonja Wiesenberger | Covidien (US)*** |  |  | Ground | Sonja Wiesenberger | MATERIAL | Ordered | 382491 | Power Supply, Kangaroo E pump | 1 | 0 | 35 | Winter Haven Hospital | WHH | WHH-Sterile Processing
50229 | 11/03/2016 08:49 AM | Need to Replace a Power Supply and keep others in Stock to shorten down time. P.O.C. Tonya 1-800-987-3570 a/c# 546381 | 11/03/2016 08:49 AM | Ground | Sonja Wiesenberger | Bobby Williams | Brian Pruiett | 726002619 | 11/08/2016 | Ordered | Sonja Wiesenberger | Covidien (US)*** |  |  | Ground | Sonja Wiesenberger | MATERIAL | Ordered | 382491 | Power Supply, Kangaroo E pump | 5 | 0 | 35 | Winter Haven Hospital | WHH | WHH-Sterile Processing
50283 | 11/03/2016 03:55 PM | POC Paige Jenkins Emergency PO# 721006590-0-CES | 11/03/2016 03:55 PM | On Site | Sonja Wiesenberger | Andy Ciociola | David Bishop | 721006590-0-CES | 11/04/2016 | Reopen | Sonja Wiesenberger | Siemens Medical Solutions USA |  |  | On Site | Sonja Wiesenberger | MATERIAL | Open | 3827172 | Invertor | 1 | 0 | 12304.5 | South Florida Baptist Hospital | MPH
50447 | 11/08/2016 03:16 PM | poc Alex | 11/11/2016 07:00 AM | Two Day | Lauren Winslow | Mary Emery | David Booker | 755003003-0-CES | 11/08/2016 | Partial | Lauren Winslow | CareFusion Alaris |  |  | Two Day | Lauren Winslow | MATERIAL | Partial | 147079-100 | PCU LCD Screen | 1 | 1 | 397.46 | South Florida Baptist Hospital | SFBH
50447 | 11/08/2016 03:16 PM | poc Alex | 11/11/2016 07:00 AM | Two Day | Lauren Winslow | Mary Emery | David Booker | 755003003-0-CES | 11/08/2016 | Partial | Lauren Winslow | CareFusion Alaris |  |  | Two Day | Lauren Winslow | MATERIAL | Partial | 49000270 | Alaris 8100 Bezel Assy. | 10 | 0 | 0 | South Florida Baptist Hospital | SFBH
50503 | 11/10/2016 09:41 AM | POC Norma | 11/10/2016 09:41 AM | Next Day AM | Lauren Winslow | Thomas Odaris | David Booker | 755003004-0-CES | 11/10/2016 | Received | Lauren Winslow | Exclusive Medical Solutions |  |  | Next Day AM | Lauren Winslow | MATERIAL | Partial | C1-6-D | Loaner transducer | 1 | 1 | 0 | South Florida Baptist Hospital | SFBH
50651 | 11/15/2016 12:45 PM | poc-APHILLIPS, online quote | 11/15/2016 12:45 PM | Ground | Lauren Winslow | David Lavandera | David Booker | 755003010-0-CES | 11/16/2016 | Cancelled | Lauren Winslow | PartsSource |  |  | Ground | Lauren Winslow | MATERIAL | Ordered | M1161022 | Power pack, IVENT | 2 | 0 | 393.75 | South Florida Baptist Hospital | SFBH
50849 | 11/21/2016 02:30 PM | Need to replace this power switch and have others in stock for short down time. POC Tech Support- Tony | 11/21/2016 02:30 PM | Ground | Lauren Winslow | Bobby Williams | Brian Pruiett | 726002658-0-CES | 11/22/2016 | Partial | Lauren Winslow | Natus Medical Inc |  |  | Ground | Lauren Winslow | MATERIAL | Partial | 200001-545 | Switch, On/Off | 1 | 1 | 24 | Winter Haven Hospital | WHH | WHW-NEONATAL INTENSIVE CARE(NICU)
50849 | 11/21/2016 02:30 PM | Need to replace this power switch and have others in stock for short down time. POC Tech Support- Tony | 11/21/2016 02:30 PM | Ground | Lauren Winslow | Bobby Williams | Brian Pruiett | 726002658-0-CES | 11/22/2016 | Partial | Lauren Winslow | Natus Medical Inc |  |  | Ground | Lauren Winslow | MATERIAL | Partial | 200001-545 | Switch, On/Off | 2 | 0 | 24 | Winter Haven Hospital | WHH | WHW-NEONATAL INTENSIVE CARE(NICU)
50966 | 11/28/2016 01:58 PM | Needed for repair of a Vision Bipap. Bertie was the POC | 11/28/2016 01:58 PM | On Site | Sonja Wiesenberger | Gary Maultsby | Brian Pruiett | 726002661-0-CES | 11/28/2016 | Ordered | Sonja Wiesenberger | Quality Biomedical |  |  | On Site | Sonja Wiesenberger | MATERIAL | Ordered | RS-1004712 | Bezel | 1 | 0 | 405.5 | Winter Haven Hospital | WHH | WHH-Respiratory Care Services
51063 | 11/30/2016 10:29 AM | replenish stock for nurse call POC Peter Marquis. See attached quote. | 11/30/2016 10:29 AM | Ground | Lauren Winslow | Ronnie Darby | Jay Masse | 726002671-0-CES | 12/01/2016 | Ordered | Lauren Winslow | SimplexGrinnell Div Tyco |  |  | Ground | Lauren Winslow | MATERIAL | Ordered | ZTS327550 | Zettler dual patient station | 5 | 0 | 409.89 | Winter Haven Hospital | BMG
51063 | 11/30/2016 10:29 AM | replenish stock for nurse call POC Peter Marquis. See attached quote. | 11/30/2016 10:29 AM | Ground | Lauren Winslow | Ronnie Darby | Jay Masse | 726002671-0-CES | 12/01/2016 | Ordered | Lauren Winslow | SimplexGrinnell Div Tyco |  |  | Ground | Lauren Winslow | MATERIAL | Ordered | ZTS028501 | Lamp, Pneumatic Bulb Call Cords | 3 | 0 | 74.61 | Winter Haven Hospital | BMG
51131 | 12/01/2016 01:13 PM | power cord is needed . P/N 34533-00 cost 61.00 REF # 51919 when placing the order | 12/01/2016 01:13 PM | Ground | Sue McCabe | John Campagnola | Brian Pruiett | 726002678-0-CES | 12/02/2016 | Ordered | Sue McCabe | ZONARE Medical Systems Inc |  |  | Ground | Sue McCabe | MATERIAL | Ordered | 34533-00 | POWER CORD FOR ZONARE CART | 2 | 0 | 61 | Bartow Regional Medical Center | BRMC
51186 | 12/02/2016 01:44 PM | parts to fix leak on sterilizer poc. lee | 12/02/2016 01:44 PM | Next Day | Sue McCabe | Germaine Kinder | Mary Emery | 755003019-0-CES | 12/02/2016 | Ordered | Sue McCabe | STERIS Corp |  |  | Next Day | Sue McCabe | MATERIAL | Ordered | P007033091 | fitting | 10 | 0 | 6.01 | South Florida Baptist Hospital | SFBH
51186 | 12/02/2016 01:44 PM | parts to fix leak on sterilizer poc. lee | 12/02/2016 01:44 PM | Next Day | Sue McCabe | Germaine Kinder | Mary Emery | 755003019-0-CES | 12/02/2016 | Ordered | Sue McCabe | STERIS Corp |  |  | Next Day | Sue McCabe | MATERIAL | Ordered | R000915163 | TUBE -COPPER | 1 | 0 | 5 | South Florida Baptist Hospital | SFBH
51191 | 12/02/2016 02:10 PM | Needed for repair of a Konica Minolta CR Reader. PO should be sent by e-mail (michael.delaney@konicaminolta.com) Michael Delaney was the POC | 12/02/2016 02:10 PM | On Site | Sue McCabe | Gary Maultsby | Jay Masse | 726002680-0-CES | 12/02/2016 | Reopen | Sue McCabe | Konica Minolta Medical Imaging |  |  | On Site | Sue McCabe | MATERIAL | Open | 054020072A | Link Bar | 1 | 0 | 11.64 | Winter Haven Hospital | WHH | WHH-Radiology Services
51191 | 12/02/2016 02:10 PM | Needed for repair of a Konica Minolta CR Reader. PO should be sent by e-mail (michael.delaney@konicaminolta.com) Michael Delaney was the POC | 12/02/2016 02:10 PM | On Site | Sue McCabe | Gary Maultsby | Jay Masse | 726002680-0-CES | 12/02/2016 | Reopen | Sue McCabe | Konica Minolta Medical Imaging |  |  | On Site | Sue McCabe | MATERIAL | Open | 054020073C | Link pin | 1 | 0 | 19.24 | Winter Haven Hospital | WHH | WHH-Radiology Services
51191 | 12/02/2016 02:10 PM | Needed for repair of a Konica Minolta CR Reader. PO should be sent by e-mail (michael.delaney@konicaminolta.com) Michael Delaney was the POC | 12/02/2016 02:10 PM | On Site | Sue McCabe | Gary Maultsby | Jay Masse | 726002680-0-CES | 12/02/2016 | Reopen | Sue McCabe | Konica Minolta Medical Imaging |  |  | On Site | Sue McCabe | MATERIAL | Open | 000067040004 | E-ring | 2 | 0 | 1.15 | Winter Haven Hospital | WHH | WHH-Radiology Services
51191 | 12/02/2016 02:10 PM | Needed for repair of a Konica Minolta CR Reader. PO should be sent by e-mail (michael.delaney@konicaminolta.com) Michael Delaney was the POC | 12/02/2016 02:10 PM | On Site | Sue McCabe | Gary Maultsby | Jay Masse | 726002680-0-CES | 12/02/2016 | Reopen | Sue McCabe | Konica Minolta Medical Imaging |  |  | On Site | Sue McCabe | MATERIAL | Open | 054020024B | Roller Shaft | 1 | 0 | 36.9 | Winter Haven Hospital | WHH | WHH-Radiology Services
51191 | 12/02/2016 02:10 PM | Needed for repair of a Konica Minolta CR Reader. PO should be sent by e-mail (michael.delaney@konicaminolta.com) Michael Delaney was the POC | 12/02/2016 02:10 PM | On Site | Sue McCabe | Gary Maultsby | Jay Masse | 726002680-0-CES | 12/02/2016 | Reopen | Sue McCabe | Konica Minolta Medical Imaging |  |  | On Site | Sue McCabe | MATERIAL | Open | 06752088B | Roller | 1 | 0 | 186.52 | Winter Haven Hospital | WHH | WHH-Radiology Services
51191 | 12/02/2016 02:10 PM | Needed for repair of a Konica Minolta CR Reader. PO should be sent by e-mail (michael.delaney@konicaminolta.com) Michael Delaney was the POC | 12/02/2016 02:10 PM | On Site | Sue McCabe | Gary Maultsby | Jay Masse | 726002680-0-CES | 12/02/2016 | Reopen | Sue McCabe | Konica Minolta Medical Imaging |  |  | On Site | Sue McCabe | MATERIAL | Open | 067520114B | Roller | 1 | 0 | 187.41 | Winter Haven Hospital | WHH | WHH-Radiology Services
51191 | 12/02/2016 02:10 PM | Needed for repair of a Konica Minolta CR Reader. PO should be sent by e-mail (michael.delaney@konicaminolta.com) Michael Delaney was the POC | 12/02/2016 02:10 PM | On Site | Sue McCabe | Gary Maultsby | Jay Masse | 726002680-0-CES | 12/02/2016 | Reopen | Sue McCabe | Konica Minolta Medical Imaging |  |  | On Site | Sue McCabe | MATERIAL | Open | 054072110B | Motor | 1 | 0 | 169.71 | Winter Haven Hospital | WHH | WHH-Radiology Services
51212 | 12/05/2016 09:46 AM | To replace broken cover caused by user. Accidental. Being ordered and replace by GE. | 12/05/2016 09:46 AM | On Site | Sue McCabe | Doug Sommerfield | Mary Emery | 755003020-0-CES | 12/05/2016 | Ordered | Sue McCabe | GE Healthcare (DI ONLY) |  |  | On Site | Sue McCabe | MATERIAL | Ordered | 5133507-2 | table side cover | 1 | 0 | 518.18 | South Florida Baptist Hospital | SFBH
51362 | 12/08/2016 01:50 PM | Needed for Tamper Proof screw removal for Maquet Ventilators | 12/08/2016 01:50 PM | Ground | Brenda Kans | Brian Pruiett | Jay Masse | PCARD 51362 | 12/09/2016 | Ordered | Brenda Kans | Amazon.com |  |  | Ground | Brenda Kans | MATERIAL | Ordered | BILTEK33PCSECURITYTAMPERPROOFTORXHE | Torx Hex Bit Set | 2 | 0 | 8.99 | Winter Haven Hospital | WHH | WHH-Clinical Engineering Services
51407 | 12/09/2016 01:43 PM | poc Shelly | 12/15/2016 07:00 AM | Ground | Lauren Winslow | Mary Emery | David Booker | 755003024-0-CES | 12/09/2016 | Received | Lauren Winslow | GE Healthcare IT (BIOMED ONLY) |  |  | Ground | Lauren Winslow | MATERIAL | Partial | 2026653-034 | Inverter board | 2 | 2 | 434 | South Florida Baptist Hospital | SFBH
51693 | 12/19/2016 03:35 PM | Tech needed to resolve issue for over temp issue. | 12/19/2016 03:35 PM | On Site | Sonja Wiesenberger | Germaine Kinder | Mary Emery | 755003047-0-CES | 12/20/2016 | Reopen | Sonja Wiesenberger | STERIS Corp |  |  | On Site | Sonja Wiesenberger | MATERIAL | Open | P136506207 | Unknown | 1 | 0 | 1339.33 | South Florida Baptist Hospital | SFBH
51715 | 12/20/2016 01:04 PM | poc Sammy, cust service | 12/22/2016 07:00 AM | Two Day | Sue McCabe | Mary Emery | David Booker | 755003050-0-CES | 12/20/2016 | Received | Sue McCabe | CareFusion Alaris |  |  | Two Day | Sue McCabe | MATERIAL | Partial | 8100-RCS | IV set, Rate Calibration Set | 5 | 5 | 25 | South Florida Baptist Hospital | SFBH
51715 | 12/20/2016 01:04 PM | poc Sammy, cust service | 12/22/2016 07:00 AM | Two Day | Sue McCabe | Mary Emery | David Booker | 755003050-0-CES | 12/20/2016 | Received | Sue McCabe | CareFusion Alaris |  |  | Two Day | Sue McCabe | MATERIAL | Partial | 8100-PCS | IV set, Pressure Calibration Set | 3 | 3 | 25 | South Florida Baptist Hospital | SFBH
52053 | 01/04/2017 08:52 AM | poc Alex These parts on BO until 1/24 | 01/20/2017 07:00 AM | Ground | Sue McCabe | Mary Emery | David Booker | 755003063-0-CES | 01/05/2017 | Received | Sue McCabe | CareFusion Alaris |  |  | Ground | Sue McCabe | MATERIAL | Partial | 10016035 | Rear Case Assembly 8015 | 20 | 20 | 0 | South Florida Baptist Hospital | SFBH
52085 | 01/04/2017 01:35 PM | Digital height rod not measuring. ordering new unit for install. | 01/04/2017 01:35 PM | Ground | Sue McCabe | Sergio Diaz | Brian Pruiett | 726002785-0-CES | 01/09/2017 | Ordered | Sue McCabe | Cardinal Health Medical Produc |  |  | Ground | Sue McCabe | MATERIAL | Ordered | DHR | Digital Height Rod | 1 | 0 | 296 | Winter Haven Hospital | WHH | WHH-OUTPATIENT INFUSION
52110 | 01/04/2017 05:18 PM | POC Norma | 01/04/2017 05:18 PM | Ground | Sonja Wiesenberger | Thomas Odaris | David Booker | 755003062-0-CES | 01/05/2017 | Received | Sonja Wiesenberger | Exclusive Medical Solutions |  |  | Ground | Sonja Wiesenberger | MATERIAL | Partial | 9L-D | LOANER | 1 | 1 | 0 | South Florida Baptist Hospital | SFBH
52338 | 01/11/2017 08:46 AM | poc Ramon Next Day 1-800-323-9088 F-800-531-4140 | 01/11/2017 08:46 AM | Next Day | Sonja Wiesenberger | George Rivera | Mary Emery | 260555806 | 01/13/2017 | Ordered | Sonja Wiesenberger | Carefusion 2200 Inc |  |  | Next Day | Sonja Wiesenberger | MATERIAL | Ordered | 2016560-001 | Cable , Acquisition Interface | 1 | 0 | 219.05 | South Florida Baptist Hospital | SFBH
52338 | 01/11/2017 08:46 AM | poc Ramon Next Day 1-800-323-9088 F-800-531-4140 | 01/11/2017 08:46 AM | Next Day | Sonja Wiesenberger | George Rivera | Mary Emery | 260555806 | 01/13/2017 | Ordered | Sonja Wiesenberger | Carefusion 2200 Inc |  |  | Next Day | Sonja Wiesenberger | MATERIAL | Ordered | 2016560-001 | Cable , Acquisition Interface | 2 | 0 | 210.05 | South Florida Baptist Hospital | SFBH
52403 | 01/12/2017 12:00 PM | Parts to resolve issue with wet packs | 01/12/2017 12:00 PM | Ground | Sonja Wiesenberger | Germaine Kinder | Mary Emery | 755003070-0-CES | 01/13/2017 | Ordered | Sonja Wiesenberger | STERIS Corp |  |  | Ground | Sonja Wiesenberger | MATERIAL | Ordered | P760265-860 | steam filter | 2 | 0 | 2630.69 | South Florida Baptist Hospital | SFBH
52553 | 01/17/2017 12:12 PM | poc Shannell | 01/19/2017 07:00 AM | Two Day | Sue McCabe | Mary Emery | David Booker | 755003072-0-CES | 01/17/2017 | Received | Sue McCabe | CareFusion Alaris |  |  | Two Day | Sue McCabe | MATERIAL | Partial | 147080-100 | Alaris 8100 8015 Latch Kit | 10 | 10 | 23.86 | South Florida Baptist Hospital | SFBH
52553 | 01/17/2017 12:12 PM | poc Shannell | 01/19/2017 07:00 AM | Two Day | Sue McCabe | Mary Emery | David Booker | 755003072-0-CES | 01/17/2017 | Received | Sue McCabe | CareFusion Alaris |  |  | Two Day | Sue McCabe | MATERIAL | Partial | 10016035 | Rear Case Assembly 8015 | 18 | 18 | 0 | South Florida Baptist Hospital | SFBH
52666 | 01/20/2017 07:39 AM | Needed to replenish CES inventory Heather was the POC | 01/20/2017 07:39 AM | Ground | Sue McCabe | Gary Maultsby | Dennis Davis | 726002830-0-CES | 01/20/2017 | Partial | Sue McCabe | ZOLL Medical Corp |  |  | Ground | Sue McCabe | MATERIAL | Partial | 101846-001 | Gasket Coldwell Cap | 2 | 0 | 25 | Winter Haven Hospital | WHH | WHH-Cardiac ICU
52666 | 01/20/2017 07:39 AM | Needed to replenish CES inventory Heather was the POC | 01/20/2017 07:39 AM | Ground | Sue McCabe | Gary Maultsby | Dennis Davis | 726002830-0-CES | 01/20/2017 | Partial | Sue McCabe | ZOLL Medical Corp |  |  | Ground | Sue McCabe | MATERIAL | Partial | 400333-001 | Propylene Glycol 1 gallon | 4 | 4 | 35 | Winter Haven Hospital | WHH | WHH-Cardiac ICU
52674 | 01/20/2017 09:13 AM | On Site service ref# | 01/20/2017 09:13 AM | On Site | Sue McCabe | Chris Wilson | Mary Emery | 755003075-0-CES | 01/20/2017 | Reopen | Sue McCabe | Ultra Clean Systems, Inc |  |  | On Site | Sue McCabe | MATERIAL | Open | 30-6160 | 3/4 valve | 1 | 0 | 212.85 | South Florida Baptist Hospital | SFBH
52674 | 01/20/2017 09:13 AM | On Site service ref# | 01/20/2017 09:13 AM | On Site | Sue McCabe | Chris Wilson | Mary Emery | 755003075-0-CES | 01/20/2017 | Reopen | Sue McCabe | Ultra Clean Systems, Inc |  |  | On Site | Sue McCabe | MATERIAL | Open | 30-8542 | Seal | 1 | 0 | 18.6 | South Florida Baptist Hospital | SFBH
52674 | 01/20/2017 09:13 AM | On Site service ref# | 01/20/2017 09:13 AM | On Site | Sue McCabe | Chris Wilson | Mary Emery | 755003075-0-CES | 01/20/2017 | Reopen | Sue McCabe | Ultra Clean Systems, Inc |  |  | On Site | Sue McCabe | MATERIAL | Open | 30-8541 | Strainer | 1 | 0 | 38.36 | South Florida Baptist Hospital | SFBH
52825 | 01/25/2017 12:44 PM | poc Joseph Irby | 01/27/2017 07:00 AM | Two Day | Sue McCabe | Mary Emery | David Booker | 755003081-0-CES | 01/25/2017 | Ordered | Sue McCabe | Sage Services Group LLC |  |  | Two Day | Sue McCabe | MATERIAL | Ordered | 2026653-022 | Display Inverter | 1 | 0 | 195 | South Florida Baptist Hospital | SFBH
53031 | 01/31/2017 01:19 PM | POC: BRAD D. **NEXT DAY DELIVERY** P:1-855-700-4344; F: 251-217-9046 | 01/31/2017 01:19 PM | Next Day | Sue McCabe | Pastor Angulo | Mary Emery | 755003085-0-CES | 01/31/2017 | Ordered | Sue McCabe | GE Healthcare (OEC ONLY) |  |  | Next Day | Sue McCabe | MATERIAL | Ordered | 5692754 | UTILITYSUITE 7.5.7 LEVEL 1 INSTALL CD | 1 | 0 | 735 | South Florida Baptist Hospital | SFBH
53102 | 02/01/2017 04:39 PM | POC Casey | 02/01/2017 04:39 PM | Next Day AM | Sonja Wiesenberger | Thomas Odaris | David Booker | 755003086-0-CES | 02/02/2017 | Reopen | Sonja Wiesenberger | Bayer Healthcare Diag Div |  |  | Next Day AM | Sonja Wiesenberger | MATERIAL | Ordered | IC5-9-D | Loaner Transducer | 1 | 0 | 0 | South Florida Baptist Hospital | SFBH
53136 | 02/02/2017 12:57 PM | POC Lauren | 02/02/2017 12:57 PM | Next Day | Sue McCabe | Thomas Odaris | David Booker | 755003092-0-CES | 02/02/2017 | Ordered | Sue McCabe | Bayer Healthcare Diag Div |  |  | Next Day | Sue McCabe | MATERIAL | Ordered | ML6-15-D | Loaner | 1 | 0 | 0 | South Florida Baptist Hospital | SFBH
53138 | 02/02/2017 01:01 PM | POC Lauren | 02/02/2017 01:01 PM | Next Day | Sue McCabe | Thomas Odaris | Mary Emery | 755003090-0-CES | 02/02/2017 | Reopen | Sue McCabe | Bayer Healthcare Diag Div |  |  | Next Day | Sue McCabe | MATERIAL | Ordered | 3.5C | Loaner | 1 | 0 | 0 | South Florida Baptist Hospital | SFBH
53188 | 02/03/2017 02:30 PM | Needed for Vendor T & M Repair (Battery Replacement) Mobile Dart Portable X-Ray Louise was the POC See attached quote | 02/03/2017 02:30 PM | On Site | Sonja Wiesenberger | Gary Maultsby | Jay Masse | 726002865-0-CES | 02/06/2017 | Ordered | Sonja Wiesenberger | CMS Imaging Inc |  |  | On Site | Sonja Wiesenberger | MATERIAL | Ordered | PXL-12090 | Canon Battery | 20 | 0 | 34.336 | Winter Haven Hospital | WHH | WHH-Radiology Services
53263 | 02/07/2017 02:54 PM | POC: BRAD D. **NEXT DAY DELIVERY** P:1-855-700-4344 F: 251-217-9046 | 02/07/2017 02:54 PM | Next Day | Sue McCabe | Pastor Angulo | David Booker | 755003096-0-CES | 02/07/2017 | Ordered | Sue McCabe | GE Healthcare (OEC ONLY) |  |  | Next Day | Sue McCabe | MATERIAL | Ordered | 5335509 | 9900 Interconnect Cable | 1 | 0 | 2211.75 | South Florida Baptist Hospital | SFBH
53677 | 02/21/2017 12:30 PM | Needed for cleaning in Lab during PM and rounds POC:website | 02/21/2017 12:30 PM | Ground | Brenda Kans | Danielle Ohara | Brian Pruiett | PCARD 53677 | 02/21/2017 | Ordered | Brenda Kans | Amazon.com |  |  | Ground | Brenda Kans | MATERIAL | Ordered | SHARKHANDHELDVACUUM | Corded, hand vacuum, HV292 | 1 | 0 | 79.99 | Winter Haven Hospital | WHH | WHH-Clinical Engineering Services
53697 | 02/22/2017 09:00 AM | poc Kayla | 02/28/2017 07:00 AM | Ground | Jennah Judd | Mary Emery | David Booker | 755003107-0-CES | 02/22/2017 | Received | Jennah Judd | W W Grainger Inc |  |  | Ground | Jennah Judd | MATERIAL | Partial | 5LW81 | screwdriver set | 1 | 1 | 41.76 | South Florida Baptist Hospital | SFBH
53697 | 02/22/2017 09:00 AM | poc Kayla | 02/28/2017 07:00 AM | Ground | Jennah Judd | Mary Emery | David Booker | 755003107-0-CES | 02/22/2017 | Received | Jennah Judd | W W Grainger Inc |  |  | Ground | Jennah Judd | MATERIAL | Partial | 38VZ13 | Torx Set | 1 | 1 | 38.93 | South Florida Baptist Hospital | SFBH
53726 | 02/22/2017 02:32 PM | Needed to attach the RPT's to carts. 3M Dual Lock Reclosable Fastener SJ3560250 Clear, 2 in X 6 FT Website was the POC | 02/22/2017 02:32 PM | Next Day | Brenda Kans | Gary Maultsby | Jay Masse | PCARD 53726 | 02/22/2017 | Ordered | Brenda Kans | Amazon.com |  |  | Next Day | Brenda Kans | MATERIAL | Ordered | 3MDUALLOCKRECLOSABLEFASTENERSJ35602 | Reclosable Fastener | 3 | 0 | 31.17 | Winter Haven Hospital | WHH | WHH-Cardiac Cath Lab
53854 | 02/27/2017 11:05 AM | poc Amy | 03/03/2017 07:00 AM | Ground | Jennah Judd | Mary Emery | David Booker | 755003111-0-CES | 02/27/2017 | Reopen | Jennah Judd | Welch Allyn Inc |  |  | Ground | Jennah Judd | MATERIAL | Open | 767-001 | Cradle | 2 | 0 | 15.75 | South Florida Baptist Hospital | SFBH
53911 | 02/28/2017 02:35 PM | Needed to repair a Volcano IVUS Quote is attached to this request Chuck Gayton was the POC | 02/28/2017 02:35 PM | Next Day | Jennah Judd | Gary Maultsby | Jay Masse | 726002924-0-CES | 02/28/2017 | Cancelled | Jennah Judd | Volcano Corp |  |  | Next Day | Jennah Judd | MATERIAL | Ordered | 802143001 | PIM SYNTHETIC APERATURE W/PIGTAIL, S5 FAMILY | 1 | 0 | 1836 | Winter Haven Hospital | WHH | WHH-Radiology Services
54340 | 03/14/2017 07:14 AM | Needed for Vendor T & M PM of an Nspire Pulmonary Function Tester POC was Sales@Nspirehealth.com | 03/14/2017 07:14 AM | On Site | Sue McCabe | Gary Maultsby | Jay Masse | 726002968-0-CES | 03/14/2017 | Cancelled | Sue McCabe | nSpire Health Inc |  |  | On Site | Sue McCabe | MATERIAL | Ordered | K710081 | HD3000 PM Kit | 1 | 0 | 1250 | Winter Haven Hospital | WHH | WHH-Respiratory Care Services
54392 | 03/14/2017 02:50 PM | POC Troy | 03/14/2017 02:50 PM | Next Day | Jennah Judd | Thomas Odaris | Mary Emery | 755003122-0-CES | 03/14/2017 | Ordered | Jennah Judd | GE Healthcare (DI ONLY) |  |  | Next Day | Jennah Judd | MATERIAL | Ordered | 5433408-2 | Side I/O Board, Logiq E9 | 1 | 0 | 1269.19 | South Florida Baptist Hospital | SFBH
54453 | 03/15/2017 03:33 PM | Parts needed for PM/repairs POC: Sylvia Note: Per requester line items with zero amount (no charge). | 03/15/2017 03:33 PM | Ground | Jennah Judd | Danielle Ohara | Brian Pruiett | 726002977-0-CES | 03/16/2017 | Received | Jennah Judd | CareFusion Alaris |  |  | Ground | Jennah Judd | MATERIAL | Partial | TC10009596 | FSR Pressure Sensor, LVP 8100 | 10 | 10 | 0 | Bartow Regional Medical Center | BRMC
54453 | 03/15/2017 03:33 PM | Parts needed for PM/repairs POC: Sylvia Note: Per requester line items with zero amount (no charge). | 03/15/2017 03:33 PM | Ground | Jennah Judd | Danielle Ohara | Brian Pruiett | 726002977-0-CES | 03/16/2017 | Received | Jennah Judd | CareFusion Alaris |  |  | Ground | Jennah Judd | MATERIAL | Partial | 147077-100 | Alaris IUI Connector -male | 10 | 10 | 0 | Bartow Regional Medical Center | BRMC
54458 | 03/16/2017 07:08 AM | Replenish stock. POC Daniel Sager. see attached quotes. | 03/16/2017 07:08 AM | Ground | Jennah Judd | Ronnie Darby | Jay Masse | 726002979-0-CES | 03/16/2017 | Received | Jennah Judd | Stryker Medical Div Stryker Co |  |  | Ground | Jennah Judd | MATERIAL | Partial | 3001400050 | outer panel side rail | 40 | 40 | 36.34 | Winter Haven Hospital | WHH | WHH-Beds
54458 | 03/16/2017 07:08 AM | Replenish stock. POC Daniel Sager. see attached quotes. | 03/16/2017 07:08 AM | Ground | Jennah Judd | Ronnie Darby | Jay Masse | 726002979-0-CES | 03/16/2017 | Received | Jennah Judd | Stryker Medical Div Stryker Co |  |  | Ground | Jennah Judd | MATERIAL | Partial | 3001400201 | inner Panel right | 20 | 20 | 29.41 | Winter Haven Hospital | WHH | WHH-Beds
54458 | 03/16/2017 07:08 AM | Replenish stock. POC Daniel Sager. see attached quotes. | 03/16/2017 07:08 AM | Ground | Jennah Judd | Ronnie Darby | Jay Masse | 726002979-0-CES | 03/16/2017 | Received | Jennah Judd | Stryker Medical Div Stryker Co |  |  | Ground | Jennah Judd | MATERIAL | Partial | 3001400101 | inner panel left | 20 | 20 | 29.41 | Winter Haven Hospital | WHH | WHH-Beds
54458 | 03/16/2017 07:08 AM | Replenish stock. POC Daniel Sager. see attached quotes. | 03/16/2017 07:08 AM | Ground | Jennah Judd | Ronnie Darby | Jay Masse | 726002979-0-CES | 03/16/2017 | Received | Jennah Judd | Stryker Medical Div Stryker Co |  |  | Ground | Jennah Judd | MATERIAL | Partial | 3002500024 | ft brd module label | 50 | 50 | 13.83 | Winter Haven Hospital | WHH | WHH-Beds
54458 | 03/16/2017 07:08 AM | Replenish stock. POC Daniel Sager. see attached quotes. | 03/16/2017 07:08 AM | Ground | Jennah Judd | Ronnie Darby | Jay Masse | 726002979-0-CES | 03/16/2017 | Received | Jennah Judd | Stryker Medical Div Stryker Co |  |  | Ground | Jennah Judd | MATERIAL | Partial | 3002501002 | gatch/fowler module label | 50 | 50 | 4.38 | Winter Haven Hospital | WHH | WHH-Beds
54458 | 03/16/2017 07:08 AM | Replenish stock. POC Daniel Sager. see attached quotes. | 03/16/2017 07:08 AM | Ground | Jennah Judd | Ronnie Darby | Jay Masse | 726002979-0-CES | 03/16/2017 | Received | Jennah Judd | Stryker Medical Div Stryker Co |  |  | Ground | Jennah Judd | MATERIAL | Partial | 3002000152 | scale label | 50 | 50 | 7.38 | Winter Haven Hospital | WHH | WHH-Beds
54458 | 03/16/2017 07:08 AM | Replenish stock. POC Daniel Sager. see attached quotes. | 03/16/2017 07:08 AM | Ground | Jennah Judd | Ronnie Darby | Jay Masse | 726002979-0-CES | 03/16/2017 | Received | Jennah Judd | Stryker Medical Div Stryker Co |  |  | Ground | Jennah Judd | MATERIAL | Partial | 3002507002 | scale label | 50 | 50 | 12.86 | Winter Haven Hospital | WHH | WHH-Beds
54458 | 03/16/2017 07:08 AM | Replenish stock. POC Daniel Sager. see attached quotes. | 03/16/2017 07:08 AM | Ground | Jennah Judd | Ronnie Darby | Jay Masse | 726002979-0-CES | 03/16/2017 | Received | Jennah Judd | Stryker Medical Div Stryker Co |  |  | Ground | Jennah Judd | MATERIAL | Partial | 3000500002 | MAIN FOOT PANEL MODULE (CP) | 50 | 50 | 10.56 | Winter Haven Hospital | WHH | WHH-Beds
54458 | 03/16/2017 07:08 AM | Replenish stock. POC Daniel Sager. see attached quotes. | 03/16/2017 07:08 AM | Ground | Jennah Judd | Ronnie Darby | Jay Masse | 726002979-0-CES | 03/16/2017 | Received | Jennah Judd | Stryker Medical Div Stryker Co |  |  | Ground | Jennah Judd | MATERIAL | Partial | 3000501001 | MODULE - GATCH FOWLER PANEL | 50 | 50 | 5.25 | Winter Haven Hospital | WHH | WHH-Beds
54458 | 03/16/2017 07:08 AM | Replenish stock. POC Daniel Sager. see attached quotes. | 03/16/2017 07:08 AM | Ground | Jennah Judd | Ronnie Darby | Jay Masse | 726002979-0-CES | 03/16/2017 | Received | Jennah Judd | Stryker Medical Div Stryker Co |  |  | Ground | Jennah Judd | MATERIAL | Partial | 3001500003 | MODULE FOOTBOARD BLANK | 50 | 50 | 5.25 | Winter Haven Hospital | WHH | WHH-Beds
54458 | 03/16/2017 07:08 AM | Replenish stock. POC Daniel Sager. see attached quotes. | 03/16/2017 07:08 AM | Ground | Jennah Judd | Ronnie Darby | Jay Masse | 726002979-0-CES | 03/16/2017 | Received | Jennah Judd | Stryker Medical Div Stryker Co |  |  | Ground | Jennah Judd | MATERIAL | Partial | 3000508001 | BED EXIT MODULE PANEL (CP) | 50 | 50 | 7.15 | Winter Haven Hospital | WHH | WHH-Beds
54458 | 03/16/2017 07:08 AM | Replenish stock. POC Daniel Sager. see attached quotes. | 03/16/2017 07:08 AM | Ground | Jennah Judd | Ronnie Darby | Jay Masse | 726002979-0-CES | 03/16/2017 | Received | Jennah Judd | Stryker Medical Div Stryker Co |  |  | Ground | Jennah Judd | MATERIAL | Partial | 3001507001 | SCALE MODULE, PLASTIC | 50 | 50 | 6.99 | Winter Haven Hospital | WHH | WHH-Beds
54458 | 03/16/2017 07:08 AM | Replenish stock. POC Daniel Sager. see attached quotes. | 03/16/2017 07:08 AM | Ground | Jennah Judd | Ronnie Darby | Jay Masse | 726002979-0-CES | 03/16/2017 | Received | Jennah Judd | Stryker Medical Div Stryker Co |  |  | Ground | Jennah Judd | MATERIAL | Partial | 2030000902 | scale label epic II | 50 | 50 | 7.47 | Winter Haven Hospital | WHH | WHH-Beds
54458 | 03/16/2017 07:08 AM | Replenish stock. POC Daniel Sager. see attached quotes. | 03/16/2017 07:08 AM | Ground | Jennah Judd | Ronnie Darby | Jay Masse | 726002979-0-CES | 03/16/2017 | Received | Jennah Judd | Stryker Medical Div Stryker Co |  |  | Ground | Jennah Judd | MATERIAL | Partial | 2030000902 | scale label epic II | 50 | 50 | 18.94 | Winter Haven Hospital | WHH | WHH-Beds
54458 | 03/16/2017 07:08 AM | Replenish stock. POC Daniel Sager. see attached quotes. | 03/16/2017 07:08 AM | Ground | Jennah Judd | Ronnie Darby | Jay Masse | 726002979-0-CES | 03/16/2017 | Received | Jennah Judd | Stryker Medical Div Stryker Co |  |  | Ground | Jennah Judd | MATERIAL | Partial | 2035000153 | knee and fowler label | 50 | 50 | 17.32 | Winter Haven Hospital | WHH | WHH-Beds
54458 | 03/16/2017 07:08 AM | Replenish stock. POC Daniel Sager. see attached quotes. | 03/16/2017 07:08 AM | Ground | Jennah Judd | Ronnie Darby | Jay Masse | 726002979-0-CES | 03/16/2017 | Received | Jennah Judd | Stryker Medical Div Stryker Co |  |  | Ground | Jennah Judd | MATERIAL | Partial | 2030000151 | footboard std module label | 50 | 50 | 10.72 | Winter Haven Hospital | WHH | WHH-Beds
54458 | 03/16/2017 07:08 AM | Replenish stock. POC Daniel Sager. see attached quotes. | 03/16/2017 07:08 AM | Ground | Jennah Judd | Ronnie Darby | Jay Masse | 726002979-0-CES | 03/16/2017 | Received | Jennah Judd | Stryker Medical Div Stryker Co |  |  | Ground | Jennah Judd | MATERIAL | Partial | 3002400633 | left side outer panel label secureII | 20 | 20 | 10.11 | Winter Haven Hospital | WHH | WHH-Beds
54458 | 03/16/2017 07:08 AM | Replenish stock. POC Daniel Sager. see attached quotes. | 03/16/2017 07:08 AM | Ground | Jennah Judd | Ronnie Darby | Jay Masse | 726002979-0-CES | 03/16/2017 | Received | Jennah Judd | Stryker Medical Div Stryker Co |  |  | Ground | Jennah Judd | MATERIAL | Partial | 3002400643 | right side hand rail outer panal label secureII | 20 | 20 | 8.58 | Winter Haven Hospital | WHH | WHH-Beds
54458 | 03/16/2017 07:08 AM | Replenish stock. POC Daniel Sager. see attached quotes. | 03/16/2017 07:08 AM | Ground | Jennah Judd | Ronnie Darby | Jay Masse | 726002979-0-CES | 03/16/2017 | Received | Jennah Judd | Stryker Medical Div Stryker Co |  |  | Ground | Jennah Judd | MATERIAL | Partial | 3002400623 | left side inner panel label secureII | 20 | 20 | 10.1 | Winter Haven Hospital | WHH | WHH-Beds
54458 | 03/16/2017 07:08 AM | Replenish stock. POC Daniel Sager. see attached quotes. | 03/16/2017 07:08 AM | Ground | Jennah Judd | Ronnie Darby | Jay Masse | 726002979-0-CES | 03/16/2017 | Received | Jennah Judd | Stryker Medical Div Stryker Co |  |  | Ground | Jennah Judd | MATERIAL | Partial | 3002400613 | nc.,tv ,light label in rt | 20 | 20 | 10.1 | Winter Haven Hospital | WHH | WHH-Beds
54458 | 03/16/2017 07:08 AM | Replenish stock. POC Daniel Sager. see attached quotes. | 03/16/2017 07:08 AM | Ground | Jennah Judd | Ronnie Darby | Jay Masse | 726002979-0-CES | 03/16/2017 | Received | Jennah Judd | Stryker Medical Div Stryker Co |  |  | Ground | Jennah Judd | MATERIAL | Partial | 280768 | skf hi-low actuator | 2 | 2 | 290.4 | Winter Haven Hospital | WHH | WHH-Beds
54458 | 03/16/2017 07:08 AM | Replenish stock. POC Daniel Sager. see attached quotes. | 03/16/2017 07:08 AM | Ground | Jennah Judd | Ronnie Darby | Jay Masse | 726002979-0-CES | 03/16/2017 | Received | Jennah Judd | Stryker Medical Div Stryker Co |  |  | Ground | Jennah Judd | MATERIAL | Partial | 1325P003 | micro switch | 5 | 5 | 17.95 | Winter Haven Hospital | WHH | WHH-Beds
54486 | 03/16/2017 01:13 PM | Needed for Vendor PM of a Konica CR Reader Chad Iannacone was the POC | 03/16/2017 01:13 PM | On Site | Sue McCabe | Gary Maultsby | Jay Masse | 726002981-0-CES | 03/16/2017 | Ordered | Sue McCabe | Konica Minolta Medical Imaging |  |  | On Site | Sue McCabe | MATERIAL | Ordered | ERASURELAMP | Lamp | 1 | 0 | 643.23 | Winter Haven Hospital | WHH | WHH-Radiology Services
54928 | 03/31/2017 10:11 AM | poc Stephanie Bunch code 40 bed parts | 04/04/2017 08:00 AM | Ground | Jennah Judd | Mary Emery | David Booker | 755003133-0-CES | 03/31/2017 | Received | Jennah Judd | PartsSource |  |  | Ground | Jennah Judd | MATERIAL | Partial | 3002-300-083 | Motion Interrupt Pan | 3 | 3 | 137.98 | South Florida Baptist Hospital | SFBH
55068 | 04/04/2017 03:02 PM | parts to repair unit P.O.C Savanah H. | 04/04/2017 03:02 PM | Next Day | Sue McCabe | Germaine Kinder | David Booker | 755003138-0-CES | 04/05/2017 | Ordered | Sue McCabe | STERIS Corp |  |  | Next Day | Sue McCabe | MATERIAL | Ordered | P764080-001 | steam trap | 2 | 0 | 124.44 | South Florida Baptist Hospital | SFBH
55068 | 04/04/2017 03:02 PM | parts to repair unit P.O.C Savanah H. | 04/04/2017 03:02 PM | Next Day | Sue McCabe | Germaine Kinder | David Booker | 755003138-0-CES | 04/05/2017 | Ordered | Sue McCabe | STERIS Corp |  |  | Next Day | Sue McCabe | MATERIAL | Ordered | P764070-001 | Repair Kit S3 STERILIZER | 1 | 0 | 124.44 | South Florida Baptist Hospital | SFBH
55068 | 04/04/2017 03:02 PM | parts to repair unit P.O.C Savanah H. | 04/04/2017 03:02 PM | Next Day | Sue McCabe | Germaine Kinder | David Booker | 755003138-0-CES | 04/05/2017 | Ordered | Sue McCabe | STERIS Corp |  |  | Next Day | Sue McCabe | MATERIAL | Ordered | P764324-895 | Repair Kit, S-1 | 1 | 0 | 194.77 | South Florida Baptist Hospital | SFBH
55248 | 04/10/2017 07:39 AM | Needed for the on site repair of a Maquet Balloon Pump Tom Curley was the POC | 04/10/2017 07:39 AM | On Site | Sue McCabe | Gary Maultsby | Brian Pruiett | 726003032-0-CES | 04/10/2017 | Ordered | Sue McCabe | MAQUET Cardiovascular LLC A Ge |  |  | On Site | Sue McCabe | MATERIAL | Ordered | D670-00-1170 | Powe Slot Interface PCB | 1 | 0 | 1106 | Winter Haven Hospital | WHH | WHH-Cardiac ICU
55290 | 04/10/2017 02:03 PM | POC Michelle Ground T: (800) 542-7322 F: (410) 694-9680 | 04/10/2017 02:03 PM | Ground | Jennah Judd | George Rivera | Mary Emery | 755003141-0-CES | 04/10/2017 | Received | Jennah Judd | seca |  |  | Ground | Jennah Judd | MATERIAL | Partial | SECA400 | Transformer | 1 | 1 | 59.08 | South Florida Baptist Hospital | SFBH
56162 | 05/08/2017 12:22 PM | Time and Materials vendor PM. | 05/08/2017 12:22 PM | On Site | Jennah Judd | Sergio Diaz | Jay Masse | 726003140-0-CES | 05/08/2017 | Received | Jennah Judd | SurgiQuest Inc |  |  | On Site | Jennah Judd | MATERIAL | Partial | LOANER | No Charge loaner | 1 | 1 | 0 | Winter Haven Hospital | WHH | WHH-SURGERY
56215 | 05/09/2017 09:59 AM | Need Parts fro partssource- multiple WO's POC Kayla | 05/09/2017 09:59 AM | Two Day | Sue McCabe | April Scott | Mary Emery | 755003168-0-CES | 05/09/2017 | Received | Sue McCabe | PartsSource |  |  | Two Day | Sue McCabe | MATERIAL | Partial | 0690-2500-365 | Power On/Off Switch for Infant Warmer | 2 | 2 | 144 | South Florida Baptist Hospital | SFBH
56271 | 05/10/2017 10:55 AM | poc | 05/11/2017 08:00 AM | Next Day | Sue McCabe | Mary Emery | David Booker | 755003185-0-CES | 05/24/2017 | Ordered | Sue McCabe | Sensoronics Inc |  |  | Next Day | Sue McCabe | MATERIAL | Ordered | SS-12A | oxygen sensor | 1 | 1 | 59 | South Florida Baptist Hospital | SFBH
56290 | 05/10/2017 03:36 PM | Parts to repair unit P.O.C Clovis O. | 05/10/2017 03:36 PM | Next Day | Jennah Judd | Germaine Kinder | David Booker | 755003171-0-CES | 05/10/2017 | Ordered | Jennah Judd | STERIS Corp |  |  | Next Day | Jennah Judd | MATERIAL | Ordered | P764326-480 | EXHAUST PM KIT sterlizer | 1 | 0 | 359.88 | South Florida Baptist Hospital | SFBH
56290 | 05/10/2017 03:36 PM | Parts to repair unit P.O.C Clovis O. | 05/10/2017 03:36 PM | Next Day | Jennah Judd | Germaine Kinder | David Booker | 755003171-0-CES | 05/10/2017 | Ordered | Jennah Judd | STERIS Corp |  |  | Next Day | Jennah Judd | MATERIAL | Ordered | P764326-475 | steam PM kit | 1 | 0 | 459.03 | South Florida Baptist Hospital | SFBH
56290 | 05/10/2017 03:36 PM | Parts to repair unit P.O.C Clovis O. | 05/10/2017 03:36 PM | Next Day | Jennah Judd | Germaine Kinder | David Booker | 755003171-0-CES | 05/10/2017 | Ordered | Jennah Judd | STERIS Corp |  |  | Next Day | Jennah Judd | MATERIAL | Ordered | P764326-619 | WATER PM KIT sterilizer | 1 | 0 | 291.53 | South Florida Baptist Hospital | SFBH
56290 | 05/10/2017 03:36 PM | Parts to repair unit P.O.C Clovis O. | 05/10/2017 03:36 PM | Next Day | Jennah Judd | Germaine Kinder | David Booker | 755003171-0-CES | 05/10/2017 | Ordered | Jennah Judd | STERIS Corp |  |  | Next Day | Jennah Judd | MATERIAL | Ordered | P150822354 | Check vavle 1/2 STERILIZER | 4 | 0 | 112.15 | South Florida Baptist Hospital | SFBH
56290 | 05/10/2017 03:36 PM | Parts to repair unit P.O.C Clovis O. | 05/10/2017 03:36 PM | Next Day | Jennah Judd | Germaine Kinder | David Booker | 755003171-0-CES | 05/10/2017 | Ordered | Jennah Judd | STERIS Corp |  |  | Next Day | Jennah Judd | MATERIAL | Ordered | P129222-001 | TRAP STEAM COMPLETE,STERILIZER | 2 | 0 | 162.29 | South Florida Baptist Hospital | SFBH
56290 | 05/10/2017 03:36 PM | Parts to repair unit P.O.C Clovis O. | 05/10/2017 03:36 PM | Next Day | Jennah Judd | Germaine Kinder | David Booker | 755003171-0-CES | 05/10/2017 | Ordered | Jennah Judd | STERIS Corp |  |  | Next Day | Jennah Judd | MATERIAL | Ordered | P764326-480 | EXHAUST PM KIT sterlizer | 1 | 0 | 359.88 | South Florida Baptist Hospital | SFBH
56290 | 05/10/2017 03:36 PM | Parts to repair unit P.O.C Clovis O. | 05/10/2017 03:36 PM | Next Day | Jennah Judd | Germaine Kinder | David Booker | 755003171-0-CES | 05/10/2017 | Ordered | Jennah Judd | STERIS Corp |  |  | Next Day | Jennah Judd | MATERIAL | Ordered | P764326-475 | steam PM kit | 1 | 0 | 459.03 | South Florida Baptist Hospital | SFBH
56290 | 05/10/2017 03:36 PM | Parts to repair unit P.O.C Clovis O. | 05/10/2017 03:36 PM | Next Day | Jennah Judd | Germaine Kinder | David Booker | 755003171-0-CES | 05/10/2017 | Ordered | Jennah Judd | STERIS Corp |  |  | Next Day | Jennah Judd | MATERIAL | Ordered | P764326-619 | WATER PM KIT sterilizer | 1 | 0 | 291.53 | South Florida Baptist Hospital | SFBH
56290 | 05/10/2017 03:36 PM | Parts to repair unit P.O.C Clovis O. | 05/10/2017 03:36 PM | Next Day | Jennah Judd | Germaine Kinder | David Booker | 755003171-0-CES | 05/10/2017 | Ordered | Jennah Judd | STERIS Corp |  |  | Next Day | Jennah Judd | MATERIAL | Ordered | P129222-001 | TRAP STEAM COMPLETE,STERILIZER | 1 | 0 | 162.29 | South Florida Baptist Hospital | SFBH
56464 | 05/16/2017 12:36 PM | poc Melissa | 05/18/2017 08:00 AM | Two Day | Sue McCabe | Mary Emery | David Booker | 755003177-0-CES | 05/16/2017 | Partial | Sue McCabe | Masimo Corp |  |  | Two Day | Sue McCabe | MATERIAL | Partial | 1396 | adult sensor reusable | 1 | 1 | 124 | South Florida Baptist Hospital | SFBH
56464 | 05/16/2017 12:36 PM | poc Melissa | 05/18/2017 08:00 AM | Two Day | Sue McCabe | Mary Emery | David Booker | 755003177-0-CES | 05/16/2017 | Partial | Sue McCabe | Masimo Corp |  |  | Two Day | Sue McCabe | MATERIAL | Partial | 1396 | adult sensor reusable | 2 | 0 | 124 | South Florida Baptist Hospital | SFBH
56815 | 05/30/2017 12:40 PM | the cord to the hand remote is cut and needs to be replaced. Cost is $370.00 POC Eric. when ordering the remote make sure you give them the Site ID 44048611 to get the pricing. | 05/30/2017 12:40 PM | Ground | Jennah Judd | John Campagnola | Brian Pruiett | 726003195-0-CES | 05/30/2017 | Ordered | Jennah Judd | Philips Healthcare |  |  | Ground | Jennah Judd | MATERIAL | Ordered | 459801059721 | hand control | 1 | 0 | 370 | Bartow Regional Medical Center | BRMC
57084 | 06/05/2017 11:29 AM | POC Norma | 06/05/2017 11:29 AM | Next Day AM | Sue McCabe | Thomas Odaris | Mary Emery | 755003201-0-CES | 06/05/2017 | Ordered | Sue McCabe | Exclusive Medical Solutions |  |  | Next Day AM | Sue McCabe | MATERIAL | Ordered | C1-6-D | Loaner transducer | 1 | 0 | 0 | South Florida Baptist Hospital | SFBH
57370 | 06/13/2017 10:25 AM | poc Mario | 06/15/2017 08:00 AM | Two Day | Jennah Judd | Vinnie Philson | David Booker | 755003211-0-CES | 06/13/2017 | Received | Jennah Judd | PartsSource |  |  | Two Day | Jennah Judd | MATERIAL | Partial | 80-9104G | head board left | 1 | 1 | 1701.73 | South Florida Baptist Hospital | SFBH
57370 | 06/13/2017 10:25 AM | poc Mario | 06/15/2017 08:00 AM | Two Day | Jennah Judd | Vinnie Philson | David Booker | 755003211-0-CES | 06/13/2017 | Received | Jennah Judd | PartsSource |  |  | Two Day | Jennah Judd | MATERIAL | Partial | 80-9106G | head board right | 1 | 1 | 1701.73 | South Florida Baptist Hospital | SFBH
57370 | 06/13/2017 10:25 AM | poc Mario | 06/15/2017 08:00 AM | Two Day | Jennah Judd | Vinnie Philson | David Booker | 755003211-0-CES | 06/13/2017 | Received | Jennah Judd | PartsSource |  |  | Two Day | Jennah Judd | MATERIAL | Partial | 80-9108G | left foot board | 1 | 1 | 1215.81 | South Florida Baptist Hospital | SFBH
57370 | 06/13/2017 10:25 AM | poc Mario | 06/15/2017 08:00 AM | Two Day | Jennah Judd | Vinnie Philson | David Booker | 755003211-0-CES | 06/13/2017 | Received | Jennah Judd | PartsSource |  |  | Two Day | Jennah Judd | MATERIAL | Partial | 80-9109G | foot board right | 1 | 1 | 1259.71 | South Florida Baptist Hospital | SFBH
57482 | 06/16/2017 09:07 AM | The light needs a new power switch I called Steris and the cost is $15.55 POC Cheryl | 06/16/2017 09:07 AM | Ground | Jennah Judd | John Campagnola | Jay Masse | 726003260-0-CES | 06/16/2017 | Ordered | Jennah Judd | STERIS Corp |  |  | Ground | Jennah Judd | MATERIAL | Ordered | P129378037 | power rocker switch | 1 | 0 | 15.55 | Bartow Regional Medical Center | BRMC
57504 | 06/16/2017 03:31 PM | Need spare UPS. POC - Internet | 06/16/2017 03:31 PM | Ground | Brenda Kans | Brian Pruiett | Jay Masse | PCARD 57501 | 06/19/2017 | Ordered | Brenda Kans | Amazon.com |  |  | Ground | Brenda Kans | MATERIAL | Ordered | SMART500RTIU | UPS | 2 | 0 | 155 | Winter Haven Hospital | WHH | WHH-Virtual ICU CMU
57549 | 06/19/2017 03:19 PM | poc Adam Phillips | 06/26/2017 08:00 AM | Ground | Jennah Judd | Mary Emery | David Booker | 755003217-0-CES | 08/09/2017 | Received | Jennah Judd | PartsSource |  |  | Ground | Jennah Judd | MATERIAL | Ordered | 3001-400-619 | Outer Arm Cover | 20 | 20 | 5.77 | South Florida Baptist Hospital | SFBH
57549 | 06/19/2017 03:19 PM | poc Adam Phillips | 06/26/2017 08:00 AM | Ground | Jennah Judd | Mary Emery | David Booker | 755003217-0-CES | 08/09/2017 | Received | Jennah Judd | PartsSource |  |  | Ground | Jennah Judd | MATERIAL | Ordered | 5000-20-5 | Inner Arm Cover | 20 | 20 | 5.77 | South Florida Baptist Hospital | SFBH
57549 | 06/19/2017 03:19 PM | poc Adam Phillips | 06/26/2017 08:00 AM | Ground | Jennah Judd | Mary Emery | David Booker | 755003217-0-CES | 08/09/2017 | Received | Jennah Judd | PartsSource |  |  | Ground | Jennah Judd | MATERIAL | Ordered | 3001400101 | inner panel left | 20 | 20 | 32.35 | South Florida Baptist Hospital | SFBH
57549 | 06/19/2017 03:19 PM | poc Adam Phillips | 06/26/2017 08:00 AM | Ground | Jennah Judd | Mary Emery | David Booker | 755003217-0-CES | 08/09/2017 | Received | Jennah Judd | PartsSource |  |  | Ground | Jennah Judd | MATERIAL | Ordered | 3001400201 | inner Panel right | 20 | 20 | 32.35 | South Florida Baptist Hospital | SFBH
57549 | 06/19/2017 03:19 PM | poc Adam Phillips | 06/26/2017 08:00 AM | Ground | Jennah Judd | Mary Emery | David Booker | 755003217-0-CES | 08/09/2017 | Received | Jennah Judd | PartsSource |  |  | Ground | Jennah Judd | MATERIAL | Ordered | 3001400050 | outer panel side rail | 20 | 20 | 39.98 | South Florida Baptist Hospital | SFBH
57549 | 06/19/2017 03:19 PM | poc Adam Phillips | 06/26/2017 08:00 AM | Ground | Jennah Judd | Mary Emery | David Booker | 755003217-0-CES | 08/09/2017 | Received | Jennah Judd | PartsSource |  |  | Ground | Jennah Judd | MATERIAL | Ordered | 3001400527 | foot end outer panel | 10 | 10 | 17.14 | South Florida Baptist Hospital | SFBH
57549 | 06/19/2017 03:19 PM | poc Adam Phillips | 06/26/2017 08:00 AM | Ground | Jennah Judd | Mary Emery | David Booker | 755003217-0-CES | 08/09/2017 | Received | Jennah Judd | PartsSource |  |  | Ground | Jennah Judd | MATERIAL | Ordered | 3002401229 | Head Right Timing Link Assy | 3 | 3 | 88.02 | South Florida Baptist Hospital | SFBH
57549 | 06/19/2017 03:19 PM | poc Adam Phillips | 06/26/2017 08:00 AM | Ground | Jennah Judd | Mary Emery | David Booker | 755003217-0-CES | 08/09/2017 | Received | Jennah Judd | PartsSource |  |  | Ground | Jennah Judd | MATERIAL | Ordered | 3002401129 | KIT, HEAD LEFT TIMING LINK | 6 | 6 | 88.02 | South Florida Baptist Hospital | SFBH
58133 | 07/10/2017 09:31 AM | Parts needed for repairs/stock POC: Sandy | 07/10/2017 09:31 AM | Ground | Jennah Judd | Danielle Ohara | Jay Masse | 726003313-0-CES | 07/10/2017 | Received | Jennah Judd | CareFusion Alaris |  |  | Ground | Jennah Judd | MATERIAL | Partial | 49000322 | Platen Spring Hinge Assembly | 10 | 10 | 57.68 | Winter Haven Hospital | WHH | WHH-Nursing Administration
58134 | 07/10/2017 09:34 AM | Parts needed for repairs/stock POC: Tyler | 07/10/2017 09:34 AM | Ground | Jennah Judd | Danielle Ohara | Brian Pruiett | 726003311-0-CES | 07/10/2017 | Partial | Jennah Judd | Elite Biomedical Solutions |  |  | Ground | Jennah Judd | MATERIAL | Partial | 147085-100EBS | LVP Door Latch Assembly | 10 | 8 | 35 | Winter Haven Hospital | WHH | WHH-Nursing Administration
58290 | 07/13/2017 11:18 AM | On Site service POC: Bill Sommer | 07/13/2017 11:18 AM | On Site | Jennah Judd | Chris Wilson | David Booker | 755003237-0-CES | 07/13/2017 | Reopen | Jennah Judd | Advanced Sterilization Product |  |  | On Site | Jennah Judd | MATERIAL | Open | 10104 | PM Kit | 1 | 0 | 7726 | South Florida Baptist Hospital | SFBH
58524 | 07/20/2017 04:09 PM | POC: Young Park with Alpha Source (Engineer will install ordered parts) Both parts not in stock and must be drop shipped from warehouse after special order. | 07/20/2017 04:09 PM | Next Day | Sue McCabe | Robert Saunders | David Booker | 755003241-0-CES | 07/21/2017 | Reopen | Sue McCabe | Alpha Source Inc |  |  | Next Day | Sue McCabe | MATERIAL | Ordered | LU-7930 | Upper Cable Bundle Harness | 1 | 0 | 590.31 | South Florida Baptist Hospital | SFBH
58524 | 07/20/2017 04:09 PM | POC: Young Park with Alpha Source (Engineer will install ordered parts) Both parts not in stock and must be drop shipped from warehouse after special order. | 07/20/2017 04:09 PM | Next Day | Sue McCabe | Robert Saunders | David Booker | 755003241-0-CES | 07/21/2017 | Reopen | Sue McCabe | Alpha Source Inc |  |  | Next Day | Sue McCabe | MATERIAL | Ordered | LU-7943 | Lower Cable Bundle Harness | 1 | 0 | 1026.72 | South Florida Baptist Hospital | SFBH
58547 | 07/24/2017 07:39 AM | Needed for Vendor T & M repair od X-Ray room Roger Button was the POC | 07/24/2017 07:39 AM | On Site | Jennah Judd | Gary Maultsby | Jay Masse | 726003359-0-CES | 07/24/2017 | Received | Jennah Judd | Siemens Medical Solutions USA |  |  | On Site | Jennah Judd | MATERIAL | Partial | 3345209 | X-Ray Tube | 1 | 1 | 13233 | Winter Haven Hospital | WHH | WHH-Radiology Services
58779 | 07/31/2017 01:15 PM | New bracket and wire hanger is to be purchased and installed on the unit. This will be purchase from Integrity medical. POC Larry Gardinal | 07/31/2017 01:15 PM | Ground | Jennah Judd | John Campagnola | Jay Masse | 726003370-0-CES | 07/31/2017 | Ordered | Jennah Judd | Integrity Medical Products Inc |  |  | Ground | Jennah Judd | MATERIAL | Ordered | AU-Y05-T092 | cradle for drager | 1 | 0 | 40 | Bartow Regional Medical Center | BRMC
58779 | 07/31/2017 01:15 PM | New bracket and wire hanger is to be purchased and installed on the unit. This will be purchase from Integrity medical. POC Larry Gardinal | 07/31/2017 01:15 PM | Ground | Jennah Judd | John Campagnola | Jay Masse | 726003370-0-CES | 07/31/2017 | Ordered | Jennah Judd | Integrity Medical Products Inc |  |  | Ground | Jennah Judd | MATERIAL | Ordered | AU-Y05-T092 | cradle for drager | 1 | 0 | 40 | Bartow Regional Medical Center | BRMC
58779 | 07/31/2017 01:15 PM | New bracket and wire hanger is to be purchased and installed on the unit. This will be purchase from Integrity medical. POC Larry Gardinal | 07/31/2017 01:15 PM | Ground | Jennah Judd | John Campagnola | Jay Masse | 726003370-0-CES | 07/31/2017 | Ordered | Jennah Judd | Integrity Medical Products Inc |  |  | Ground | Jennah Judd | MATERIAL | Ordered | AU-Y05-T092 | cradle for drager | 1 | 0 | 40 | Bartow Regional Medical Center | BRMC
58779 | 07/31/2017 01:15 PM | New bracket and wire hanger is to be purchased and installed on the unit. This will be purchase from Integrity medical. POC Larry Gardinal | 07/31/2017 01:15 PM | Ground | Jennah Judd | John Campagnola | Jay Masse | 726003370-0-CES | 07/31/2017 | Ordered | Jennah Judd | Integrity Medical Products Inc |  |  | Ground | Jennah Judd | MATERIAL | Ordered | AU-Y05-T092 | cradle for drager | 1 | 0 | 40 | Bartow Regional Medical Center | BRMC
58791 | 07/31/2017 01:55 PM | POC Marlene Select Priority Next Day SFBH - 119027 P: (800)-722-9377 F: (888) 558-6632 | 07/31/2017 01:55 PM | Next Day | Jennah Judd | George Rivera | Mary Emery | 755003249-0-CES | 07/31/2017 | Ordered | Jennah Judd | Philips Respironics |  |  | Next Day | Jennah Judd | MATERIAL | Ordered | 453561511661 | Ribbon Cable, LCD Interface V60 | 1 | 0 | 100 | South Florida Baptist Hospital | SFBH
58872 | 08/02/2017 10:03 AM | The Battery tray is damaged and needs to be replaced the pricing is $210 for a 3 pack POC was Chris. | 08/02/2017 10:03 AM | Ground | Jennah Judd | John Campagnola | Brian Pruiett | 726003371-0-CES | 08/02/2017 | Ordered | Jennah Judd | Philips Healthcare |  |  | Ground | Jennah Judd | MATERIAL | Ordered | 989803174891 | battery tray 3 pack | 1 | 0 | 210 | Bartow Regional Medical Center | BRMC
59008 | 08/04/2017 02:52 PM | Needed for Scheduled Maintenance. No charge for the loaner APC Mark was of the POC | 08/04/2017 02:52 PM | Ground | Jennah Judd | Gary Maultsby | Jay Masse | 726003389-0-CES | 08/04/2017 | Received | Jennah Judd | ERBE USA Inc |  |  | Ground | Jennah Judd | MATERIAL | Partial | LOANER | loaner | 1 | 1 | 0 | Winter Haven Hospital | WHH | WHH-Endoscopy
59030 | 08/07/2017 08:28 AM | Replacement therapy pad repair part. POC INUA. | 08/07/2017 08:28 AM | Next Day | Jennah Judd | Sergio Diaz | Brian Pruiett | 726003394-0-CES | 08/07/2017 | Ordered | Jennah Judd | Natus Medical Inc |  |  | Next Day | Jennah Judd | MATERIAL | Ordered | 006245 | Therapy Pad | 1 | 0 | 1428 | Winter Haven Hospital | WHH | WHW-NEONATAL INTENSIVE CARE(NICU)
59098 | 08/08/2017 09:57 AM | poc Brian Doherty | 08/08/2017 09:57 AM | On Site | Sue McCabe | Mary Emery | David Booker | 755003259-0-CES | 08/08/2017 | Reopen | Sue McCabe | MAQUET Inc A Getinge Gp Co |  |  | On Site | Sue McCabe | MATERIAL | Open | SAFETYDISK | PM part | 1 | 0 | 791.7 | South Florida Baptist Hospital | SFBH
59098 | 08/08/2017 09:57 AM | poc Brian Doherty | 08/08/2017 09:57 AM | On Site | Sue McCabe | Mary Emery | David Booker | 755003259-0-CES | 08/08/2017 | Reopen | Sue McCabe | MAQUET Inc A Getinge Gp Co |  |  | On Site | Sue McCabe | MATERIAL | Open | SLABATTERY | Battery | 2 | 0 | 346.8 | South Florida Baptist Hospital | SFBH
59148 | 08/08/2017 03:50 PM | POC: Brad Dombroski | 08/08/2017 03:50 PM | Next Day | Sue McCabe | Robert Saunders | David Booker | 755003261-0-CES | 08/09/2017 | Ordered | Sue McCabe | GE Healthcare (OEC ONLY) |  |  | Next Day | Sue McCabe | MATERIAL | Ordered | 5628138-01 | HDD/USB, OEC | 1 | 0 | 791.7525 | South Florida Baptist Hospital | SFBH
59148 | 08/08/2017 03:50 PM | POC: Brad Dombroski | 08/08/2017 03:50 PM | Next Day | Sue McCabe | Robert Saunders | David Booker | 755003261-0-CES | 08/09/2017 | Ordered | Sue McCabe | GE Healthcare (OEC ONLY) |  |  | Next Day | Sue McCabe | MATERIAL | Ordered | 5328097-01 | Cine Hard Drive only | 1 | 0 | 712.5 | South Florida Baptist Hospital | SFBH
5931 | 11/17/2011 10:45 AM | poc Cory Ground SFBH - 143063 T:800-426-6570 F:636-272-7148 BC34906, warranty part | 11/23/2011 07:00 AM | Ground | Barbara Whitehead | Mary Emery | Mary Emery | WARR5931 | 11/17/2011 | Ordered | Barbara Whitehead | True Fitness |  |  | Ground | Barbara Whitehead | MATERIAL | Ordered | 7C479700 | membrane panel | 1 | 0 | 0 | South Florida Baptist Hospital | SFBH
59467 | 08/17/2017 01:19 PM | POC: BRAD **GROUND DELIVERY** P:1-855-700-4344; F: 251-217-9046 | 08/17/2017 01:19 PM | Next Day | Sue McCabe | Pastor Angulo | David Booker | 755003267-0-CES | 08/17/2017 | Reopen | Sue McCabe | GE Healthcare (OEC ONLY) |  |  | Next Day | Sue McCabe | MATERIAL | Ordered | 5335509 | 9900 Interconnect Cable | 1 | 0 | 2211.75 | South Florida Baptist Hospital | SFBH
59467 | 08/17/2017 01:19 PM | POC: BRAD **GROUND DELIVERY** P:1-855-700-4344; F: 251-217-9046 | 08/17/2017 01:19 PM | Next Day | Sue McCabe | Pastor Angulo | David Booker | 755003267-0-CES | 08/17/2017 | Reopen | Sue McCabe | GE Healthcare (OEC ONLY) |  |  | Next Day | Sue McCabe | MATERIAL | Open | 5371033FS | Interconnect Cable Receptacle Asm | 1 | 0 | 1871.25 | South Florida Baptist Hospital | SFBH
5951 | 11/18/2011 09:50 AM | poc Martin Ground T: (888) 462-9239 F: (508) 533-5500 BC2939, this will be a P-card purchase, plz request black | 11/28/2011 07:00 AM | Ground | Brenda Kans | George Rivera | Mary Emery | PCARD5951 | 11/18/2011 | Ordered | Brenda Kans | CYBEX International Inc |  |  | Ground | Brenda Kans | MATERIAL | Ordered | 4800-008 | elbow pad | 1 | 0 | 99.75 | South Florida Baptist Hospital | SFBH
59802 | 08/29/2017 11:03 AM | ORDER PARTS FOR VENDOR | 08/29/2017 11:03 AM | Ground | Jennah Judd | Vinnie Philson | Jamie Clark | 751025147-0-CES | 08/29/2017 | Received | Jennah Judd | Stryker Medical Div Stryker Co |  |  | Ground | Jennah Judd | MATERIAL | Partial | 5000020005 | inner arm cover | 30 | 30 | 5.25 | Winter Haven Hospital | SJH
59972 | 09/05/2017 07:29 AM | poc Roland P: (727) 784-4964 F: (727) 784-0223 | 09/05/2017 07:29 AM | Ground | Jennah Judd | George Rivera | Mary Emery | 755003277-0-CES | 09/05/2017 | Reopen | Jennah Judd | Fitness Logic Equipment Servic |  |  | Ground | Jennah Judd | MATERIAL | Open | WALKINGBELT | Walking Belt CR60 | 1 | 0 | 240 | South Florida Baptist Hospital | SFBH
59972 | 09/05/2017 07:29 AM | poc Roland P: (727) 784-4964 F: (727) 784-0223 | 09/05/2017 07:29 AM | Ground | Jennah Judd | George Rivera | Mary Emery | 755003277-0-CES | 09/05/2017 | Reopen | Jennah Judd | Fitness Logic Equipment Servic |  |  | Ground | Jennah Judd | MATERIAL | Open | DECK | Deck | 1 | 0 | 270 | South Florida Baptist Hospital | SFBH
60103 | 09/07/2017 02:51 PM | The unit needs a new Battery Cost as per Massimo $73.00 Part# 23794 | 09/07/2017 02:51 PM | Ground | Sue McCabe | John Campagnola | Brian Pruiett | 726003474-0-CES | 09/08/2017 | Ordered | Sue McCabe | Masimo Corp |  |  | Ground | Sue McCabe | MATERIAL | Ordered | 23794 | Battery | 1 | 0 | 73 | Bartow Regional Medical Center | BRMC
60247 | 09/13/2017 10:26 PM | POC: Brad Dombroski | 09/13/2017 10:26 PM | Next Day | Sue McCabe | Robert Saunders | David Booker | 755003282-0-CES | 09/14/2017 | Ordered | Sue McCabe | GE Healthcare (OEC ONLY) |  |  | Next Day | Sue McCabe | MATERIAL | Ordered | 5654156 | PS Upgrade kit | 1 | 0 | 1410.6075 | South Florida Baptist Hospital | SFBH
60268 | 09/14/2017 10:51 AM | the wheels are broken with the locks on them the cost of the wheels are $54.00 each two are needed | 09/14/2017 10:51 AM | Ground | Jennah Judd | John Campagnola | Brian Pruiett | 726003507-0-CES | 09/15/2017 | Ordered | Jennah Judd | EZ Way Inc... |  |  | Ground | Jennah Judd | MATERIAL | Ordered | 11786 | locking wheel assy | 2 | 0 | 54 | Bartow Regional Medical Center | BRMC
60362 | 09/18/2017 10:44 AM | The battery adapter is faulty and we need to order this . Cost is $146.16 the contacts are bad on the pack. | 09/18/2017 10:44 AM | Ground | Jennah Judd | John Campagnola | Brian Pruiett | 726003512-0-CES | 09/18/2017 | Ordered | Jennah Judd | Philips Healthcare |  |  | Ground | Jennah Judd | MATERIAL | Ordered | 989803174891 | battery tray 3 pack | 1 | 0 | 146.16 | Bartow Regional Medical Center | BRMC
60370 | 09/18/2017 11:34 AM | Needed for Vendor T & M PM and corrective maintenance on a portable x-ray Jennifer and Francine were the POC's | 09/18/2017 11:34 AM | On Site | Jennah Judd | Gary Maultsby | Jay Masse | 726003513-0-CES | 09/18/2017 | Partial | Jennah Judd | CMS Imaging Inc |  |  | On Site | Jennah Judd | MATERIAL | Partial | MUX100 | Batteries | 1 | 0 | 667 | Winter Haven Hospital | WHH | WHH-Radiology Services
60379 | 09/18/2017 01:31 PM | Shop stock needed - Spare UPS is needed to support lab equipment. JM POC: Amazon.com | 09/18/2017 01:31 PM | Ground | Brenda Kans | Danielle Ohara | Jay Masse | PCARD 60379 | 09/19/2017 | Ordered | Brenda Kans | Amazon.com |  |  | Ground | Brenda Kans | MATERIAL | Ordered | TRIPPLITESMART1200XLHG | ups | 1 | 0 | 627.97 | Winter Haven Hospital | WHH | WHH-Laboratory Services
60400 | 09/18/2017 04:30 PM | POC: Brad Dombroski | 09/18/2017 04:30 PM | Next Day | Sue McCabe | Robert Saunders | David Booker | 755003293-0-CES | 09/19/2017 | Ordered | Sue McCabe | GE Healthcare (OEC ONLY) |  |  | Next Day | Sue McCabe | MATERIAL | Ordered | 00-902448-01 | HARD DRIVE | 1 | 0 | 2246.25 | South Florida Baptist Hospital | SFBH
60461 | 09/19/2017 05:27 PM | Contact Dexter P. at 414-760-2222 ext.268 Please switch PO request 60434, 755003294-0-ces from Vendor T&M dispatch to part order. Part to be drop shipped from GE. Part will be installed in-house. | 09/19/2017 05:27 PM | Next Day | Jennah Judd | Robert Saunders | David Booker | 755003295-0-CES | 09/20/2017 | Reopen | Jennah Judd | Alpha Source Inc |  |  | Next Day | Jennah Judd | MATERIAL | Ordered | LU7900 | Low Voltage Power Supply | 1 | 0 | 387.01 | South Florida Baptist Hospital | SFBH
60512 | 09/21/2017 10:13 AM | Part needed to resolve issue. P.O.C Abby | 09/21/2017 10:13 AM | Next Day | Jennah Judd | Germaine Kinder | David Booker | 755003298-0-CES | 09/21/2017 | Ordered | Jennah Judd | STERIS Corp |  |  | Next Day | Jennah Judd | MATERIAL | Ordered | P093931106 | E Stop | 1 | 0 | 94.47 | South Florida Baptist Hospital | SFBH
60669 | 09/27/2017 08:40 AM | POC Dennis Two Day SFBH - 127814 888-627-8383 973-709-7651 fax | 09/27/2017 08:40 AM | Two Day | Jennah Judd | George Rivera | Mary Emery | 755003309-0-CES | 09/27/2017 | Ordered | Jennah Judd | MAQUET Inc A Getinge Gp Co |  |  | Two Day | Jennah Judd | MATERIAL | Ordered | 6567353 | Knob Cover, Servo i | 1 | 0 | 29.4 | South Florida Baptist Hospital | SFBH
60669 | 09/27/2017 08:40 AM | POC Dennis Two Day SFBH - 127814 888-627-8383 973-709-7651 fax | 09/27/2017 08:40 AM | Two Day | Jennah Judd | George Rivera | Mary Emery | 755003309-0-CES | 09/27/2017 | Ordered | Jennah Judd | MAQUET Inc A Getinge Gp Co |  |  | Two Day | Jennah Judd | MATERIAL | Ordered | 6567353 | Knob Cover, Servo i | 1 | 0 | 29.4 | South Florida Baptist Hospital | SFBH
60670 | 09/27/2017 08:52 AM | We have almost no cat5 cable and are in need POC: internet/amazon | 09/27/2017 08:52 AM | Ground | Brenda Kans | Stephen Luzier | Jay Masse | PCARD 60670 | 09/27/2017 | Ordered | Brenda Kans | Amazon.com |  |  | Ground | Brenda Kans | MATERIAL | Ordered | LYSB06VXND913-CMPTRACCS | cat5e cable 5 ft | 1 | 0 | 16.99 | Winter Haven Hospital | WHH | WHH-Clinical Engineering Services
60670 | 09/27/2017 08:52 AM | We have almost no cat5 cable and are in need POC: internet/amazon | 09/27/2017 08:52 AM | Ground | Brenda Kans | Stephen Luzier | Jay Masse | PCARD 60670 | 09/27/2017 | Ordered | Brenda Kans | Amazon.com |  |  | Ground | Brenda Kans | MATERIAL | Ordered | 10CAT-ORANGE-10PACK | cat5 cables 10 ft 10 pack | 1 | 0 | 23.99 | Winter Haven Hospital | WHH | WHH-Clinical Engineering Services
60670 | 09/27/2017 08:52 AM | We have almost no cat5 cable and are in need POC: internet/amazon | 09/27/2017 08:52 AM | Ground | Brenda Kans | Stephen Luzier | Jay Masse | PCARD 60670 | 09/27/2017 | Ordered | Brenda Kans | Amazon.com |  |  | Ground | Brenda Kans | MATERIAL | Ordered | LYSB06W9NKGY4-CMPTRACCS | cat5 cable 15 ft 10 pack | 1 | 0 | 29.49 | Winter Haven Hospital | WHH | WHH-Clinical Engineering Services
60670 | 09/27/2017 08:52 AM | We have almost no cat5 cable and are in need POC: internet/amazon | 09/27/2017 08:52 AM | Ground | Brenda Kans | Stephen Luzier | Jay Masse | PCARD 60670 | 09/27/2017 | Ordered | Brenda Kans | Amazon.com |  |  | Ground | Brenda Kans | MATERIAL | Ordered | 20CAT6E-ORANGE-5PACK | cat5 cable 20 ft 5 pack | 1 | 0 | 23.35 | Winter Haven Hospital | WHH | WHH-Clinical Engineering Services
60670 | 09/27/2017 08:52 AM | We have almost no cat5 cable and are in need POC: internet/amazon | 09/27/2017 08:52 AM | Ground | Brenda Kans | Stephen Luzier | Jay Masse | PCARD 60670 | 09/27/2017 | Ordered | Brenda Kans | Amazon.com |  |  | Ground | Brenda Kans | MATERIAL | Ordered | B072BFZ545 | cat5 cable 25 ft pack of 10 | 1 | 0 | 32.89 | Winter Haven Hospital | WHH | WHH-Clinical Engineering Services
60895 | 10/04/2017 09:52 AM | POC: BRANDON **GROUND DELIVERY** PH:800-877-0791; FAX: 888-744-4646 | 10/04/2017 09:52 AM | Ground | Sue McCabe | Pastor Angulo | Mary Emery | 755003321-0-CES | 10/04/2017 | Ordered | Sue McCabe | Liebel-Flarsheim Co LLC |  |  | Ground | Sue McCabe | MATERIAL | Ordered | 844395S | Knob, Optivantage | 2 | 0 | 241.58 | South Florida Baptist Hospital | SFBH
61107 | 10/10/2017 02:50 PM | POC Ashley Ground P: (727) 784-4964 F: (727) 784-0223 | 10/10/2017 02:50 PM | On Site | Jennah Judd | George Rivera | Mary Emery | 755003324-0-CES | 10/10/2017 | Reopen | Jennah Judd | Fitness Logic Equipment Servic |  |  | On Site | Jennah Judd | MATERIAL | Open | FASTENER | FASTENER | 1 | 0 | 108 | South Florida Baptist Hospital | SFBH
61107 | 10/10/2017 02:50 PM | POC Ashley Ground P: (727) 784-4964 F: (727) 784-0223 | 10/10/2017 02:50 PM | On Site | Jennah Judd | George Rivera | Mary Emery | 755003324-0-CES | 10/10/2017 | Reopen | Jennah Judd | Fitness Logic Equipment Servic |  |  | On Site | Jennah Judd | MATERIAL | Open | SPRING | SPRING | 1 | 0 | 6.99 | South Florida Baptist Hospital | SFBH
61124 | 10/11/2017 08:53 AM | Vendor T&M battery replacement POC: Jay Nizborski | 10/11/2017 08:53 AM | On Site | Jennah Judd | Danielle Ohara | Jay Masse | 726003588-0-CES | 10/11/2017 | Ordered | Jennah Judd | Jantech Services Inc |  |  | On Site | Jennah Judd | MATERIAL | Ordered | HRL1234WFRF2 | 5200-22UPS batteries | 32 | 0 | 22.4 | Winter Haven Hospital | WHH | WHH-Laboratory Services
61124 | 10/11/2017 08:53 AM | Vendor T&M battery replacement POC: Jay Nizborski | 10/11/2017 08:53 AM | On Site | Jennah Judd | Danielle Ohara | Jay Masse | 726003588-0-CES | 10/11/2017 | Ordered | Jennah Judd | Jantech Services Inc |  |  | On Site | Jennah Judd | MATERIAL | Ordered | HRL1234WFRF2 | 5200-22UPS batteries | 32 | 0 | 22.4 | Winter Haven Hospital | WHH | WHH-Laboratory Services
61190 | 10/12/2017 02:23 PM | Parts needed for repair and stock POC: Alex | 10/12/2017 02:23 PM | Ground | Jennah Judd | Danielle Ohara | Jay Masse | 726003597-0-CES | 10/12/2017 | Received | Jennah Judd | CareFusion Alaris |  |  | Ground | Jennah Judd | MATERIAL | Partial | 320851 | bottom release screw | 50 | 50 | 0.46 | Winter Haven Hospital | BRMC
61224 | 10/13/2017 11:18 AM | POC: Brendan Porter | 10/13/2017 11:18 AM | Next Day | Sue McCabe | John Richardson | David Booker | 755003327-0-CES | 10/13/2017 | Ordered | Sue McCabe | Liebel-Flarsheim Co LLC |  |  | Next Day | Sue McCabe | MATERIAL | Ordered | 900261 | Adapter, Siemens to Covidien Powerpack | 1 | 0 | 1050 | South Florida Baptist Hospital | SFBH
61375 | 10/19/2017 04:43 AM | parts to repair unit. Vendor not in Lawson. | 10/19/2017 04:43 AM | Next Day | Brenda Kans | Germaine Kinder | David Booker | PCARD 61375 | 10/20/2017 | Ordered | Brenda Kans | Provac Sales,Inc |  |  | Next Day | Brenda Kans | MATERIAL | Ordered | ALCATEL2021I | Vane pump | 1 | 0 | 1500 | South Florida Baptist Hospital | SFBH
61375 | 10/19/2017 04:43 AM | parts to repair unit. Vendor not in Lawson. | 10/19/2017 04:43 AM | Next Day | Brenda Kans | Germaine Kinder | David Booker | PCARD 61375 | 10/20/2017 | Ordered | Brenda Kans | Provac Sales,Inc |  |  | Next Day | Brenda Kans | MATERIAL | Ordered | REPAIRKIT2021I | vaccum repair kit | 1 | 0 | 350 | South Florida Baptist Hospital | SFBH
61375 | 10/19/2017 04:43 AM | parts to repair unit. Vendor not in Lawson. | 10/19/2017 04:43 AM | Next Day | Brenda Kans | Germaine Kinder | David Booker | PCARD 61375 | 10/20/2017 | Ordered | Brenda Kans | Provac Sales,Inc |  |  | Next Day | Brenda Kans | MATERIAL | Ordered | INLAND19 | oil and greases | 1 | 0 | 140 | South Florida Baptist Hospital | SFBH
61492 | 10/23/2017 11:33 AM | Battery Tray needs to be replaced. POC Philips | 10/23/2017 11:33 AM | Ground | Jennah Judd | John Campagnola | Jay Masse | 726003616-0-CES | 10/23/2017 | Ordered | Jennah Judd | Philips Healthcare |  |  | Ground | Jennah Judd | MATERIAL | Ordered | 989803174891 | battery tray 3 pack | 1 | 0 | 146.16 | Bartow Regional Medical Center | BRMC
61545 | 10/24/2017 02:29 PM | Needed for Vendor PM of a Konica/Minolta CR Reader Erasure Lamp does not need to be ordered. It will be brought on site by the vendor Chad Iannacone was the POC | 10/24/2017 02:29 PM | On Site | Jennah Judd | Gary Maultsby | Jay Masse | 726003626-0-CES | 10/24/2017 | Ordered | Jennah Judd | Konica Minolta Medical Imaging |  |  | On Site | Jennah Judd | MATERIAL | Ordered | ERASURELAMP | Lamp | 2 | 0 | 643.23 | Winter Haven Hospital | WHH | WHH-RMC Radiology
61738 | 10/30/2017 12:35 PM | POC: Courtney K. | 10/30/2017 12:35 PM | Next Day | Sue McCabe | John Richardson | David Booker | 755003334-0-CES | 10/31/2017 | Ordered | Sue McCabe | Liebel-Flarsheim Co LLC |  |  | Next Day | Sue McCabe | MATERIAL | Ordered | 903301SR | Top Cover Assy, Illumena Injector | 1 | 0 | 2188.07 | South Florida Baptist Hospital | SFBH
61865 | 11/02/2017 11:36 AM | the unit needs a Panel Membrane which I am told it is not covered under warranty. the cost is $30.00 the quote is attached | 11/02/2017 11:36 AM | On Site | Sue McCabe | John Campagnola | Jay Masse | 726003736-0-CES | 12/20/2017 | Ordered | Sue McCabe | Covidien (US)*** |  |  | On Site | Sue McCabe | MATERIAL | Ordered | 1029095 | Membrane Switch Panel | 1 | 0 | 30 | Bartow Regional Medical Center | BRMC
61985 | 11/06/2017 02:26 PM | parts needed to repair unit. P.O.C Savannah | 11/06/2017 02:26 PM | Next Day | Sue McCabe | Germaine Kinder | David Booker | 755003353-0-CES | 11/06/2017 | Partial | Sue McCabe | STERIS Corp |  |  | Next Day | Sue McCabe | MATERIAL | Partial | P146657822 | HEAT EXCHANGER STERILIZER | 1 | 0 | 1583.14 | South Florida Baptist Hospital | SFBH
61985 | 11/06/2017 02:26 PM | parts needed to repair unit. P.O.C Savannah | 11/06/2017 02:26 PM | Next Day | Sue McCabe | Germaine Kinder | David Booker | 755003353-0-CES | 11/06/2017 | Partial | Sue McCabe | STERIS Corp |  |  | Next Day | Sue McCabe | MATERIAL | Partial | P056402066 | Valve, Check 1/2 npt | 5 | 1 | 91.45 | South Florida Baptist Hospital | SFBH
62035 | 11/07/2017 01:53 PM | Part needed for repair PCARD ONLY POC: Ron from tech support | 11/07/2017 01:53 PM | Next Day | Brenda Kans | Danielle Ohara | Brian Pruiett | PCARD 62035 | 11/07/2017 | Partial | Brenda Kans | Mettler Electronics Corp |  |  | Next Day | Brenda Kans | MATERIAL | Partial | 7392 | Ultrasound probe cover with insulated end | 1 | 1 | 84.4 | Winter Haven Hospital | WHH | WHH-REHAB SERVICES OP I
62035 | 11/07/2017 01:53 PM | Part needed for repair PCARD ONLY POC: Ron from tech support | 11/07/2017 01:53 PM | Next Day | Brenda Kans | Danielle Ohara | Brian Pruiett | PCARD 62035 | 11/07/2017 | Partial | Brenda Kans | Mettler Electronics Corp |  |  | Next Day | Brenda Kans | MATERIAL | Partial | 7392 | Ultrasound probe cover with insulated end | 1 | 0 | 84.4 | Winter Haven Hospital | WHH | WHH-REHAB SERVICES OP I
62178 | 11/13/2017 09:09 AM | thermal fuse is bad and needs to be replaced POC Sheila cost $9.31 | 11/13/2017 09:09 AM | Ground | Jennah Judd | John Campagnola | Brian Pruiett | 726003686-0-CES | 11/14/2017 | Ordered | Jennah Judd | STERIS Corp |  |  | Ground | Jennah Judd | MATERIAL | Ordered | P093910214 | Thermo fuse | 1 | 0 | 9.31 | Bartow Regional Medical Center | BRMC
62181 | 11/13/2017 09:52 AM | POC Chris I need these parts to adjust the door so it hits the fan switch the hinge pins are worn out. | 11/13/2017 09:52 AM | Ground | Jennah Judd | John Campagnola | Brian Pruiett | 726003682-0-CES | 11/13/2017 | Ordered | Jennah Judd | STERIS Corp |  |  | Ground | Jennah Judd | MATERIAL | Ordered | P452446091 | Pivot Pin | 1 | 0 | 20.56 | Bartow Regional Medical Center | BRMC
62181 | 11/13/2017 09:52 AM | POC Chris I need these parts to adjust the door so it hits the fan switch the hinge pins are worn out. | 11/13/2017 09:52 AM | Ground | Jennah Judd | John Campagnola | Brian Pruiett | 726003682-0-CES | 11/13/2017 | Ordered | Jennah Judd | STERIS Corp |  |  | Ground | Jennah Judd | MATERIAL | Ordered | P093910957 | pivot pin | 1 | 0 | 33.71 | Bartow Regional Medical Center | BRMC
62181 | 11/13/2017 09:52 AM | POC Chris I need these parts to adjust the door so it hits the fan switch the hinge pins are worn out. | 11/13/2017 09:52 AM | Ground | Jennah Judd | John Campagnola | Brian Pruiett | 726003682-0-CES | 11/13/2017 | Ordered | Jennah Judd | STERIS Corp |  |  | Ground | Jennah Judd | MATERIAL | Ordered | P083461001 | flat nylon washer | 3 | 0 | 3.25 | Bartow Regional Medical Center | BRMC
62341 | 11/16/2017 09:54 AM | poc Mike Two Day BC-482106 800-558-7044 Biomed 800-421-6841 fax | 11/16/2017 09:54 AM | Two Day | Sue McCabe | George Rivera | Mary Emery | 755003362-0-CES | 11/16/2017 | Cancelled | Sue McCabe | GE Healthcare IT (BIOMED ONLY) |  |  | Two Day | Sue McCabe | MATERIAL | Ordered | 2026653-022 | Display Inverter | 1 | 0 | 123 | South Florida Baptist Hospital | SFBH
62341 | 11/16/2017 09:54 AM | poc Mike Two Day BC-482106 800-558-7044 Biomed 800-421-6841 fax | 11/16/2017 09:54 AM | Two Day | Sue McCabe | George Rivera | Mary Emery | 755003362-0-CES | 11/16/2017 | Cancelled | Sue McCabe | GE Healthcare IT (BIOMED ONLY) |  |  | Two Day | Sue McCabe | MATERIAL | Ordered | 2026653-022 | Display Inverter | 1 | 0 | 123 | South Florida Baptist Hospital | SFBH
62537 | 11/27/2017 10:08 AM | poc Adriana Davila | 11/27/2017 10:08 AM | On Site | Sue McCabe | Mary Emery | David Booker | 755003368-0-CES | 11/27/2017 | Ordered | Sue McCabe | Hologic Inc |  |  | On Site | Sue McCabe | MATERIAL | Open | RM-ASSY-08996 | Computer | 1 | 0 | 12750 | South Florida Baptist Hospital | SFBH
62694 | 11/30/2017 01:38 PM | Needed for Vendor T & M Repair of GE Healthcare C-Arm X-Ray Brad Dombroski was the POC Parts were provided by the vendor and do not need to be ordered. 20% Discount on the parts brings the total to $3571.00 | 11/30/2017 01:38 PM | On Site | Jennah Judd | Gary Maultsby | Jay Masse | 726003730-0-CES | 11/30/2017 | Reopen | Jennah Judd | GE Healthcare (OEC ONLY) |  |  | On Site | Jennah Judd | MATERIAL | Ordered | S335509 | Interconnect Cable | 1 | 0 | 2211.75 | Winter Haven Hospital | WHH | WHH-SURGERY
62778 | 12/04/2017 12:18 PM | poc | 12/04/2017 12:18 PM | Ground | Jennah Judd | Mary Emery | David Booker | 755003376-0-CES | 12/04/2017 | Ordered | Jennah Judd | Welch Allyn Inc |  |  | Ground | Jennah Judd | MATERIAL | Ordered | 02895-000 | oral probe w/ well | 1 | 0 | 72.03 | South Florida Baptist Hospital | SFBH
62778 | 12/04/2017 12:18 PM | poc | 12/04/2017 12:18 PM | Ground | Jennah Judd | Mary Emery | David Booker | 755003376-0-CES | 12/04/2017 | Ordered | Jennah Judd | Welch Allyn Inc |  |  | Ground | Jennah Judd | MATERIAL | Ordered | 02895-000 | oral probe w/ well | 4 | 0 | 72.03 | South Florida Baptist Hospital | SFBH
62808 | 12/05/2017 07:26 AM | Order replacement Batteries for PM POC: Amy 2375-AP, $65 | 12/05/2017 07:26 AM | Ground | Sue McCabe | Stephen Luzier | Jay Masse | 726003741-0-CES | 12/05/2017 | Ordered | Sue McCabe | R & D Batteries Inc |  |  | Ground | Sue McCabe | MATERIAL | Ordered | 2375-AP | Tripp-LIte UPS Battery | 2 | 0 | 65 | Bartow Regional Medical Center | BRMC
62810 | 12/05/2017 08:41 AM | poc Kyle | 12/15/2017 07:00 AM | Ground | Jennah Judd | Mary Emery | David Booker | 755003378-0-CES | 12/05/2017 | Ordered | Jennah Judd | CareFusion Alaris |  |  | Ground | Jennah Judd | MATERIAL | Ordered | 49000411 | Latch Assy | 1 | 0 | 48.67 | South Florida Baptist Hospital | SFBH
62810 | 12/05/2017 08:41 AM | poc Kyle | 12/15/2017 07:00 AM | Ground | Jennah Judd | Mary Emery | David Booker | 755003378-0-CES | 12/05/2017 | Ordered | Jennah Judd | CareFusion Alaris |  |  | Ground | Jennah Judd | MATERIAL | Ordered | 49000411 | Latch Assy | 9 | 0 | 48.67 | South Florida Baptist Hospital | SFBH
62903 | 12/07/2017 09:13 AM | Parts needed for PM POC: Kyle | 12/07/2017 09:13 AM | Ground | Jennah Judd | Danielle Ohara | Brian Pruiett | 726003756-0-CES | 12/07/2017 | Received | Jennah Judd | CareFusion Alaris |  |  | Ground | Jennah Judd | MATERIAL | Partial | 8100-RCS | IV set, Rate Calibration Set | 1 | 1 | 25 | Winter Haven Hospital | WHH | WHH-RMC Administration
62903 | 12/07/2017 09:13 AM | Parts needed for PM POC: Kyle | 12/07/2017 09:13 AM | Ground | Jennah Judd | Danielle Ohara | Brian Pruiett | 726003756-0-CES | 12/07/2017 | Received | Jennah Judd | CareFusion Alaris |  |  | Ground | Jennah Judd | MATERIAL | Partial | TC10009596 | FSR Pressure Sensor, LVP 8100 | 10 | 10 | 107.07 | Winter Haven Hospital | WHH | WHH-RMC Administration
62931 | 12/08/2017 08:31 AM | poc Terence quote attached to work order | 12/08/2017 08:31 AM | On Site | Sue McCabe | Mary Emery | David Booker | 755003381-0-CES | 12/08/2017 | Ordered | Sue McCabe | SEO Enterprises Inc |  |  | On Site | Sue McCabe | MATERIAL | Ordered | 4-U130 | Stage | 1 | 0 | 599 | South Florida Baptist Hospital | SFBH
62931 | 12/08/2017 08:31 AM | poc Terence quote attached to work order | 12/08/2017 08:31 AM | On Site | Sue McCabe | Mary Emery | David Booker | 755003381-0-CES | 12/08/2017 | Ordered | Sue McCabe | SEO Enterprises Inc |  |  | On Site | Sue McCabe | MATERIAL | Ordered | 4-U145 | Slide Holder | 1 | 0 | 78 | South Florida Baptist Hospital | SFBH
62932 | 12/08/2017 08:45 AM | Needed for Vendor repair of a Shimadzu X-Ray Room David was the POC | 12/08/2017 08:45 AM | On Site | Sue McCabe | Gary Maultsby | Jay Masse | 726003761-0-CES | 12/08/2017 | Reopen | Sue McCabe | CMS Imaging Inc |  |  | On Site | Sue McCabe | MATERIAL | Open | 582-24486 | X-ray tube | 1 | 0 | 11031.2 | Winter Haven Hospital | WHH | WHH-Radiology Services
63016 | 12/11/2017 02:18 PM | HARD COPY REQUESTED VENDOR EXCHANGE OF ALL MEDTRONIC RF ASSURE DEVICES | 12/11/2017 02:18 PM | Vendor Pickup | Jennah Judd | April Scott | Jamie Clark | 726003764-0-CES | 12/11/2017 | Ordered | Jennah Judd | Medtronic Minimally Invasive T |  |  | Vendor Pickup | Jennah Judd | MATERIAL | Ordered | 01-0043 | Situate Detection Console, Model 200 X | 4 | 0 | 0 | Bartow Regional Medical Center | BRMC
63025 | 12/11/2017 02:35 PM | HARD COPY REQUESTED VENDOR EXCHANGE OF ALL MEDTRONIC RF ASSURE DEVICES | 12/11/2017 02:35 PM | Vendor Pickup | Sue McCabe | April Scott | Mary Emery | 755003383-0-CES | 12/11/2017 | Ordered | Sue McCabe | Medtronic Minimally Invasive T |  |  | Vendor Pickup | Sue McCabe | MATERIAL | Ordered | 01-0043 | Situate Detection Console, Model 200 X | 9 | 0 | 0 | South Florida Baptist Hospital | SFBH
63025 | 12/11/2017 02:35 PM | HARD COPY REQUESTED VENDOR EXCHANGE OF ALL MEDTRONIC RF ASSURE DEVICES | 12/11/2017 02:35 PM | Vendor Pickup | Sue McCabe | April Scott | Mary Emery | 755003383-0-CES | 12/11/2017 | Ordered | Sue McCabe | Medtronic Minimally Invasive T |  |  | Vendor Pickup | Sue McCabe | MATERIAL | Ordered | 01-0034 | Situate Detection Console, Model 200 LDV | 2 | 0 | 0 | South Florida Baptist Hospital | SFBH
63032 | 12/11/2017 02:49 PM | HARD COPY REQUESTED VENDOR EXCHANGE OF ALL MEDTRONIC RF ASSURE DEVICES | 12/11/2017 02:49 PM | Vendor Pickup | Sue McCabe | April Scott | Jay Masse | 726003765-0-CES | 12/12/2017 | Ordered | Sue McCabe | Medtronic Minimally Invasive T |  |  | Vendor Pickup | Sue McCabe | MATERIAL | Ordered | 01-0043 | Situate Detection Console, Model 200 X | 17 | 0 | 0 | Winter Haven Hospital | WHH | WHH-Clinical Engineering Services
63118 | 12/14/2017 09:31 AM | POC: On line | 12/14/2017 09:31 AM | Next Day | Jennah Judd | Emanuel Colon | Mary Emery | 755003385-0-CES | 12/14/2017 | Ordered | Jennah Judd | Newark Element14 |  |  | Next Day | Jennah Judd | MATERIAL | Ordered | 52M7906 | Linear Pot 5K, Illumena Injector | 1 | 0 | 287.07 | South Florida Baptist Hospital | SFBH
63164 | 12/15/2017 10:54 AM | the hoses are bad we need two cost for both hoses is $18.00 | 12/15/2017 10:54 AM | Ground | Sue McCabe | John Campagnola | Brian Pruiett | 726003782-0-CES | 12/15/2017 | Ordered | Sue McCabe | Hill-Rom Co Inc |  |  | Ground | Sue McCabe | MATERIAL | Ordered | 200426000 | hoses | 2 | 0 | 9 | Bartow Regional Medical Center | BRMC
63237 | 12/18/2017 03:34 PM | poc Erica | 12/30/2017 07:00 AM | On Site | Sue McCabe | Mary Emery | David Booker | 755003386-0-CES | 12/18/2017 | Received | Sue McCabe | Fitness Logic Equipment Servic |  |  | On Site | Sue McCabe | MATERIAL | Partial | BATTERY | * | 1 | 1 | 39.99 | South Florida Baptist Hospital | SFBH
63237 | 12/18/2017 03:34 PM | poc Erica | 12/30/2017 07:00 AM | On Site | Sue McCabe | Mary Emery | David Booker | 755003386-0-CES | 12/18/2017 | Received | Sue McCabe | Fitness Logic Equipment Servic |  |  | On Site | Sue McCabe | MATERIAL | Partial | CONNECTOR | Connector | 1 | 1 | 5.99 | South Florida Baptist Hospital | SFBH
63245 | 12/19/2017 08:49 AM | Next Day POC : Lara M. | 12/19/2017 08:49 AM | Next Day | Jennah Judd | Chris Wilson | Mary Emery | 755003388-0-CES | 12/19/2017 | Ordered | Jennah Judd | Advanced Sterilization Product |  |  | Next Day | Jennah Judd | MATERIAL | Ordered | 25056110001 | Catalytic Converter | 1 | 0 | 1557.93 | South Florida Baptist Hospital | SFBH
63328 | 12/20/2017 12:39 PM | POC: On line | 12/20/2017 12:39 PM | Ground | Sue McCabe | Emanuel Colon | Mary Emery | 755003389-0-CES | 12/20/2017 | Ordered | Sue McCabe | W W Grainger Inc |  |  | Ground | Sue McCabe | MATERIAL | Ordered | 35JA57 | Bearing, Bore 20mm-Diameter 52mm-Width 15mm, Illumena Injector | 1 | 0 | 8.25 | South Florida Baptist Hospital | SFBH
63373 | 12/21/2017 01:52 PM | POC: John Special shipping instructions: Please request delivery to Att. Manny / Clinical Engineering Services @ St. Joseph's Hospital 3001 W. Dr MLK.........Tampa | 12/21/2017 01:52 PM | Ground | Sue McCabe | Emanuel Colon | Jay Masse | 726003793-0-CES | 12/22/2017 | Ordered | Sue McCabe | Bayer Healthcare Diag Div |  |  | Ground | Sue McCabe | MATERIAL | Ordered | 3002437 | Rotate Piston Head Lever | 1 | 0 | 95.61 | Winter Haven Hospital | WHH | WHH-Cardiac Cath Lab
63406 | 12/22/2017 12:32 PM | poc Tim Shoemaker | 12/22/2017 12:32 PM | On Site | Sue McCabe | George Rivera | Mary Emery | 755003392-0-CES | 12/22/2017 | Reopen | Sue McCabe | STERIS Corp |  |  | On Site | Sue McCabe | MATERIAL | Open | RELAYKIT | Relay Kit | 2 | 0 | 181.95 | South Florida Baptist Hospital | SFBH
63483 | 12/27/2017 12:17 PM | POC: Brad Dombroski | 12/27/2017 12:17 PM | Next Day | Sue McCabe | Robert Saunders | David Booker | 755003396-0-CES | 12/27/2017 | Ordered | Sue McCabe | GE Healthcare (OEC ONLY) |  |  | Next Day | Sue McCabe | MATERIAL | Ordered | 5431491-01FS | Cine Bridge Bd Replacement Kit | 1 | 0 | 3712.5 | South Florida Baptist Hospital | SFBH
63483 | 12/27/2017 12:17 PM | POC: Brad Dombroski | 12/27/2017 12:17 PM | Next Day | Sue McCabe | Robert Saunders | David Booker | 755003396-0-CES | 12/27/2017 | Ordered | Sue McCabe | GE Healthcare (OEC ONLY) |  |  | Next Day | Sue McCabe | MATERIAL | Ordered | 5628138-03 | Western Digital Hard Drive | 1 | 0 | 791.7375 | South Florida Baptist Hospital | SFBH
63555 | 12/29/2017 09:49 AM | Parts needed for stock POC: Patty | 12/29/2017 09:49 AM | Ground | Sue McCabe | Danielle Ohara | Jay Masse | 726003810-0-CES | 12/29/2017 | Received | Sue McCabe | CareFusion Alaris |  |  | Ground | Sue McCabe | MATERIAL | Partial | 49000239 | Alaris 8100 Door Assembly Kit | 9 | 9 | 212.73 | Winter Haven Hospital | WHH | WHH-Nursing Administration
63555 | 12/29/2017 09:49 AM | Parts needed for stock POC: Patty | 12/29/2017 09:49 AM | Ground | Sue McCabe | Danielle Ohara | Jay Masse | 726003810-0-CES | 12/29/2017 | Received | Sue McCabe | CareFusion Alaris |  |  | Ground | Sue McCabe | MATERIAL | Partial | 320851 | bottom release screw | 100 | 100 | 0.46 | Winter Haven Hospital | WHH | WHH-Nursing Administration
63922 | 01/10/2018 09:23 AM | poc Brenda Kans please build PO only | 01/10/2018 09:23 AM | On Site | Jennah Judd | Germaine Kinder | Mary Emery | 755003406-0-CES | 01/10/2018 | Ordered | Jennah Judd | STERIS Corp |  |  | On Site | Jennah Judd | MATERIAL | Ordered | P764334324 | carbon filter | 1 | 0 | 69.27 | South Florida Baptist Hospital | SFBH
63979 | 01/11/2018 12:24 PM | Bulbs are needed for stock for. Pricing per jonathan from GE | 01/11/2018 12:24 PM | Ground | Sue McCabe | John Campagnola | Brian Pruiett | 726003848-0-CES | 01/11/2018 | Ordered | Sue McCabe | GE Healthcare (DI ONLY) |  |  | Ground | Sue McCabe | MATERIAL | Ordered | 46-315581P1 | Lamp | 4 | 0 | 38.59 | Bartow Regional Medical Center | BRMC
63987 | 01/11/2018 01:06 PM | poc Shaun Cox, build PO only please | 01/11/2018 01:06 PM | On Site | Jennah Judd | George Rivera | Mary Emery | 755003409-0-CES | 01/11/2018 | Ordered | Jennah Judd | GE Healthcare IT (BIOMED ONLY) |  |  | On Site | Jennah Judd | MATERIAL | Ordered | CARESCAPEUPGRADE | Wireless | 1 | 0 | 1275 | South Florida Baptist Hospital | SFBH
64018 | 01/12/2018 09:46 AM | POC Norma | 01/12/2018 09:46 AM | Next Day AM | Jennah Judd | Thomas Odaris | David Booker | 755003410-0-CES | 01/12/2018 | Partial | Jennah Judd | Exclusive Medical Solutions |  |  | Next Day AM | Jennah Judd | MATERIAL | Partial | C1-6-D | Loaner transducer | 1 | 1 | 0 | South Florida Baptist Hospital | SFBH
64371 | 01/23/2018 01:01 PM | POC Adriana | 01/23/2018 01:01 PM | Next Day AM | Jennah Judd | Thomas Odaris | Mary Emery | 755003421-0-CES | 01/23/2018 | Ordered | Jennah Judd | Digi-Key Corp |  |  | Next Day AM | Jennah Judd | MATERIAL | Ordered | 1188-1121-ND | USB to Cat5 | 2 | 0 | 10.12 | South Florida Baptist Hospital | SFBH
64445 | 01/25/2018 09:26 AM | Parts are needed for the telemetry .$146.16 | 01/25/2018 09:26 AM | Ground | Sue McCabe | John Campagnola | Brian Pruiett | 726003890-0-CES | 01/25/2018 | Ordered | Sue McCabe | Philips Healthcare |  |  | Ground | Sue McCabe | MATERIAL | Ordered | 989803174891 | battery tray 3 pack | 1 | 0 | 146.16 | Bartow Regional Medical Center | BRMC
64562 | 01/29/2018 02:53 PM | poc Robin Petco quote attached to work order | 02/02/2018 07:00 AM | Ground | Jennah Judd | Mary Emery | David Booker | 755003428-0-CES | 01/29/2018 | Received | Jennah Judd | Techni-Tool Inc |  |  | Ground | Jennah Judd | MATERIAL | Partial | 272SC328 | Nut Driver Set | 1 | 1 | 87.5 | South Florida Baptist Hospital | SFBH
64562 | 01/29/2018 02:53 PM | poc Robin Petco quote attached to work order | 02/02/2018 07:00 AM | Ground | Jennah Judd | Mary Emery | David Booker | 755003428-0-CES | 01/29/2018 | Received | Jennah Judd | Techni-Tool Inc |  |  | Ground | Jennah Judd | MATERIAL | Partial | 272WR032 | Wrench | 1 | 1 | 35.36 | South Florida Baptist Hospital | SFBH
64572 | 01/30/2018 08:44 AM | poc Sydnie Scharrer | 02/02/2018 07:00 AM | Ground | Jennah Judd | Mary Emery | David Booker | 755003429-0-CES | 01/30/2018 | Received | Jennah Judd | PartsSource |  |  | Ground | Jennah Judd | MATERIAL | Partial | 3002-700-049 | power cord kit | 1 | 1 | 62.74 | South Florida Baptist Hospital | SFBH
64572 | 01/30/2018 08:44 AM | poc Sydnie Scharrer | 02/02/2018 07:00 AM | Ground | Jennah Judd | Mary Emery | David Booker | 755003429-0-CES | 01/30/2018 | Received | Jennah Judd | PartsSource |  |  | Ground | Jennah Judd | MATERIAL | Partial | 3002-700-049 | power cord kit | 7 | 7 | 62.74 | South Florida Baptist Hospital | SFBH
64573 | 01/30/2018 08:54 AM | poc BISC | 02/02/2018 07:00 AM | Ground | Sue McCabe | Mary Emery | David Booker | RQC3261093 | 02/13/2018 | Ordered | Sue McCabe | BISC Integrated Service Center |  |  | Ground | Sue McCabe | MATERIAL | Ordered | 167520 | Sensor, 1863 Masimo Adult Oxi | 1 | 0 | 150 | South Florida Baptist Hospital | SFBH
64573 | 01/30/2018 08:54 AM | poc BISC | 02/02/2018 07:00 AM | Ground | Sue McCabe | Mary Emery | David Booker | RQC3261093 | 02/13/2018 | Ordered | Sue McCabe | BISC Integrated Service Center |  |  | Ground | Sue McCabe | MATERIAL | Ordered | 167520 | Sensor, 1863 Masimo Adult Oxi | 5 | 0 | 150 | South Florida Baptist Hospital | SFBH
64846 | 02/07/2018 07:38 AM | The eye cups and casters were damaged and were not replaced during the PM Po is needed for the parts, once parts are received vendor will be contacted for service. POC Gary from Prescott. | 02/07/2018 07:38 AM | Ground | Sue McCabe | John Campagnola | Brian Pruiett | 726003936-0-CES | 02/07/2018 | Ordered | Sue McCabe | Prescotts Inc |  |  | Ground | Sue McCabe | MATERIAL | Ordered | 10705924 | Eye Cups, Leica OHS Scope | 4 | 0 | 45 | Bartow Regional Medical Center | BRMC
64846 | 02/07/2018 07:38 AM | The eye cups and casters were damaged and were not replaced during the PM Po is needed for the parts, once parts are received vendor will be contacted for service. POC Gary from Prescott. | 02/07/2018 07:38 AM | Ground | Sue McCabe | John Campagnola | Brian Pruiett | 726003936-0-CES | 02/07/2018 | Ordered | Sue McCabe | Prescotts Inc |  |  | Ground | Sue McCabe | MATERIAL | Ordered | PMP020 | leica casters | 6 | 0 | 45 | Bartow Regional Medical Center | BRMC
65155 | 02/16/2018 09:48 AM | POC Alicia | 02/16/2018 09:48 AM | Next Day | Sue McCabe | Thomas Odaris | Mary Emery | 755003453-0-CES | 02/16/2018 | Ordered | Sue McCabe | Conquest Imaging |  |  | Next Day | Sue McCabe | MATERIAL | Ordered | 2404028-4 | BEP power supply | 1 | 0 | 525 | South Florida Baptist Hospital | SFBH
65261 | 02/20/2018 01:00 PM | poc Tyrell | 02/20/2018 01:00 PM | Ground | Jennah Judd | George Rivera | Mary Emery | 755003457-0-CES | 02/20/2018 | Reopen | Jennah Judd | CareFusion Alaris |  |  | Ground | Jennah Judd | MATERIAL | Ordered | 10016035 | Rear Case Assembly 8015 | 1 | 0 | 0 | South Florida Baptist Hospital | SFBH
65261 | 02/20/2018 01:00 PM | poc Tyrell | 02/20/2018 01:00 PM | Ground | Jennah Judd | George Rivera | Mary Emery | 755003457-0-CES | 02/20/2018 | Reopen | Jennah Judd | CareFusion Alaris |  |  | Ground | Jennah Judd | MATERIAL | Ordered | 10016035 | Rear Case Assembly 8015 | 24 | 0 | 0 | South Florida Baptist Hospital | SFBH
65299 | 02/21/2018 12:06 PM | poc Craig | 02/23/2018 07:00 AM | Two Day | Jennah Judd | Mary Emery | David Booker | 755003459-0-CES | 02/21/2018 | Ordered | Jennah Judd | Smiths Medical ASD Inc |  |  | Two Day | Jennah Judd | MATERIAL | Ordered | 22-1050-51 | Pole Clamp Assembly | 1 | 0 | 87 | South Florida Baptist Hospital | SFBH
65299 | 02/21/2018 12:06 PM | poc Craig | 02/23/2018 07:00 AM | Two Day | Jennah Judd | Mary Emery | David Booker | 755003459-0-CES | 02/21/2018 | Ordered | Jennah Judd | Smiths Medical ASD Inc |  |  | Two Day | Jennah Judd | MATERIAL | Ordered | G6000104 | Black screw for pole clamp | 4 | 0 | 0.75 | South Florida Baptist Hospital | SFBH
65299 | 02/21/2018 12:06 PM | poc Craig | 02/23/2018 07:00 AM | Two Day | Jennah Judd | Mary Emery | David Booker | 755003459-0-CES | 02/21/2018 | Ordered | Jennah Judd | Smiths Medical ASD Inc |  |  | Two Day | Jennah Judd | MATERIAL | Ordered | 22-1050-51 | Pole Clamp Assembly | 6 | 0 | 87 | South Florida Baptist Hospital | SFBH
65299 | 02/21/2018 12:06 PM | poc Craig | 02/23/2018 07:00 AM | Two Day | Jennah Judd | Mary Emery | David Booker | 755003459-0-CES | 02/21/2018 | Ordered | Jennah Judd | Smiths Medical ASD Inc |  |  | Two Day | Jennah Judd | MATERIAL | Ordered | G6000104 | Black screw for pole clamp | 24 | 0 | 0.75 | South Florida Baptist Hospital | SFBH
65415 | 02/26/2018 12:25 PM | poc Mike Traina 4.5Ft cable | 03/06/2018 07:00 AM | Ground | Jennah Judd | George Rivera | Mary Emery | 755003462-0-CES | 02/26/2018 | Ordered | Jennah Judd | Biomedical Repair & Consulting |  |  | Ground | Jennah Judd | MATERIAL | Ordered | 2016560-001 | Cable , Acquisition Interface | 1 | 0 | 198 | South Florida Baptist Hospital | SFBH
65415 | 02/26/2018 12:25 PM | poc Mike Traina 4.5Ft cable | 03/06/2018 07:00 AM | Ground | Jennah Judd | George Rivera | Mary Emery | 755003462-0-CES | 02/26/2018 | Ordered | Jennah Judd | Biomedical Repair & Consulting |  |  | Ground | Jennah Judd | MATERIAL | Ordered | 2016560-001 | Cable , Acquisition Interface | 2 | 0 | 198 | South Florida Baptist Hospital | SFBH
65562 | 03/02/2018 09:38 AM | POC Amenda | 03/02/2018 09:38 AM | Next Day | Jennah Judd | Thomas Odaris | David Booker | 755003464-0-CES | 03/02/2018 | Ordered | Jennah Judd | Innovatus Imaging Corp |  |  | Next Day | Jennah Judd | MATERIAL | Ordered | 9L-D | LOANER | 1 | 0 | 0 | South Florida Baptist Hospital | SFBH
65686 | 03/06/2018 02:51 PM | poc Scott | 03/14/2018 08:00 AM | Ground | Jennah Judd | Mary Emery | David Booker | 755003469-0-CES | 03/06/2018 | Cancelled | Jennah Judd | Welch Allyn Inc |  |  | Ground | Jennah Judd | MATERIAL | Ordered | 02893-000 | Probe , Oral Thermometer, 4ft. | 1 | 0 | 93 | South Florida Baptist Hospital | SFBH
65686 | 03/06/2018 02:51 PM | poc Scott | 03/14/2018 08:00 AM | Ground | Jennah Judd | Mary Emery | David Booker | 755003469-0-CES | 03/06/2018 | Cancelled | Jennah Judd | Welch Allyn Inc |  |  | Ground | Jennah Judd | MATERIAL | Ordered | 02893-000 | Probe , Oral Thermometer, 4ft. | 4 | 0 | 93 | South Florida Baptist Hospital | SFBH
65686 | 03/06/2018 02:51 PM | poc Scott | 03/14/2018 08:00 AM | Ground | Jennah Judd | Mary Emery | David Booker | 755003469-0-CES | 03/06/2018 | Cancelled | Jennah Judd | Welch Allyn Inc |  |  | Ground | Jennah Judd | MATERIAL | Ordered | BATT99 | Battery for VSM 6000 | 4 | 0 | 160.36 | South Florida Baptist Hospital | SFBH
65863 | 03/13/2018 08:37 AM | POC: Pam R. Case number 00219126 NOTE: Please forward hardcopy PO and authorization form | 03/13/2018 08:37 AM | On Site | Jennah Judd | Robert Saunders | Mary Emery | 755003477-0-CES | 03/13/2018 | Ordered | Jennah Judd | Hologic Inc |  |  | On Site | Jennah Judd | MATERIAL | Open | ASY-05340 | ASSY,MULTIPLIER DRAWER | 1 | 0 | 8700 | South Florida Baptist Hospital | SFBH
65863 | 03/13/2018 08:37 AM | POC: Pam R. Case number 00219126 NOTE: Please forward hardcopy PO and authorization form | 03/13/2018 08:37 AM | On Site | Jennah Judd | Robert Saunders | Mary Emery | 755003477-0-CES | 03/13/2018 | Ordered | Jennah Judd | Hologic Inc |  |  | On Site | Jennah Judd | MATERIAL | Open | ASY-05788 | Assy - Inverter drawee | 1 | 0 | 15000 | South Florida Baptist Hospital | SFBH
65863 | 03/13/2018 08:37 AM | POC: Pam R. Case number 00219126 NOTE: Please forward hardcopy PO and authorization form | 03/13/2018 08:37 AM | On Site | Jennah Judd | Robert Saunders | Mary Emery | 755003477-0-CES | 03/13/2018 | Ordered | Jennah Judd | Hologic Inc |  |  | On Site | Jennah Judd | MATERIAL | Open | SHIPPING | Shipping | 1 | 0 | 265 | South Florida Baptist Hospital | SFBH
66157 | 03/22/2018 08:51 AM | poc Chelsey | 03/26/2018 08:00 AM | Two Day | Jennah Judd | David Chitarath | Mary Emery | 755003483-0-CES | 03/22/2018 | Ordered | Jennah Judd | Hill-Rom Co Inc |  |  | Two Day | Jennah Judd | MATERIAL | Ordered | P7507A01 | Patient Pendant | 1 | 0 | 392.43 | South Florida Baptist Hospital | SFBH
66157 | 03/22/2018 08:51 AM | poc Chelsey | 03/26/2018 08:00 AM | Two Day | Jennah Judd | David Chitarath | Mary Emery | 755003483-0-CES | 03/22/2018 | Ordered | Jennah Judd | Hill-Rom Co Inc |  |  | Two Day | Jennah Judd | MATERIAL | Ordered | 174528S | Rail Hook | 5 | 0 | 7.11 | South Florida Baptist Hospital | SFBH
66192 | 03/23/2018 07:58 AM | For Stock inventory , P.O.C.=Carol | 03/23/2018 07:58 AM | Ground | Sue McCabe | Tom Heath | Jay Masse | 726004072-0-CES | 03/23/2018 | Received | Sue McCabe | PartsSource |  |  | Ground | Sue McCabe | MATERIAL | Partial | 90047 | Filter, 700 Series Bair Hugger | 19 | 19 | 40 | Winter Haven Hospital | WHH | WHH-SURGERY
66236 | 03/26/2018 09:39 AM | Part delivered by Steris Tech. ****DO NOT ORDER ITEM ON SITE********** | 03/26/2018 09:39 AM | On Site | Sue McCabe | Germaine Kinder | Rodney Covington | 755003486-0-CES | 03/26/2018 | Ordered | Sue McCabe | STERIS Corp |  |  | On Site | Sue McCabe | MATERIAL | Ordered | P146657822 | HEAT EXCHANGER STERILIZER | 1 | 0 | 1583.14 | South Florida Baptist Hospital | SFBH
66403 | 03/29/2018 12:13 PM | CES stock bed parts. POC Amanda Rodriguez Charge company 40 | 03/29/2018 12:13 PM | Ground | Jennah Judd | Ronnie Darby | Jay Masse | 726004090-0-CES | 03/29/2018 | Received | Jennah Judd | Stryker Medical Div Stryker Co |  |  | Ground | Jennah Judd | MATERIAL | Partial | 5000002010 | 5.75 Molded Caster | 10 | 10 | 51.35 | Winter Haven Hospital | WHH | WHH-Beds
66403 | 03/29/2018 12:13 PM | CES stock bed parts. POC Amanda Rodriguez Charge company 40 | 03/29/2018 12:13 PM | Ground | Jennah Judd | Ronnie Darby | Jay Masse | 726004090-0-CES | 03/29/2018 | Received | Jennah Judd | Stryker Medical Div Stryker Co |  |  | Ground | Jennah Judd | MATERIAL | Partial | 3005300456 | CPR isolator | 4 | 4 | 2.89 | Winter Haven Hospital | WHH | WHH-Beds
66403 | 03/29/2018 12:13 PM | CES stock bed parts. POC Amanda Rodriguez Charge company 40 | 03/29/2018 12:13 PM | Ground | Jennah Judd | Ronnie Darby | Jay Masse | 726004090-0-CES | 03/29/2018 | Received | Jennah Judd | Stryker Medical Div Stryker Co |  |  | Ground | Jennah Judd | MATERIAL | Partial | 280769 | SFK head actuator | 1 | 1 | 429.2 | Winter Haven Hospital | WHH | WHH-Beds
66403 | 03/29/2018 12:13 PM | CES stock bed parts. POC Amanda Rodriguez Charge company 40 | 03/29/2018 12:13 PM | Ground | Jennah Judd | Ronnie Darby | Jay Masse | 726004090-0-CES | 03/29/2018 | Received | Jennah Judd | Stryker Medical Div Stryker Co |  |  | Ground | Jennah Judd | MATERIAL | Partial | 280768 | skf hi-low actuator | 2 | 2 | 257.98 | Winter Haven Hospital | WHH | WHH-Beds
66403 | 03/29/2018 12:13 PM | CES stock bed parts. POC Amanda Rodriguez Charge company 40 | 03/29/2018 12:13 PM | Ground | Jennah Judd | Ronnie Darby | Jay Masse | 726004090-0-CES | 03/29/2018 | Received | Jennah Judd | Stryker Medical Div Stryker Co |  |  | Ground | Jennah Judd | MATERIAL | Partial | 3002600000 | HEADBOARD ASSY | 2 | 2 | 198.09 | Winter Haven Hospital | WHH | WHH-Beds
66403 | 03/29/2018 12:13 PM | CES stock bed parts. POC Amanda Rodriguez Charge company 40 | 03/29/2018 12:13 PM | Ground | Jennah Judd | Ronnie Darby | Jay Masse | 726004090-0-CES | 03/29/2018 | Received | Jennah Judd | Stryker Medical Div Stryker Co |  |  | Ground | Jennah Judd | MATERIAL | Partial | 3005700003 | Head fowler motor | 2 | 2 | 199.92 | Winter Haven Hospital | WHH | WHH-Beds
66624 | 04/05/2018 08:08 AM | poc Valerie | 04/10/2018 08:00 AM | Ground | Jennah Judd | Vinnie Philson | Mary Emery | 755003497-0-CES | 04/18/2018 | Received | Jennah Judd | Hill-Rom Co Inc |  |  | Ground | Jennah Judd | MATERIAL | Ordered | P7507A01 | Patient Pendant | 1 | 1 | 392.43 | South Florida Baptist Hospital | SFBH
66624 | 04/05/2018 08:08 AM | poc Valerie | 04/10/2018 08:00 AM | Ground | Jennah Judd | Vinnie Philson | Mary Emery | 755003497-0-CES | 04/18/2018 | Received | Jennah Judd | Hill-Rom Co Inc |  |  | Ground | Jennah Judd | MATERIAL | Ordered | P7507A01 | Patient Pendant | 1 | 1 | 392.43 | South Florida Baptist Hospital | SFBH
66624 | 04/05/2018 08:08 AM | poc Valerie | 04/10/2018 08:00 AM | Ground | Jennah Judd | Vinnie Philson | Mary Emery | 755003497-0-CES | 04/18/2018 | Received | Jennah Judd | Hill-Rom Co Inc |  |  | Ground | Jennah Judd | MATERIAL | Ordered | P7507A01 | Patient Pendant | 1 | 1 | 392.43 | South Florida Baptist Hospital | SFBH
66682 | 04/06/2018 12:35 PM | the breathing pressure gauge needs to be replaced it was found during a PM that the unit is worn. The POC is Mike Judd from Mercury Medical . | 04/06/2018 12:35 PM | On Site | Sue McCabe | John Campagnola | Jay Masse | 726004117-0-CES | 04/06/2018 | Ordered | Sue McCabe | Mercury Medical |  |  | On Site | Sue McCabe | MATERIAL | Ordered | 8605087 | pressure gauge | 1 | 0 | 441.35 | Bartow Regional Medical Center | BRMC
66682 | 04/06/2018 12:35 PM | the breathing pressure gauge needs to be replaced it was found during a PM that the unit is worn. The POC is Mike Judd from Mercury Medical . | 04/06/2018 12:35 PM | On Site | Sue McCabe | John Campagnola | Jay Masse | 726004117-0-CES | 04/06/2018 | Ordered | Sue McCabe | Mercury Medical |  |  | On Site | Sue McCabe | MATERIAL | Ordered | 8605087 | pressure gauge | 1 | 0 | 441.35 | Bartow Regional Medical Center | BRMC
66824 | 04/12/2018 10:48 AM | poc Oxana | 04/12/2018 10:48 AM | Ground | Jennah Judd | Mary Emery | David Booker | 755003502-0-CES | 04/12/2018 | Reopen | Jennah Judd | CME America LLC |  |  | Ground | Jennah Judd | MATERIAL | Open | 400-488XCV | Rear Housing | 1 | 0 | 173 | South Florida Baptist Hospital | SFBH
66824 | 04/12/2018 10:48 AM | poc Oxana | 04/12/2018 10:48 AM | Ground | Jennah Judd | Mary Emery | David Booker | 755003502-0-CES | 04/12/2018 | Reopen | Jennah Judd | CME America LLC |  |  | Ground | Jennah Judd | MATERIAL | Open | 230-200XV | Door Air Sensor | 1 | 0 | 76 | South Florida Baptist Hospital | SFBH
66851 | 04/13/2018 08:20 AM | battery adapter PKG 3 needed for telemetry units they are wearing out. This is for shop stock | 04/13/2018 08:20 AM | Ground | Sue McCabe | John Campagnola | Brian Pruiett | 726004136-0-CES | 04/13/2018 | Ordered | Sue McCabe | Philips Healthcare |  |  | Ground | Sue McCabe | MATERIAL | Ordered | 989803174891 | battery tray 3 pack | 3 | 0 | 146.16 | Bartow Regional Medical Center | BRMC
66927 | 04/16/2018 12:28 PM | wheel in front is damaged and needs to be replaced . They use this every day POC Winton from Joerns | 04/16/2018 12:28 PM | Next Day | Jennah Judd | John Campagnola | Brian Pruiett | 726004140-0-CES | 04/16/2018 | Ordered | Jennah Judd | Joerns Healthcare Inc |  |  | Next Day | Jennah Judd | MATERIAL | Ordered | 000.20430 | front caster kit | 1 | 0 | 59.85 | Bartow Regional Medical Center | BRMC
67032 | 04/18/2018 10:45 AM | POC | 04/18/2018 10:45 AM | Ground | Jennah Judd | Nashaat Bessada | Mary Emery | 755003509-0-CES | 04/18/2018 | Ordered | Jennah Judd | R & D Batteries Inc |  |  | Ground | Jennah Judd | MATERIAL | Ordered | 5119 | Battery, 2.8 AH for Dinamap XL | 1 | 0 | 20 | South Florida Baptist Hospital | SFBH
67032 | 04/18/2018 10:45 AM | POC | 04/18/2018 10:45 AM | Ground | Jennah Judd | Nashaat Bessada | Mary Emery | 755003509-0-CES | 04/18/2018 | Ordered | Jennah Judd | R & D Batteries Inc |  |  | Ground | Jennah Judd | MATERIAL | Ordered | 5119 | Battery, 2.8 AH for Dinamap XL | 2 | 0 | 20 | South Florida Baptist Hospital | SFBH
67242 | 04/24/2018 02:30 PM | poc Oksana | 05/01/2018 08:00 AM | Ground | Jennah Judd | Mary Emery | David Booker | 755003517-0-CES | 04/24/2018 | Ordered | Jennah Judd | CME America LLC |  |  | Ground | Jennah Judd | MATERIAL | Open | 130-050XV | Battery for colorvision | 1 | 0 | 90 | South Florida Baptist Hospital | SFBH
67242 | 04/24/2018 02:30 PM | poc Oksana | 05/01/2018 08:00 AM | Ground | Jennah Judd | Mary Emery | David Booker | 755003517-0-CES | 04/24/2018 | Ordered | Jennah Judd | CME America LLC |  |  | Ground | Jennah Judd | MATERIAL | Open | 300-041CVM | Label | 1 | 0 | 17 | South Florida Baptist Hospital | SFBH
67320 | 04/27/2018 08:18 AM | Blower filter replacement for sage mattress pumps. Shop stock, POC Angie. working with Rep. (TL BWP) No charge PO# to be supplied for victor the sales rep.. | 04/27/2018 08:18 AM | Two Day | Sue McCabe | Sergio Diaz | Brian Pruiett | 726004175-0-CES | 04/30/2018 | Ordered | Sue McCabe | Sage Products Inc |  |  | Two Day | Sue McCabe | MATERIAL | Ordered | 3010-F | Blower filter replacement | 3 | 0 | 0 | Winter Haven Hospital | WHH | WHH-Clinical Engineering Services
67354 | 04/30/2018 08:22 AM | Battery Replacement for Portable X-Ray Machines parts@cmsimaging.com was the POC Batteries will be ordered by the vendor Awaiting confirmation on training from Gary M..JM | 04/30/2018 08:22 AM | On Site | Jennah Judd | Gary Maultsby | Jay Masse | 726004179-0-CES | 04/30/2018 | Reopen | Jennah Judd | CMS Imaging Inc |  |  | On Site | Jennah Judd | MATERIAL | Ordered | MUX100 | Batteries | 1 | 0 | 703.46 | Winter Haven Hospital | WHH | WHH-Radiology Services
67354 | 04/30/2018 08:22 AM | Battery Replacement for Portable X-Ray Machines parts@cmsimaging.com was the POC Batteries will be ordered by the vendor Awaiting confirmation on training from Gary M..JM | 04/30/2018 08:22 AM | On Site | Jennah Judd | Gary Maultsby | Jay Masse | 726004179-0-CES | 04/30/2018 | Reopen | Jennah Judd | CMS Imaging Inc |  |  | On Site | Jennah Judd | MATERIAL | Ordered | MUX100 | Batteries | 1 | 0 | 703.46 | Winter Haven Hospital | WHH | WHH-Radiology Services
67354 | 04/30/2018 08:22 AM | Battery Replacement for Portable X-Ray Machines parts@cmsimaging.com was the POC Batteries will be ordered by the vendor Awaiting confirmation on training from Gary M..JM | 04/30/2018 08:22 AM | On Site | Jennah Judd | Gary Maultsby | Jay Masse | 726004179-0-CES | 04/30/2018 | Reopen | Jennah Judd | CMS Imaging Inc |  |  | On Site | Jennah Judd | MATERIAL | Ordered | MUX100 | Batteries | 1 | 0 | 703.46 | Winter Haven Hospital | WHH | WHH-Radiology Services
67455 | 05/01/2018 03:03 PM | Needed for 5 year battery replacement Website was the POC | 05/01/2018 03:03 PM | Two Day | Jennah Judd | Gary Maultsby | Brian Pruiett | 726004183-0-CES | 05/01/2018 | Ordered | Jennah Judd | R & D Batteries Inc |  |  | Two Day | Jennah Judd | MATERIAL | Ordered | 5952 | 3.6V/2.5Ah Lithium Battery | 2 | 0 | 11 | Winter Haven Hospital | WHH | WHH-Respiratory Care Services
67455 | 05/01/2018 03:03 PM | Needed for 5 year battery replacement Website was the POC | 05/01/2018 03:03 PM | Two Day | Jennah Judd | Gary Maultsby | Brian Pruiett | 726004183-0-CES | 05/01/2018 | Ordered | Jennah Judd | R & D Batteries Inc |  |  | Two Day | Jennah Judd | MATERIAL | Ordered | 5952 | 3.6V/2.5Ah Lithium Battery | 2 | 0 | 11 | Winter Haven Hospital | WHH | WHH-Respiratory Care Services
67455 | 05/01/2018 03:03 PM | Needed for 5 year battery replacement Website was the POC | 05/01/2018 03:03 PM | Two Day | Jennah Judd | Gary Maultsby | Brian Pruiett | 726004183-0-CES | 05/01/2018 | Ordered | Jennah Judd | R & D Batteries Inc |  |  | Two Day | Jennah Judd | MATERIAL | Ordered | 5952 | 3.6V/2.5Ah Lithium Battery | 2 | 0 | 11 | Winter Haven Hospital | WHH | WHH-Respiratory Care Services
67455 | 05/01/2018 03:03 PM | Needed for 5 year battery replacement Website was the POC | 05/01/2018 03:03 PM | Two Day | Jennah Judd | Gary Maultsby | Brian Pruiett | 726004183-0-CES | 05/01/2018 | Ordered | Jennah Judd | R & D Batteries Inc |  |  | Two Day | Jennah Judd | MATERIAL | Ordered | 5952 | 3.6V/2.5Ah Lithium Battery | 2 | 0 | 11 | Winter Haven Hospital | WHH | WHH-Respiratory Care Services
67455 | 05/01/2018 03:03 PM | Needed for 5 year battery replacement Website was the POC | 05/01/2018 03:03 PM | Two Day | Jennah Judd | Gary Maultsby | Brian Pruiett | 726004183-0-CES | 05/01/2018 | Ordered | Jennah Judd | R & D Batteries Inc |  |  | Two Day | Jennah Judd | MATERIAL | Ordered | 5952 | 3.6V/2.5Ah Lithium Battery | 2 | 0 | 11 | Winter Haven Hospital | WHH | WHH-Respiratory Care Services
67455 | 05/01/2018 03:03 PM | Needed for 5 year battery replacement Website was the POC | 05/01/2018 03:03 PM | Two Day | Jennah Judd | Gary Maultsby | Brian Pruiett | 726004183-0-CES | 05/01/2018 | Ordered | Jennah Judd | R & D Batteries Inc |  |  | Two Day | Jennah Judd | MATERIAL | Ordered | 5952 | 3.6V/2.5Ah Lithium Battery | 2 | 0 | 11 | Winter Haven Hospital | WHH | WHH-Respiratory Care Services
67577 | 05/04/2018 08:43 AM | poc | 05/10/2018 08:00 AM | Ground | Brenda Kans | Mary Emery | David Booker | PCARD 67577 | 05/08/2018 | Received | Brenda Kans | Grip Repair |  |  | Ground | Brenda Kans | MATERIAL | Partial | REFURBISHEDHANDDYNAMOMETER200LB | Hand Dynamoneter | 1 | 1 | 149 | South Florida Baptist Hospital | SFBH
67577 | 05/04/2018 08:43 AM | poc | 05/10/2018 08:00 AM | Ground | Brenda Kans | Mary Emery | David Booker | PCARD 67577 | 05/08/2018 | Received | Brenda Kans | Grip Repair |  |  | Ground | Brenda Kans | MATERIAL | Partial | HYDRAULICPINCHMETER45LBCAPACITY | Pinch Gauge | 1 | 1 | 169 | South Florida Baptist Hospital | SFBH
67608 | 05/04/2018 02:15 PM | Ground POC: Carmen B. Ext 1 | 05/04/2018 02:15 PM | Ground | Sue McCabe | Chris Wilson | Jay Masse | 726004203-0-CES | 05/07/2018 | Ordered | Sue McCabe | ReMedPar Inc |  |  | Ground | Sue McCabe | MATERIAL | Ordered | SDK003-CC | NX PM kit | 1 | 0 | 2600 | Bartow Regional Medical Center | BRMC
67765 | 05/10/2018 02:28 PM | Parts needed to repair unit P.O.C Woods | 05/10/2018 02:28 PM | Next Day | Sue McCabe | Germaine Kinder | Mary Emery | 755003529-0-CES | 05/10/2018 | Ordered | Sue McCabe | ReMedPar Inc |  |  | Next Day | Sue McCabe | MATERIAL | Ordered | 40-52125-001 | Lamp, UV Lamp NX | 1 | 0 | 150 | South Florida Baptist Hospital | SFBH
67765 | 05/10/2018 02:28 PM | Parts needed to repair unit P.O.C Woods | 05/10/2018 02:28 PM | Next Day | Sue McCabe | Germaine Kinder | Mary Emery | 755003529-0-CES | 05/10/2018 | Ordered | Sue McCabe | ReMedPar Inc |  |  | Next Day | Sue McCabe | MATERIAL | Ordered | 40-52125-001 | Lamp, UV Lamp NX | 4 | 0 | 150 | South Florida Baptist Hospital | SFBH
67806 | 05/11/2018 02:10 PM | POC- Brent Tel. 877-677-0816 Fax. 877-677-0136 | 05/11/2018 02:10 PM | Two Day | Jennah Judd | George Rivera | Mary Emery | 755003533-0-CES | 05/11/2018 | Ordered | Jennah Judd | Sensoronics Inc |  |  | Two Day | Jennah Judd | MATERIAL | Ordered | SS-12A | oxygen sensor | 2 | 0 | 59 | South Florida Baptist Hospital | SFBH
67918 | 05/16/2018 02:09 PM | POC Jason SFB-127814 (888)627.8383 F: (800) 950-2570 Ground | 05/16/2018 02:09 PM | Ground | Sue McCabe | George Rivera | Mary Emery | 755003538-0-CES | 05/16/2018 | Partial | Sue McCabe | Getinge USA Inc |  |  | Ground | Sue McCabe | MATERIAL | Partial | 6038801 | rail clamp | 1 | 1 | 55.94 | South Florida Baptist Hospital | SFBH
67918 | 05/16/2018 02:09 PM | POC Jason SFB-127814 (888)627.8383 F: (800) 950-2570 Ground | 05/16/2018 02:09 PM | Ground | Sue McCabe | George Rivera | Mary Emery | 755003538-0-CES | 05/16/2018 | Partial | Sue McCabe | Getinge USA Inc |  |  | Ground | Sue McCabe | MATERIAL | Partial | 6038801 | rail clamp | 5 | 3 | 55.94 | South Florida Baptist Hospital | SFBH
67964 | 05/17/2018 02:18 PM | Battery for Defibrillator POC:Donna 3205296-0058, $226.55 | 05/17/2018 02:18 PM | Two Day | Jennah Judd | Stephen Luzier | Brian Pruiett | 726004225-0C-ES | 05/17/2018 | Ordered | Jennah Judd | Physio-Control Inc |  |  | Two Day | Jennah Judd | MATERIAL | Ordered | 3205296-005 | Battery | 1 | 0 | 226.55 | Winter Haven Hospital | WHH | WHH-Radiology Services
68023 | 05/21/2018 10:59 AM | Broken display purchase Emergency PO#755003542-0-CES attn: Brenda Kans POC: Tony Burford | 05/21/2018 10:59 AM | Next Day | Sue McCabe | John Richardson | John Richardson | 755003542-0-CES | 05/21/2018 | Ordered | Sue McCabe | Clinical Measurements Inc |  |  | Next Day | Sue McCabe | MATERIAL | Ordered | K9301880A | MDRC-2221 21in 2MP monitor | 1 | 0 | 1249 | South Florida Baptist Hospital | SFBH
68045 | 05/21/2018 03:16 PM | Needed for Vendor repair of a Contrast Media injector | 05/21/2018 03:16 PM | On Site | Sue McCabe | Gary Maultsby | Jay Masse | 726004234-0-CES | 05/22/2018 | Ordered | Sue McCabe | Bayer Healthcare Diag Div |  |  | On Site | Sue McCabe | MATERIAL | Open | 3010341 | ASSY, PCB, SMT, POWER DRIVE, MKV PROVIS | 1 | 0 | 481.34 | Winter Haven Hospital | WHH | WHH-Cardiac Cath Lab
68045 | 05/21/2018 03:16 PM | Needed for Vendor repair of a Contrast Media injector | 05/21/2018 03:16 PM | On Site | Sue McCabe | Gary Maultsby | Jay Masse | 726004234-0-CES | 05/22/2018 | Ordered | Sue McCabe | Bayer Healthcare Diag Div |  |  | On Site | Sue McCabe | MATERIAL | Open | 3008759 | Servo Controller | 1 | 0 | 387.59 | Winter Haven Hospital | WHH | WHH-Cardiac Cath Lab
68451 | 06/05/2018 09:05 AM | CES stock bed parts. POC Sydney Batts | 06/05/2018 09:05 AM | Ground | Jennah Judd | Ronnie Darby | Dwayne Wilcox | 726004277-0-CES | 06/07/2018 | Received | Jennah Judd | Stryker Medical Div Stryker Co |  |  | Ground | Jennah Judd | MATERIAL | Partial | 5000002010 | 5.75 Molded Caster | 20 | 20 | 64.18 | Winter Haven Hospital | WHH | WHH-Beds
68451 | 06/05/2018 09:05 AM | CES stock bed parts. POC Sydney Batts | 06/05/2018 09:05 AM | Ground | Jennah Judd | Ronnie Darby | Dwayne Wilcox | 726004277-0-CES | 06/07/2018 | Received | Jennah Judd | Stryker Medical Div Stryker Co |  |  | Ground | Jennah Judd | MATERIAL | Partial | 3000500002 | MAIN FOOT PANEL MODULE (CP) | 25 | 25 | 10.88 | Winter Haven Hospital | WHH | WHH-Beds
68451 | 06/05/2018 09:05 AM | CES stock bed parts. POC Sydney Batts | 06/05/2018 09:05 AM | Ground | Jennah Judd | Ronnie Darby | Dwayne Wilcox | 726004277-0-CES | 06/07/2018 | Received | Jennah Judd | Stryker Medical Div Stryker Co |  |  | Ground | Jennah Judd | MATERIAL | Partial | 3000501001 | MODULE - GATCH FOWLER PANEL | 15 | 15 | 5.41 | Winter Haven Hospital | WHH | WHH-Beds
68451 | 06/05/2018 09:05 AM | CES stock bed parts. POC Sydney Batts | 06/05/2018 09:05 AM | Ground | Jennah Judd | Ronnie Darby | Dwayne Wilcox | 726004277-0-CES | 06/07/2018 | Received | Jennah Judd | Stryker Medical Div Stryker Co |  |  | Ground | Jennah Judd | MATERIAL | Partial | 3001500003 | MODULE FOOTBOARD BLANK | 15 | 15 | 5.41 | Winter Haven Hospital | WHH | WHH-Beds
68451 | 06/05/2018 09:05 AM | CES stock bed parts. POC Sydney Batts | 06/05/2018 09:05 AM | Ground | Jennah Judd | Ronnie Darby | Dwayne Wilcox | 726004277-0-CES | 06/07/2018 | Received | Jennah Judd | Stryker Medical Div Stryker Co |  |  | Ground | Jennah Judd | MATERIAL | Partial | 3000508001 | BED EXIT MODULE PANEL (CP) | 25 | 25 | 7.37 | Winter Haven Hospital | WHH | WHH-Beds
68451 | 06/05/2018 09:05 AM | CES stock bed parts. POC Sydney Batts | 06/05/2018 09:05 AM | Ground | Jennah Judd | Ronnie Darby | Dwayne Wilcox | 726004277-0-CES | 06/07/2018 | Received | Jennah Judd | Stryker Medical Div Stryker Co |  |  | Ground | Jennah Judd | MATERIAL | Partial | 3001507001 | SCALE MODULE, PLASTIC | 25 | 25 | 7.21 | Winter Haven Hospital | WHH | WHH-Beds
68451 | 06/05/2018 09:05 AM | CES stock bed parts. POC Sydney Batts | 06/05/2018 09:05 AM | Ground | Jennah Judd | Ronnie Darby | Dwayne Wilcox | 726004277-0-CES | 06/07/2018 | Received | Jennah Judd | Stryker Medical Div Stryker Co |  |  | Ground | Jennah Judd | MATERIAL | Partial | 3002501002 | gatch/fowler module label | 25 | 25 | 4.51 | Winter Haven Hospital | WHH | WHH-Beds
68451 | 06/05/2018 09:05 AM | CES stock bed parts. POC Sydney Batts | 06/05/2018 09:05 AM | Ground | Jennah Judd | Ronnie Darby | Dwayne Wilcox | 726004277-0-CES | 06/07/2018 | Received | Jennah Judd | Stryker Medical Div Stryker Co |  |  | Ground | Jennah Judd | MATERIAL | Partial | 3002508003 | chaperone label | 25 | 25 | 6.91 | Winter Haven Hospital | WHH | WHH-Beds
68451 | 06/05/2018 09:05 AM | CES stock bed parts. POC Sydney Batts | 06/05/2018 09:05 AM | Ground | Jennah Judd | Ronnie Darby | Dwayne Wilcox | 726004277-0-CES | 06/07/2018 | Received | Jennah Judd | Stryker Medical Div Stryker Co |  |  | Ground | Jennah Judd | MATERIAL | Partial | 3001500001 | lit foot board assembly | 10 | 10 | 32.08 | Winter Haven Hospital | WHH | WHH-Beds
68451 | 06/05/2018 09:05 AM | CES stock bed parts. POC Sydney Batts | 06/05/2018 09:05 AM | Ground | Jennah Judd | Ronnie Darby | Dwayne Wilcox | 726004277-0-CES | 06/07/2018 | Received | Jennah Judd | Stryker Medical Div Stryker Co |  |  | Ground | Jennah Judd | MATERIAL | Partial | 3001500064 | Hinge Plate/Foot Board, Plastic | 10 | 10 | 14.25 | Winter Haven Hospital | WHH | WHH-Beds
68477 | 06/05/2018 01:55 PM | poc Tom Summer | 06/05/2018 01:55 PM | On Site | Jennah Judd | Mary Emery | David Booker | 755003560-0-CES | 06/05/2018 | Reopen | Jennah Judd | ERS Inc Bio-Medical Service |  |  | On Site | Jennah Judd | MATERIAL | Open | PEDALS | PEDALS | 1 | 0 | 522.45 | South Florida Baptist Hospital | SFBH
68584 | 06/08/2018 10:23 AM | Aaron | 06/08/2018 10:23 AM | Ground | Sue McCabe | Nashaat Bessada | Mary Emery | 755003567-0-CES | 06/08/2018 | Received | Sue McCabe | seca |  |  | Ground | Sue McCabe | MATERIAL | Partial | 4000000009 | power transformer | 1 | 1 | 62.3 | South Florida Baptist Hospital | SFBH
68769 | 06/14/2018 09:20 AM | Replacement battery POC website 6065, $17.25 | 06/14/2018 09:20 AM | Ground | Jennah Judd | Stephen Luzier | Brian Pruiett | 726004304-0-CES | 06/15/2018 | Ordered | Jennah Judd | R & D Batteries Inc |  |  | Ground | Jennah Judd | MATERIAL | Ordered | 6065 | Welch Allyn battery | 1 | 0 | 17.25 | Winter Haven Hospital | WHH | WHH-Dialysis
68885 | 06/19/2018 03:03 PM | A no charge PO is needed to order a replacement Xenon dispenser James was the POC | 06/19/2018 03:03 PM | Ground | Jennah Judd | Gary Maultsby | Brian Pruiett | 726004312-0-CES | 06/19/2018 | Ordered | Jennah Judd | Biodex Medical Systems Inc |  |  | Ground | Jennah Judd | MATERIAL | Ordered | 150-315 | Xenon Dispenser | 1 | 0 | 0 | Winter Haven Hospital | WHH | WHH-Nuclear Medicine
68911 | 06/20/2018 10:47 AM | Needed to replace a broken part This part does not need to be ordered it was provided by the Vendor Don Nichols was The POC | 06/20/2018 10:47 AM | Ground | Jennah Judd | Gary Maultsby | Brian Pruiett | 726004317-0-CES | 06/20/2018 | Received | Jennah Judd | Siemens Medical Solutions USA |  |  | Ground | Jennah Judd | MATERIAL | Partial | 10352472 | Mirror Assembly | 1 | 1 | 555.29 | Winter Haven Hospital | WHH | WHH-Radiology Services
69015 | 06/22/2018 01:41 PM | the battery was installed by the GE FSE Jonathan . Battery is installed and one hour labor | 06/22/2018 01:41 PM | On Site | Sue McCabe | John Campagnola | Brian Pruiett | 726004322-0-CES | 06/22/2018 | Ordered | Sue McCabe | GE Healthcare (DI ONLY) |  |  | On Site | Sue McCabe | MATERIAL | Ordered | 5382000 | Digital Plate Battery, Flash Pad Battery | 1 | 0 | 619 | Bartow Regional Medical Center | BRMC
69078 | 06/26/2018 12:26 PM | parts for pm P.O.C Chelsa | 06/26/2018 12:26 PM | Two Day | Jennah Judd | Germaine Kinder | John Richardson | 755003587-0-CES | 06/26/2018 | Ordered | Jennah Judd | STERIS Corp |  |  | Two Day | Jennah Judd | MATERIAL | Ordered | P150822354 | Check vavle 1/2 STERILIZER | 2 | 0 | 110.81 | South Florida Baptist Hospital | SFBH
69078 | 06/26/2018 12:26 PM | parts for pm P.O.C Chelsa | 06/26/2018 12:26 PM | Two Day | Jennah Judd | Germaine Kinder | John Richardson | 755003587-0-CES | 06/26/2018 | Ordered | Jennah Judd | STERIS Corp |  |  | Two Day | Jennah Judd | MATERIAL | Ordered | P150822354 | Check vavle 1/2 STERILIZER | 2 | 0 | 110.81 | South Florida Baptist Hospital | SFBH
69078 | 06/26/2018 12:26 PM | parts for pm P.O.C Chelsa | 06/26/2018 12:26 PM | Two Day | Jennah Judd | Germaine Kinder | John Richardson | 755003587-0-CES | 06/26/2018 | Ordered | Jennah Judd | STERIS Corp |  |  | Two Day | Jennah Judd | MATERIAL | Ordered | P005424-091 | 3/8 check valve | 1 | 0 | 44.44 | South Florida Baptist Hospital | SFBH
69078 | 06/26/2018 12:26 PM | parts for pm P.O.C Chelsa | 06/26/2018 12:26 PM | Two Day | Jennah Judd | Germaine Kinder | John Richardson | 755003587-0-CES | 06/26/2018 | Ordered | Jennah Judd | STERIS Corp |  |  | Two Day | Jennah Judd | MATERIAL | Ordered | P005424-091 | 3/8 check valve | 2 | 0 | 44.44 | South Florida Baptist Hospital | SFBH
69078 | 06/26/2018 12:26 PM | parts for pm P.O.C Chelsa | 06/26/2018 12:26 PM | Two Day | Jennah Judd | Germaine Kinder | John Richardson | 755003587-0-CES | 06/26/2018 | Ordered | Jennah Judd | STERIS Corp |  |  | Two Day | Jennah Judd | MATERIAL | Ordered | P755716005 | printer sterilizer | 1 | 0 | 202.76 | South Florida Baptist Hospital | SFBH
69078 | 06/26/2018 12:26 PM | parts for pm P.O.C Chelsa | 06/26/2018 12:26 PM | Two Day | Jennah Judd | Germaine Kinder | John Richardson | 755003587-0-CES | 06/26/2018 | Ordered | Jennah Judd | STERIS Corp |  |  | Two Day | Jennah Judd | MATERIAL | Ordered | P764080-001 | steam trap | 8 | 0 | 122.95 | South Florida Baptist Hospital | SFBH
69078 | 06/26/2018 12:26 PM | parts for pm P.O.C Chelsa | 06/26/2018 12:26 PM | Two Day | Jennah Judd | Germaine Kinder | John Richardson | 755003587-0-CES | 06/26/2018 | Ordered | Jennah Judd | STERIS Corp |  |  | Two Day | Jennah Judd | MATERIAL | Ordered | P075006-091 | door gaskets | 1 | 0 | 276.91 | South Florida Baptist Hospital | SFBH
69078 | 06/26/2018 12:26 PM | parts for pm P.O.C Chelsa | 06/26/2018 12:26 PM | Two Day | Jennah Judd | Germaine Kinder | John Richardson | 755003587-0-CES | 06/26/2018 | Ordered | Jennah Judd | STERIS Corp |  |  | Two Day | Jennah Judd | MATERIAL | Ordered | P764080-001 | steam trap | 2 | 0 | 122.91 | South Florida Baptist Hospital | SFBH
69078 | 06/26/2018 12:26 PM | parts for pm P.O.C Chelsa | 06/26/2018 12:26 PM | Two Day | Jennah Judd | Germaine Kinder | John Richardson | 755003587-0-CES | 06/26/2018 | Ordered | Jennah Judd | STERIS Corp |  |  | Two Day | Jennah Judd | MATERIAL | Ordered | P764078-001 | Repair Kit S1 STERILIZER | 2 | 0 | 282.38 | South Florida Baptist Hospital | SFBH
69078 | 06/26/2018 12:26 PM | parts for pm P.O.C Chelsa | 06/26/2018 12:26 PM | Two Day | Jennah Judd | Germaine Kinder | John Richardson | 755003587-0-CES | 06/26/2018 | Ordered | Jennah Judd | STERIS Corp |  |  | Two Day | Jennah Judd | MATERIAL | Ordered | P764078-001 | Repair Kit S1 STERILIZER | 2 | 0 | 282.001 | South Florida Baptist Hospital | SFBH
69078 | 06/26/2018 12:26 PM | parts for pm P.O.C Chelsa | 06/26/2018 12:26 PM | Two Day | Jennah Judd | Germaine Kinder | John Richardson | 755003587-0-CES | 06/26/2018 | Ordered | Jennah Judd | STERIS Corp |  |  | Two Day | Jennah Judd | MATERIAL | Ordered | P764072-001 | Repair Kit S4 STERILIZER | 2 | 0 | 109.04 | South Florida Baptist Hospital | SFBH
69078 | 06/26/2018 12:26 PM | parts for pm P.O.C Chelsa | 06/26/2018 12:26 PM | Two Day | Jennah Judd | Germaine Kinder | John Richardson | 755003587-0-CES | 06/26/2018 | Ordered | Jennah Judd | STERIS Corp |  |  | Two Day | Jennah Judd | MATERIAL | Ordered | P764071-001 | Repair Kit S16 or S3 STERILIZE | 2 | 0 | 213.82 | South Florida Baptist Hospital | SFBH
69078 | 06/26/2018 12:26 PM | parts for pm P.O.C Chelsa | 06/26/2018 12:26 PM | Two Day | Jennah Judd | Germaine Kinder | John Richardson | 755003587-0-CES | 06/26/2018 | Ordered | Jennah Judd | STERIS Corp |  |  | Two Day | Jennah Judd | MATERIAL | Ordered | P764072-001 | Repair Kit S4 STERILIZER | 2 | 0 | 109.04 | South Florida Baptist Hospital | SFBH
69078 | 06/26/2018 12:26 PM | parts for pm P.O.C Chelsa | 06/26/2018 12:26 PM | Two Day | Jennah Judd | Germaine Kinder | John Richardson | 755003587-0-CES | 06/26/2018 | Ordered | Jennah Judd | STERIS Corp |  |  | Two Day | Jennah Judd | MATERIAL | Ordered | P764071-001 | Repair Kit S16 or S3 STERILIZE | 1 | 0 | 213.82 | South Florida Baptist Hospital | SFBH
69078 | 06/26/2018 12:26 PM | parts for pm P.O.C Chelsa | 06/26/2018 12:26 PM | Two Day | Jennah Judd | Germaine Kinder | John Richardson | 755003587-0-CES | 06/26/2018 | Ordered | Jennah Judd | STERIS Corp |  |  | Two Day | Jennah Judd | MATERIAL | Ordered | P764317-688 | repair kit, Valve S2 STERLIZER | 2 | 0 | 183.88 | South Florida Baptist Hospital | SFBH
69078 | 06/26/2018 12:26 PM | parts for pm P.O.C Chelsa | 06/26/2018 12:26 PM | Two Day | Jennah Judd | Germaine Kinder | John Richardson | 755003587-0-CES | 06/26/2018 | Ordered | Jennah Judd | STERIS Corp |  |  | Two Day | Jennah Judd | MATERIAL | Ordered | P764317-688 | repair kit, Valve S2 STERLIZER | 2 | 0 | 183.88 | South Florida Baptist Hospital | SFBH
69135 | 06/27/2018 02:18 PM | POC Norma | 06/27/2018 02:18 PM | Next Day | Jennah Judd | Thomas Odaris | John Richardson | 755003588-0-CES | 06/27/2018 | Reopen | Jennah Judd | Exclusive Medical Solutions |  |  | Next Day | Jennah Judd | MATERIAL | Ordered | LOANER | loaner -IC5-9-D | 1 | 0 | 0 | South Florida Baptist Hospital | SFBH
69200 | 06/29/2018 12:56 PM | Battery needs to be replaced found it to be faulty when I did a PM . Cost $96.00 | 06/29/2018 12:56 PM | Ground | Jennah Judd | John Campagnola | Brian Pruiett | 726004342-0-CES | 06/29/2018 | Ordered | Jennah Judd | R & D Batteries Inc |  |  | Ground | Jennah Judd | MATERIAL | Ordered | 6482 | Battery | 1 | 0 | 96 | Bartow Regional Medical Center | BRMC
69251 | 07/02/2018 03:36 PM | Parts needed for repair P.O.C Steven H. | 07/02/2018 03:36 PM | Next Day | Jennah Judd | Germaine Kinder | Balton Coleman | 726004345-0-CES | 07/02/2018 | Ordered | Jennah Judd | ReMedPar Inc |  |  | Next Day | Jennah Judd | MATERIAL | Ordered | 28-51218-001 | Vent Valve /Exch | 1 | 0 | 217 | Bartow Regional Medical Center | BRMC
69251 | 07/02/2018 03:36 PM | Parts needed for repair P.O.C Steven H. | 07/02/2018 03:36 PM | Next Day | Jennah Judd | Germaine Kinder | Balton Coleman | 726004345-0-CES | 07/02/2018 | Ordered | Jennah Judd | ReMedPar Inc |  |  | Next Day | Jennah Judd | MATERIAL | Ordered | 28-51216-001 | vacuum control valve | 1 | 0 | 947.9 | Bartow Regional Medical Center | BRMC
69267 | 07/03/2018 10:03 AM | POC Matt. Repair part to repair head section frame. | 07/03/2018 10:03 AM | Next Day | Sue McCabe | Sergio Diaz | Dwayne Wilcox | 726004347-0-CES | 07/03/2018 | Cancelled | Sue McCabe | Skytron Div The KMW Group |  |  | Next Day | Sue McCabe | MATERIAL | Ordered | D3-067-03 | Frame Head section | 1 | 0 | 658.8 | Winter Haven Hospital | WHH | WHH-CVOR
69267 | 07/03/2018 10:03 AM | POC Matt. Repair part to repair head section frame. | 07/03/2018 10:03 AM | Next Day | Sue McCabe | Sergio Diaz | Dwayne Wilcox | 726004347-0-CES | 07/03/2018 | Cancelled | Sue McCabe | Skytron Div The KMW Group |  |  | Next Day | Sue McCabe | MATERIAL | Ordered | 5-010-01-8 | BUSHING, x-ray top | 1 | 0 | 13 | Winter Haven Hospital | WHH | WHH-CVOR
69267 | 07/03/2018 10:03 AM | POC Matt. Repair part to repair head section frame. | 07/03/2018 10:03 AM | Next Day | Sue McCabe | Sergio Diaz | Dwayne Wilcox | 726004347-0-CES | 07/03/2018 | Cancelled | Sue McCabe | Skytron Div The KMW Group |  |  | Next Day | Sue McCabe | MATERIAL | Ordered | D3-010-19 | SCREW, phillips head | 2 | 0 | 14.55 | Winter Haven Hospital | WHH | WHH-CVOR
69290 | 07/03/2018 01:54 PM | Battery cover is missing cost is $5.00 | 07/03/2018 01:54 PM | Ground | Jennah Judd | John Campagnola | Dwayne Wilcox | 726004351-0-CES | 07/03/2018 | Ordered | Jennah Judd | Masimo Corp |  |  | Ground | Jennah Judd | MATERIAL | Ordered | 30885 | Battery Cover, Pulse Ox, Rad 5, 57 | 1 | 0 | 5 | Bartow Regional Medical Center | BRMC
69326 | 07/05/2018 04:33 PM | Parts needed for repair Reference # 593505 | 07/05/2018 04:33 PM | Next Day | Jennah Judd | Germaine Kinder | John Richardson | 726004352-0-CES | 07/05/2018 | Ordered | Jennah Judd | ReMedPar Inc |  |  | Next Day | Jennah Judd | MATERIAL | Ordered | 86-50542-001 | pressure switch | 1 | 0 | 173 | Bartow Regional Medical Center | BRMC
69332 | 07/06/2018 07:38 AM | Nurse call parts. POC Lynn Cook | 07/06/2018 07:38 AM | Ground | Jennah Judd | Ronnie Darby | Brian Pruiett | 726004353-0-CES | 07/06/2018 | Ordered | Jennah Judd | Curbell Medical Products Inc |  |  | Ground | Jennah Judd | MATERIAL | Ordered | DP100 | dummy plug | 100 | 0 | 11.95 | Winter Haven Hospital | WHH | WHH-Beds
69332 | 07/06/2018 07:38 AM | Nurse call parts. POC Lynn Cook | 07/06/2018 07:38 AM | Ground | Jennah Judd | Ronnie Darby | Brian Pruiett | 726004353-0-CES | 07/06/2018 | Ordered | Jennah Judd | Curbell Medical Products Inc |  |  | Ground | Jennah Judd | MATERIAL | Ordered | DP-165 | zettler system dummy plug | 25 | 0 | 10.95 | Winter Haven Hospital | WHH | WHH-Beds
69361 | 07/09/2018 08:01 AM | shop stock of cat 5 cables POC; website 2153, $2.99 ea | 07/09/2018 08:01 AM | Ground | Brenda Kans | Stephen Luzier | Brian Pruiett | PCARD 69361 | 07/18/2018 | Ordered | Brenda Kans | Monoprice |  |  | Ground | Brenda Kans | MATERIAL | Ordered | 2153 | Cat5e, 24awg, RJ45, 25ft, Red | 10 | 0 | 2.99 | Winter Haven Hospital | WHH | WHH-Clinical Engineering Services
69575 | 07/13/2018 09:50 AM | PO is needed for the repair of the pressure switch . This will be replaced the quote will be attached and the POC is Brenda cooper. Perry has the Parts | 07/13/2018 09:50 AM | On Site | Sue McCabe | John Campagnola | Dwayne Wilcox | 726004364-0-CES | 07/13/2018 | Ordered | Sue McCabe | Perry Baromedical Corp |  |  | On Site | Sue McCabe | MATERIAL | Ordered | P-2478A | pressure switch | 1 | 0 | 95 | Bartow Regional Medical Center | BRMC
69761 | 07/19/2018 12:12 PM | Intermittent clicking noise. Customer commented it started about a week ago, but never placed service call. Investigated inside gantry. Unable to find cause of noise. From the customers comment of noise, it is possible the noise is from axial encoder. Greased axial encoder shaft. PO Is needed $1764.20 POC Vanessa Koskovich | 07/19/2018 12:12 PM | On Site | Jennah Judd | John Campagnola | Dwayne Wilcox | 726004379-0-CES | 07/19/2018 | Ordered | Jennah Judd | GE Healthcare (DI ONLY) |  |  | On Site | Jennah Judd | MATERIAL | Ordered | 5723262-2 | gantry encoder | 1 | 0 | 979.2 | Bartow Regional Medical Center | BRMC
69789 | 07/19/2018 03:23 PM | Parts needed for stock POC: website | 07/19/2018 03:23 PM | Ground | Sue McCabe | Danielle Ohara | Dwayne Wilcox | 726004383-0-CES | 07/20/2018 | Received | Sue McCabe | CareFusion Alaris |  |  | Ground | Sue McCabe | MATERIAL | Partial | 980-1015-1 | Wrap Assembly, Power Cord | 25 | 25 | 6.57 | Winter Haven Hospital | WHH | WHH-Clinical Engineering Services
69789 | 07/19/2018 03:23 PM | Parts needed for stock POC: website | 07/19/2018 03:23 PM | Ground | Sue McCabe | Danielle Ohara | Dwayne Wilcox | 726004383-0-CES | 07/20/2018 | Received | Sue McCabe | CareFusion Alaris |  |  | Ground | Sue McCabe | MATERIAL | Partial | 8100-RCS | IV set, Rate Calibration Set | 1 | 1 | 25 | Winter Haven Hospital | WHH | WHH-Clinical Engineering Services
69789 | 07/19/2018 03:23 PM | Parts needed for stock POC: website | 07/19/2018 03:23 PM | Ground | Sue McCabe | Danielle Ohara | Dwayne Wilcox | 726004383-0-CES | 07/20/2018 | Received | Sue McCabe | CareFusion Alaris |  |  | Ground | Sue McCabe | MATERIAL | Partial | 8100-PCS | IV set, Pressure Calibration Set | 1 | 1 | 25 | Winter Haven Hospital | WHH | WHH-Clinical Engineering Services
69789 | 07/19/2018 03:23 PM | Parts needed for stock POC: website | 07/19/2018 03:23 PM | Ground | Sue McCabe | Danielle Ohara | Dwayne Wilcox | 726004383-0-CES | 07/20/2018 | Received | Sue McCabe | CareFusion Alaris |  |  | Ground | Sue McCabe | MATERIAL | Partial | TC10009596 | FSR Pressure Sensor, LVP 8100 | 5 | 5 | 107.07 | Winter Haven Hospital | WHH | WHH-Clinical Engineering Services
69824 | 07/23/2018 11:21 AM | poc Shwanna | 07/23/2018 11:21 AM | Ground | Sue McCabe | Mary Emery | David Booker | 755003610-0-CES | 07/23/2018 | Received | Sue McCabe | W W Grainger Inc |  |  | Ground | Sue McCabe | MATERIAL | Partial | 5LU64 | Tool Bag | 1 | 1 | 32.11 | South Florida Baptist Hospital | SFBH
69824 | 07/23/2018 11:21 AM | poc Shwanna | 07/23/2018 11:21 AM | Ground | Sue McCabe | Mary Emery | David Booker | 755003610-0-CES | 07/23/2018 | Received | Sue McCabe | W W Grainger Inc |  |  | Ground | Sue McCabe | MATERIAL | Partial | 5HK94 | Tape Measure | 1 | 1 | 8.43 | South Florida Baptist Hospital | SFBH
69824 | 07/23/2018 11:21 AM | poc Shwanna | 07/23/2018 11:21 AM | Ground | Sue McCabe | Mary Emery | David Booker | 755003610-0-CES | 07/23/2018 | Received | Sue McCabe | W W Grainger Inc |  |  | Ground | Sue McCabe | MATERIAL | Partial | 1GZ06 | SCrewdriver set | 1 | 1 | 26.74 | South Florida Baptist Hospital | SFBH
70015 | 07/30/2018 07:12 AM | Needed for iLab repair Melissa Grigsby was the POC | 07/30/2018 07:12 AM | On Site | Jennah Judd | Gary Maultsby | Dwayne Wilcox | 726004400-0-CES | 07/30/2018 | Ordered | Jennah Judd | Boston Scientific Corp |  |  | On Site | Jennah Judd | MATERIAL | Ordered | SRVH749FEE3001 | SRVH749FEE3001 | 2 | 0 | 500 | Winter Haven Hospital | WHH | WHH-Cardiac Cath Lab
70015 | 07/30/2018 07:12 AM | Needed for iLab repair Melissa Grigsby was the POC | 07/30/2018 07:12 AM | On Site | Jennah Judd | Gary Maultsby | Dwayne Wilcox | 726004400-0-CES | 07/30/2018 | Ordered | Jennah Judd | Boston Scientific Corp |  |  | On Site | Jennah Judd | MATERIAL | Ordered | SRVH749TFEE01 | SRVH749TFEE01 | 1 | 0 | 750 | Winter Haven Hospital | WHH | WHH-Cardiac Cath Lab
70015 | 07/30/2018 07:12 AM | Needed for iLab repair Melissa Grigsby was the POC | 07/30/2018 07:12 AM | On Site | Jennah Judd | Gary Maultsby | Dwayne Wilcox | 726004400-0-CES | 07/30/2018 | Ordered | Jennah Judd | Boston Scientific Corp |  |  | On Site | Jennah Judd | MATERIAL | Ordered | SRVH749FEE3001 | SRVH749FEE3001 | 1 | 0 | 1000 | Winter Haven Hospital | WHH | WHH-Cardiac Cath Lab
70061 | 07/30/2018 01:51 PM | Parts are needed for PM Vina was the POC | 07/30/2018 01:51 PM | Ground | Sue McCabe | Gary Maultsby | Dwayne Wilcox | 726004406-0-CES | 07/30/2018 | Ordered | Sue McCabe | ZOLL Medical Corp |  |  | Ground | Sue McCabe | MATERIAL | Ordered | 8700-0675-01 | Gasket | 1 | 0 | 25 | Winter Haven Hospital | WHH | WHH-Cardiac ICU
70061 | 07/30/2018 01:51 PM | Parts are needed for PM Vina was the POC | 07/30/2018 01:51 PM | Ground | Sue McCabe | Gary Maultsby | Dwayne Wilcox | 726004406-0-CES | 07/30/2018 | Ordered | Sue McCabe | ZOLL Medical Corp |  |  | Ground | Sue McCabe | MATERIAL | Ordered | 8700-0674-01 | Air Filter for Coolgard 3000 | 1 | 0 | 42 | Winter Haven Hospital | WHH | WHH-Cardiac ICU
70256 | 08/06/2018 08:58 AM | No Charge PO needed to replace Piramal Sevoflurane vaporizers with Baxter Sevoflurane vaporizers. Contract changed to Baxter. poc: Jackelyn Garcia Beason ground NOTE: Please send hard copy of PO to Glenn Cain...Please do not send to Baxter. Thanks | 08/06/2018 08:58 AM | Ground | Jennah Judd | Glenn Cain | John Richardson | 755003629-0-CES | 08/08/2018 | Ordered | Jennah Judd | Baxter Healthcare Corp Medicat |  |  | Ground | Jennah Judd | MATERIAL | Ordered | M1107626 | TEC 7 Sev Vaporizer | 10 | 0 | 0 | South Florida Baptist Hospital | SFBH
70264 | 08/06/2018 09:32 AM | No Charge PO needed to replace Piramal Sevoflurane vaporizers with Baxter Sevoflurane vaporizers. Contract changed to Baxter. poc: Jackelyn Garcia Beason ground NOTE: Please send hard copy of PO to Glenn Cain...Please do not send to Baxter. Thanks | 08/06/2018 09:32 AM | Ground | Sue McCabe | Glenn Cain | John Richardson | 726004433-0-CES | 08/08/2018 | Ordered | Sue McCabe | Baxter Healthcare Corp Medicat |  |  | Ground | Sue McCabe | MATERIAL | Ordered | M35054 | Vapor 2K Sevoflurane Vaporizer | 4 | 0 | 0 | Bartow Regional Medical Center | BRMC
70533 | 08/13/2018 01:15 PM | sammi | 08/13/2018 01:15 PM | Ground | Sue McCabe | Nashaat Bessada | Mary Emery | 755003637-0-CES | 08/14/2018 | Received | Sue McCabe | CareFusion Alaris |  |  | Ground | Sue McCabe | MATERIAL | Partial | 10016036 | LCD display 8015 | 1 | 1 | 556.5 | South Florida Baptist Hospital | SFBH
70622 | 08/15/2018 09:12 AM | Restock of parts POC: website | 08/15/2018 09:12 AM | Ground | Sue McCabe | Danielle Ohara | Dwayne Wilcox | 726004460-0-CES | 08/15/2018 | Received | Sue McCabe | CareFusion Alaris |  |  | Ground | Sue McCabe | MATERIAL | Partial | TC10006331 | Connector Plug | 10 | 10 | 14.16 | Winter Haven Hospital | WHH | WHH-Clinical Engineering Services
70632 | 08/15/2018 11:11 AM | Need spare UPS's POC: website | 08/15/2018 11:11 AM | Ground | Brenda Kans | Stephen Luzier | Brian Pruiett | PCARD 70632 | 08/16/2018 | Reopen | Brenda Kans | Newegg.com |  |  | Ground | Brenda Kans | MATERIAL | Ordered | 9SIAA0T7508312 | APC Smart-UPS SC450RM1U 450VA 280 Watts 4 Outlets UPS | 2 | 0 | 129.98 | Winter Haven Hospital | WHH | WHH-Clinical Engineering Services
70639 | 08/15/2018 12:32 PM | CES stock bed parts. POC Katie Gabel | 08/15/2018 08:00 AM | Ground | Jennah Judd | Ronnie Darby | Dwayne Wilcox | 726004463-0-CES | 08/15/2018 | Received | Jennah Judd | Stryker Medical Div Stryker Co |  |  | Ground | Jennah Judd | MATERIAL | Partial | 3002401205S | right side hand rail | 1 | 1 | 571.24 | Winter Haven Hospital | WHH | WHH-Beds
70714 | 08/17/2018 09:59 AM | poc Lydia | 08/27/2018 08:00 AM | Ground | Brenda Kans | Nashaat Bessada | Mary Emery | PCARD 70714 | 08/17/2018 | Ordered | Brenda Kans | CCFL Warehouse |  |  | Ground | Brenda Kans | MATERIAL | Ordered | 11100720R | Backlight | 1 | 0 | 23.95 | South Florida Baptist Hospital | SFBH
70714 | 08/17/2018 09:59 AM | poc Lydia | 08/27/2018 08:00 AM | Ground | Brenda Kans | Nashaat Bessada | Mary Emery | PCARD 70714 | 08/17/2018 | Ordered | Brenda Kans | CCFL Warehouse |  |  | Ground | Brenda Kans | MATERIAL | Ordered | 11100720R | Backlight | 1 | 0 | 23.95 | South Florida Baptist Hospital | SFBH
70715 | 08/17/2018 10:17 AM | CES stock bed parts. POC Kelsey Barla | 08/17/2018 10:17 AM | Ground | Jennah Judd | Ronnie Darby | Dwayne Wilcox | 726004469-0-CES | 08/17/2018 | Ordered | Jennah Judd | Stryker Medical Div Stryker Co |  |  | Ground | Jennah Judd | MATERIAL | Ordered | 1704034600 | 26 inch stretcher mattress | 2 | 0 | 500 | Winter Haven Hospital | WHH | WHH-Beds
70762 | 08/20/2018 01:23 PM | poc Larry Gardinal | 08/31/2018 08:00 AM | Ground | Jennah Judd | Mary Emery | David Booker | 755003645-0-CES | 08/20/2018 | Ordered | Jennah Judd | Integrity Medical Products Inc |  |  | Ground | Jennah Judd | MATERIAL | Ordered | CU-B0857-088DJ | Pillow Speaker Telligence | 1 | 0 | 101.92 | South Florida Baptist Hospital | SFBH
70762 | 08/20/2018 01:23 PM | poc Larry Gardinal | 08/31/2018 08:00 AM | Ground | Jennah Judd | Mary Emery | David Booker | 755003645-0-CES | 08/20/2018 | Ordered | Jennah Judd | Integrity Medical Products Inc |  |  | Ground | Jennah Judd | MATERIAL | Ordered | CU-B0857-088DJ | Pillow Speaker Telligence | 4 | 0 | 101.92 | South Florida Baptist Hospital | SFBH
70762 | 08/20/2018 01:23 PM | poc Larry Gardinal | 08/31/2018 08:00 AM | Ground | Jennah Judd | Mary Emery | David Booker | 755003645-0-CES | 08/20/2018 | Ordered | Jennah Judd | Integrity Medical Products Inc |  |  | Ground | Jennah Judd | MATERIAL | Ordered | CU-A2903-088DJM | Rauland Pillow Speaker | 5 | 0 | 119.95 | South Florida Baptist Hospital | SFBH
70777 | 08/21/2018 08:10 AM | Fan assy needed for the blanket warmer upper and lower cabinets. POC Chris at Steris , cost of fans are $300.81 each | 08/21/2018 08:10 AM | Next Day | Jennah Judd | John Campagnola | Dwayne Wilcox | 726004472-0-CES | 08/21/2018 | Ordered | Jennah Judd | STERIS Corp |  |  | Next Day | Jennah Judd | MATERIAL | Ordered | P413720635 | Fan Assy Kit, Warmer | 1 | 0 | 300.81 | Bartow Regional Medical Center | BRMC
70777 | 08/21/2018 08:10 AM | Fan assy needed for the blanket warmer upper and lower cabinets. POC Chris at Steris , cost of fans are $300.81 each | 08/21/2018 08:10 AM | Next Day | Jennah Judd | John Campagnola | Dwayne Wilcox | 726004472-0-CES | 08/21/2018 | Ordered | Jennah Judd | STERIS Corp |  |  | Next Day | Jennah Judd | MATERIAL | Ordered | P413720635 | Fan Assy Kit, Warmer | 1 | 0 | 300.81 | Bartow Regional Medical Center | BRMC
70795 | 08/21/2018 11:02 AM | POC Scott. Repair part for centrifuge lid. | 08/21/2018 11:02 AM | Next Day | Jennah Judd | Sergio Diaz | Brian Pruiett | 726004473-0-CES | 08/21/2018 | Ordered | Jennah Judd | Thermo Fisher Scientific Inc |  |  | Next Day | Jennah Judd | MATERIAL | Ordered | 70902056 | Centrifuge Lid | 1 | 0 | 318.6 | Winter Haven Hospital | WHH | WHH-Laboratory Services
70820 | 08/21/2018 01:57 PM | POC Noemi Rivas Ground P: 813.740.2500 F: (800) 217-0977 I did add a quote to the WO | 08/21/2018 01:57 PM | Ground | Jennah Judd | George Rivera | Mary Emery | 755003649-0-CES | 08/21/2018 | Partial | Jennah Judd | Rauland-Borg Inc |  |  | Ground | Jennah Judd | MATERIAL | Partial | 353001 | STATION PATIENT SINGLE ENHANCED | 1 | 1 | 370.19 | South Florida Baptist Hospital | SFBH
70820 | 08/21/2018 01:57 PM | POC Noemi Rivas Ground P: 813.740.2500 F: (800) 217-0977 I did add a quote to the WO | 08/21/2018 01:57 PM | Ground | Jennah Judd | George Rivera | Mary Emery | 755003649-0-CES | 08/21/2018 | Partial | Jennah Judd | Rauland-Borg Inc |  |  | Ground | Jennah Judd | MATERIAL | Partial | 353001 | STATION PATIENT SINGLE ENHANCED | 1 | 0 | 370.19 | South Florida Baptist Hospital | SFBH
70834 | 08/22/2018 07:08 AM | Needed for the repair of a Syringe Pump and shop stock Emily was the POC | 08/22/2018 07:08 AM | Ground | Jennah Judd | Gary Maultsby | Dwayne Wilcox | 726004480-0-CES | 08/22/2018 | Ordered | Jennah Judd | Smiths Medical |  |  | Ground | Jennah Judd | MATERIAL | Ordered | G6000090 | case seal | 1 | 0 | 3.6 | Winter Haven Hospital | WHH | WHH-SURGERY
70834 | 08/22/2018 07:08 AM | Needed for the repair of a Syringe Pump and shop stock Emily was the POC | 08/22/2018 07:08 AM | Ground | Jennah Judd | Gary Maultsby | Dwayne Wilcox | 726004480-0-CES | 08/22/2018 | Ordered | Jennah Judd | Smiths Medical |  |  | Ground | Jennah Judd | MATERIAL | Ordered | G6000090 | case seal | 3 | 0 | 3.6 | Winter Haven Hospital | WHH | WHH-SURGERY
70856 | 08/22/2018 02:07 PM | The unit had a bad PCB and the FSE brought in a new Control board so a PO is needed nothing has to be ordered This was discovered during the PM | 08/22/2018 02:07 PM | On Site | Jennah Judd | John Campagnola | Dwayne Wilcox | 726004483-0-CES | 08/22/2018 | Ordered | Jennah Judd | Philips Healthcare |  |  | On Site | Jennah Judd | MATERIAL | Ordered | 453560107871 | PCB | 1 | 0 | 4192.16 | Bartow Regional Medical Center | BRMC
70915 | 08/23/2018 03:58 PM | Engineer to be dispatchedNOTE: Please send Service Authorization form with Hardcopy PO for case number: 00369205 | 08/23/2018 11:58 AM | On Site | Jennah Judd | Robert Saunders | David Booker | 755003651-0-CES | 08/24/2018 | Ordered | Jennah Judd | Hologic Inc |  |  | On Site | Jennah Judd | MATERIAL | Open | XRAYTUBE | XRAYTUBE | 1 | 0 | 12000 | South Florida Baptist Hospital | SFBH
70915 | 08/23/2018 03:58 PM | Engineer to be dispatchedNOTE: Please send Service Authorization form with Hardcopy PO for case number: 00369205 | 08/23/2018 11:58 AM | On Site | Jennah Judd | Robert Saunders | David Booker | 755003651-0-CES | 08/24/2018 | Ordered | Jennah Judd | Hologic Inc |  |  | On Site | Jennah Judd | MATERIAL | Open | ASY-01272 | INVERTER DRAWER | 1 | 0 | 8720 | South Florida Baptist Hospital | SFBH
70915 | 08/23/2018 03:58 PM | Engineer to be dispatchedNOTE: Please send Service Authorization form with Hardcopy PO for case number: 00369205 | 08/23/2018 11:58 AM | On Site | Jennah Judd | Robert Saunders | David Booker | 755003651-0-CES | 08/24/2018 | Ordered | Jennah Judd | Hologic Inc |  |  | On Site | Jennah Judd | MATERIAL | Open | ASY05340 | HV Multipliler Drawer | 1 | 0 | 15000 | South Florida Baptist Hospital | SFBH
71001 | 08/28/2018 09:49 AM | NO CHARGE PO FOR TEST EQUIPMENT RELATED TO MISTRAL AIR PLEASE PROVIDE HARD COPY | 08/28/2018 09:49 AM | Ground | Sue McCabe | April Scott | Dwayne Wilcox | 726004494-0-CES | 08/28/2018 | Ordered | Sue McCabe | Stryker Medical Div Stryker Co |  |  | Ground | Sue McCabe | MATERIAL | Ordered | MA2100-B-PM | Temperature Tester for Stryker Mistral-Aire | 1 | 0 | 0 | Bartow Regional Medical Center | BRMC
71011 | 08/28/2018 10:47 AM | NEED NO CHARGE PO- TEST EQUIPMENT FOR STYRKER MISTRAL AIR NEED HARD COPY PO | 08/28/2018 10:47 AM | Ground | Sue McCabe | April Scott | Mary Emery | 755003657-0-CES | 08/28/2018 | Ordered | Sue McCabe | Stryker Medical Div Stryker Co |  |  | Ground | Sue McCabe | MATERIAL | Ordered | MA2100-B-PM | Temperature Tester for Stryker Mistral-Aire | 1 | 0 | 0 | South Florida Baptist Hospital | SFBH
71051 | 08/30/2018 10:16 AM | Ground POC Noemi Rivas P: 813.740.2500 F: (800) 217-0977 I put a quote in the WO | 08/30/2018 10:16 AM | Ground | Jennah Judd | George Rivera | Mary Emery | 755003658-0-CES | 08/30/2018 | Ordered | Jennah Judd | Rauland-Borg Inc |  |  | Ground | Jennah Judd | MATERIAL | Ordered | 353010 | DUAL PATIENT STATION | 1 | 0 | 695.21 | South Florida Baptist Hospital | SFBH
71051 | 08/30/2018 10:16 AM | Ground POC Noemi Rivas P: 813.740.2500 F: (800) 217-0977 I put a quote in the WO | 08/30/2018 10:16 AM | Ground | Jennah Judd | George Rivera | Mary Emery | 755003658-0-CES | 08/30/2018 | Ordered | Jennah Judd | Rauland-Borg Inc |  |  | Ground | Jennah Judd | MATERIAL | Ordered | 353010 | DUAL PATIENT STATION | 1 | 0 | 395.21 | South Florida Baptist Hospital | SFBH
71134 | 09/04/2018 07:33 AM | POC DON..Repair parts for centrifuge repair. | 09/04/2018 07:33 AM | Two Day | Jennah Judd | Sergio Diaz | Dwayne Wilcox | 726004508-0-CES | 09/04/2018 | Ordered | Jennah Judd | Thermo Fisher Scientific Inc |  |  | Two Day | Jennah Judd | MATERIAL | Ordered | 50146001 | Housing | 1 | 0 | 274 | Winter Haven Hospital | WHH | WHH-Laboratory Services
71134 | 09/04/2018 07:33 AM | POC DON..Repair parts for centrifuge repair. | 09/04/2018 07:33 AM | Two Day | Jennah Judd | Sergio Diaz | Dwayne Wilcox | 726004508-0-CES | 09/04/2018 | Ordered | Jennah Judd | Thermo Fisher Scientific Inc |  |  | Two Day | Jennah Judd | MATERIAL | Ordered | 20059402 | overlay panel | 1 | 0 | 182 | Winter Haven Hospital | WHH | WHH-Laboratory Services
71145 | 09/04/2018 10:05 AM | POC Brad Dombroski cost of repair $6831.00 arm on the c arm needs to be replaced quote is attached to the work order. | 09/04/2018 10:05 AM | On Site | Sue McCabe | John Campagnola | Dwayne Wilcox | 726004510-0-CES | 09/04/2018 | Ordered | Sue McCabe | GE Healthcare (DI ONLY) |  |  | On Site | Sue McCabe | MATERIAL | Ordered | 00-881313-01 | articulating arm | 1 | 0 | 4506 | Bartow Regional Medical Center | BRMC
71164 | 09/04/2018 01:57 PM | Tube change required. found during PM service | 09/04/2018 01:57 PM | On Site | Jennah Judd | John Richardson | Dennis Davis | 726004514-0-CES | 09/04/2018 | Reopen | Jennah Judd | Philips Healthcare |  |  | On Site | Jennah Judd | MATERIAL | Open | 452212906201 | PACKED HT CONV. TANK BV300 | 1 | 0 | 0 | Bartow Regional Medical Center | BRMC
71170 | 09/04/2018 02:31 PM | Sam | 09/04/2018 02:31 PM | Ground | Jennah Judd | Nashaat Bessada | David Booker | 755003661-0-CES | 09/05/2018 | Ordered | Jennah Judd | CareFusion Alaris | Customer Service |  | Ground | Jennah Judd | MATERIAL | Ordered | TC10008713 | IUI Bracket | 1 | 0 | 29.55 | South Florida Baptist Hospital | SFBH
71170 | 09/04/2018 02:31 PM | Sam | 09/04/2018 02:31 PM | Ground | Jennah Judd | Nashaat Bessada | David Booker | 755003661-0-CES | 09/05/2018 | Ordered | Jennah Judd | CareFusion Alaris | Customer Service |  | Ground | Jennah Judd | MATERIAL | Ordered | TC10009596 | FSR Pressure Sensor, LVP 8100 | 10 | 0 | 107.07 | South Florida Baptist Hospital | SFBH
71177 | 09/05/2018 08:47 AM | poc Larry Gardinal | 09/05/2018 08:47 AM | Ground | Jennah Judd | George Rivera | Mary Emery | 755003660-0-CES | 09/05/2018 | Reopen | Jennah Judd | Integrity Medical Products Inc | Larry Gardinal |  | Ground | Jennah Judd | MATERIAL | Ordered | CU-A2902-088DJM | Pillow Speaker | 1 | 0 | 119.95 | South Florida Baptist Hospital | SFBH
71177 | 09/05/2018 08:47 AM | poc Larry Gardinal | 09/05/2018 08:47 AM | Ground | Jennah Judd | George Rivera | Mary Emery | 755003660-0-CES | 09/05/2018 | Reopen | Jennah Judd | Integrity Medical Products Inc | Larry Gardinal |  | Ground | Jennah Judd | MATERIAL | Ordered | CU-A2902-088DJM | Pillow Speaker | 4 | 0 | 119.95 | South Florida Baptist Hospital | SFBH
71177 | 09/05/2018 08:47 AM | poc Larry Gardinal | 09/05/2018 08:47 AM | Ground | Jennah Judd | George Rivera | Mary Emery | 755003660-0-CES | 09/05/2018 | Reopen | Jennah Judd | Integrity Medical Products Inc | Larry Gardinal |  | Ground | Jennah Judd | MATERIAL | Ordered | AY-ETC120V-150WGB | Lamp, Halogen Lamp | 10 | 0 | 13.2 | South Florida Baptist Hospital | SFBH
71177 | 09/05/2018 08:47 AM | poc Larry Gardinal | 09/05/2018 08:47 AM | Ground | Jennah Judd | George Rivera | Mary Emery | 755003660-0-CES | 09/05/2018 | Reopen | Jennah Judd | Integrity Medical Products Inc | Larry Gardinal |  | Ground | Jennah Judd | MATERIAL | Open | CU-A2903-088DJM | Rauland Pillow Speaker | 5 | 0 | 119.95 | South Florida Baptist Hospital | SFBH
71308 | 09/07/2018 12:52 PM | Mike | 09/07/2018 12:52 PM | Ground | Jennah Judd | Nashaat Bessada | David Booker | 755003673-0-CES | 09/10/2018 | Ordered | Jennah Judd | Biomedical Repair & Consulting | Diane Triana |  | Ground | Jennah Judd | MATERIAL | Ordered | 2026653-935 | Front Bezel w/Label | 1 | 0 | 175 | South Florida Baptist Hospital | SFBH
71308 | 09/07/2018 12:52 PM | Mike | 09/07/2018 12:52 PM | Ground | Jennah Judd | Nashaat Bessada | David Booker | 755003673-0-CES | 09/10/2018 | Ordered | Jennah Judd | Biomedical Repair & Consulting | Diane Triana |  | Ground | Jennah Judd | MATERIAL | Ordered | 2002162-001 | bezel dash 4000 transition | 1 | 0 | 550 | South Florida Baptist Hospital | SFBH
71308 | 09/07/2018 12:52 PM | Mike | 09/07/2018 12:52 PM | Ground | Jennah Judd | Nashaat Bessada | David Booker | 755003673-0-CES | 09/10/2018 | Ordered | Jennah Judd | Biomedical Repair & Consulting | Diane Triana |  | Ground | Jennah Judd | MATERIAL | Ordered | 2026653-931 | Dash 5000 bezel | 1 | 0 | 175 | South Florida Baptist Hospital | SFBH
71385 | 09/11/2018 07:52 AM | To repair CVOR's IE33 Ultrasound. | 09/11/2018 07:52 AM | Next Day | Jennah Judd | Tom Heath | Dwayne Wilcox | 726004527-0-CES | 09/11/2018 | Ordered | Jennah Judd | Global Medical Imaging LLC |  |  | Next Day | Jennah Judd | MATERIAL | Ordered | 453561278264 | FEC Board | 1 | 0 | 2119.33 | Winter Haven Hospital | WHH | WHH-CVOR
71475 | 09/12/2018 01:48 PM | pco EMY | 09/12/2018 01:48 PM | Ground | Jennah Judd | Nashaat Bessada | Mary Emery | 755003680-0-CES | 09/12/2018 | Ordered | Jennah Judd | Welch Allyn Inc |  |  | Ground | Jennah Judd | MATERIAL | Ordered | 106033 | W/A ACM Tray Svc Kit | 1 | 0 | 138.08 | South Florida Baptist Hospital | SFBH
71475 | 09/12/2018 01:48 PM | pco EMY | 09/12/2018 01:48 PM | Ground | Jennah Judd | Nashaat Bessada | Mary Emery | 755003680-0-CES | 09/12/2018 | Ordered | Jennah Judd | Welch Allyn Inc |  |  | Ground | Jennah Judd | MATERIAL | Ordered | 106033 | W/A ACM Tray Svc Kit | 4 | 0 | 138.08 | South Florida Baptist Hospital | SFBH
71530 | 09/13/2018 03:09 PM | Service manual for PM POC: George | 09/13/2018 03:09 PM | Ground | Sue McCabe | Danielle Ohara | Dwayne Wilcox | 726004539-0-CES | 09/14/2018 | Ordered | Sue McCabe | Eppendorf North America Inc |  |  | Ground | Sue McCabe | MATERIAL | Ordered | 022661981 | Service manual for centrifuge model 5424 | 1 | 0 | 371 | Winter Haven Hospital | WHH | WHH-Laboratory Services
71543 | 09/14/2018 10:09 AM | Parts for Inventory Stock. | 09/14/2018 10:09 AM | Ground | Jennah Judd | Tom Heath | Dwayne Wilcox | 726004543-0-CES | 10/31/2018 | Ordered | Jennah Judd | Datex-Ohmeda Inc Div GE Health |  |  | Ground | Jennah Judd | MATERIAL | Ordered | 733382-HEL | INSUL-TUBE NAFION | 23 | 0 | 85 | Winter Haven Hospital | WHH | WHH-Clinical Engineering Services
71544 | 09/14/2018 10:20 AM | jim | 09/14/2018 10:20 AM | Ground | Jennah Judd | Mary Emery | David Booker | 755003683-0-CES | 09/14/2018 | Partial | Jennah Judd | Smiths Medical ASD Inc |  |  | Ground | Jennah Judd | MATERIAL | Partial | 67-2556 | Top case assy 3500 | 1 | 0 | 113.75 | South Florida Baptist Hospital | SFBH
71544 | 09/14/2018 10:20 AM | jim | 09/14/2018 10:20 AM | Ground | Jennah Judd | Mary Emery | David Booker | 755003683-0-CES | 09/14/2018 | Partial | Jennah Judd | Smiths Medical ASD Inc |  |  | Ground | Jennah Judd | MATERIAL | Partial | G6000438 | bottom case assy | 1 | 1 | 50.5 | South Florida Baptist Hospital | SFBH
71565 | 09/14/2018 02:18 PM | Stineir | 09/14/2018 02:18 PM | Ground | Jennah Judd | Nashaat Bessada | Mary Emery | 755003685-0-CES | 09/14/2018 | Ordered | Jennah Judd | Elite Biomedical Solutions |  |  | Ground | Jennah Judd | MATERIAL | Ordered | 11716426 | lcd 5.7 in for alaris pc | 1 | 0 | 325 | South Florida Baptist Hospital | SFBH
71565 | 09/14/2018 02:18 PM | Stineir | 09/14/2018 02:18 PM | Ground | Jennah Judd | Nashaat Bessada | Mary Emery | 755003685-0-CES | 09/14/2018 | Ordered | Jennah Judd | Elite Biomedical Solutions |  |  | Ground | Jennah Judd | MATERIAL | Ordered | 11716426 | lcd 5.7 in for alaris pc | 1 | 0 | 325 | South Florida Baptist Hospital | SFBH
71575 | 09/14/2018 03:24 PM | POC Jamie | 09/14/2018 03:24 PM | Next Day | Jennah Judd | Thomas Odaris | John Richardson | 755003686-0-CES | 09/14/2018 | Received | Jennah Judd | Innovatus Imaging Corp |  |  | Next Day | Jennah Judd | MATERIAL | Partial | IC5-9-D | Transducer | 1 | 1 | 0 | South Florida Baptist Hospital | SFBH
71613 | 09/17/2018 01:26 PM | POC John Schumann . the vertex had a few issues and there are 3 service reports attached . PO is needed for the repairs The FSE came out 3 times **Need Dwayne to approve. Over BP approval amount. | 09/17/2018 01:26 PM | On Site | Sue McCabe | John Campagnola | Dwayne Wilcox | 726004554-0-CES | 09/20/2018 | Ordered | Sue McCabe | Molecular Imaging Specialists, |  |  | On Site | Sue McCabe | MATERIAL | Ordered | MCEBOARD | control PCB | 1 | 0 | 2200 | Bartow Regional Medical Center | BRMC
71718 | 09/19/2018 01:48 PM | poc GE ServiceShop | 09/25/2018 08:00 AM | Ground | Sue McCabe | George Rivera | David Booker | 755003689-0-CES | 09/19/2018 | Ordered | Sue McCabe | GE Healthcare IT (BIOMED ONLY) | My.services@ge.com |  | Ground | Sue McCabe | MATERIAL | Ordered | 2017857-002 | Battery, GE, 11.1V/3520mAh | 1 | 0 | 234.9 | South Florida Baptist Hospital | SFBH
71718 | 09/19/2018 01:48 PM | poc GE ServiceShop | 09/25/2018 08:00 AM | Ground | Sue McCabe | George Rivera | David Booker | 755003689-0-CES | 09/19/2018 | Ordered | Sue McCabe | GE Healthcare IT (BIOMED ONLY) | My.services@ge.com |  | Ground | Sue McCabe | MATERIAL | Ordered | 2017857-002 | Battery, GE, 11.1V/3520mAh | 9 | 0 | 234.9 | South Florida Baptist Hospital | SFBH
71721 | 09/19/2018 02:19 PM | poc Tom Summer | 09/19/2018 02:19 PM | On Site | Sue McCabe | Mary Emery | David Booker | 755003690-0-CES | 09/19/2018 | Reopen | Sue McCabe | ERS Inc Bio-Medical Service |  |  | On Site | Sue McCabe | MATERIAL | Open | HFOA005/3 | Foam Barrier | 1 | 0 | 65 | South Florida Baptist Hospital | SFBH
71721 | 09/19/2018 02:19 PM | poc Tom Summer | 09/19/2018 02:19 PM | On Site | Sue McCabe | Mary Emery | David Booker | 755003690-0-CES | 09/19/2018 | Reopen | Sue McCabe | ERS Inc Bio-Medical Service |  |  | On Site | Sue McCabe | MATERIAL | Open | H31498-110 | Heater Assy | 1 | 0 | 89 | South Florida Baptist Hospital | SFBH
71721 | 09/19/2018 02:19 PM | poc Tom Summer | 09/19/2018 02:19 PM | On Site | Sue McCabe | Mary Emery | David Booker | 755003690-0-CES | 09/19/2018 | Reopen | Sue McCabe | ERS Inc Bio-Medical Service |  |  | On Site | Sue McCabe | MATERIAL | Open | HMOT001 | Blower Motors | 1 | 0 | 94.76 | South Florida Baptist Hospital | SFBH
71721 | 09/19/2018 02:19 PM | poc Tom Summer | 09/19/2018 02:19 PM | On Site | Sue McCabe | Mary Emery | David Booker | 755003690-0-CES | 09/19/2018 | Reopen | Sue McCabe | ERS Inc Bio-Medical Service |  |  | On Site | Sue McCabe | MATERIAL | Open | H31775 | Top Sleeve | 1 | 0 | 36.72 | South Florida Baptist Hospital | SFBH
71721 | 09/19/2018 02:19 PM | poc Tom Summer | 09/19/2018 02:19 PM | On Site | Sue McCabe | Mary Emery | David Booker | 755003690-0-CES | 09/19/2018 | Reopen | Sue McCabe | ERS Inc Bio-Medical Service |  |  | On Site | Sue McCabe | MATERIAL | Open | H31456 | Bezel | 1 | 0 | 28.5 | South Florida Baptist Hospital | SFBH
71721 | 09/19/2018 02:19 PM | poc Tom Summer | 09/19/2018 02:19 PM | On Site | Sue McCabe | Mary Emery | David Booker | 755003690-0-CES | 09/19/2018 | Reopen | Sue McCabe | ERS Inc Bio-Medical Service |  |  | On Site | Sue McCabe | MATERIAL | Open | HMED001 | medium | 2 | 0 | 45 | South Florida Baptist Hospital | SFBH
71745 | 09/20/2018 12:59 PM | RF amplifier replacement. POC: Rich Davis | 09/20/2018 12:59 PM | On Site | Jennah Judd | John Richardson | Walter Barrionuevo | 726004642-0-CES | 11/01/2018 | Reopen | Jennah Judd | GE Healthcare (DI ONLY) |  |  | On Site | Jennah Judd | MATERIAL | Ordered | 2170783-2 | RF Amplifier | 1 | 0 | 31870.8 | Bartow Regional Medical Center | BRMC
71915 | 09/26/2018 01:10 PM | poc Steven Edmonson.. Asked George for a contract to get a W9 from? New vendor. | 10/01/2018 08:00 AM | Ground | Sue McCabe | George Rivera | Mary Emery | 755003703-0-CES | 09/27/2018 | Ordered | Sue McCabe | Willard Healthcare Solutions |  |  | Ground | Sue McCabe | MATERIAL | Ordered | HC-PSTN1-BED | Nurse call wall unit | 1 | 0 | 506.2 | South Florida Baptist Hospital | SFBH
71915 | 09/26/2018 01:10 PM | poc Steven Edmonson.. Asked George for a contract to get a W9 from? New vendor. | 10/01/2018 08:00 AM | Ground | Sue McCabe | George Rivera | Mary Emery | 755003703-0-CES | 09/27/2018 | Ordered | Sue McCabe | Willard Healthcare Solutions |  |  | Ground | Sue McCabe | MATERIAL | Ordered | HC-PSTN1-BED | Nurse call wall unit | 1 | 0 | 506.2 | South Florida Baptist Hospital | SFBH
71991 | 09/28/2018 11:08 AM | Part needed for repair POC: Paul | 09/28/2018 11:08 AM | Ground | Sue McCabe | Danielle Ohara | Brian Pruiett | 726004572-0-CES | 09/28/2018 | Ordered | Sue McCabe | Philips Healthcare |  |  | Ground | Sue McCabe | MATERIAL | Ordered | 453564423471 | MS_X2 Conn NIBP inlet | 1 | 0 | 72 | Winter Haven Hospital | WHH | WHH-Emergency Service
72044 | 10/01/2018 11:30 AM | ***NO CHARGE PO POC: Sheryl | 10/01/2018 11:30 AM | Ground | Jennah Judd | Danielle Ohara | Dwayne Wilcox | 726004574-0-CES | 10/01/2018 | Ordered | Jennah Judd | Stryker Medical Div Stryker Co |  |  | Ground | Jennah Judd | MATERIAL | Ordered | 3010-F | Blower filter replacement | 15 | 0 | 0 | Winter Haven Hospital | WHH | WHH-Med/Surg Tele Unit Street 5 MSU
72154 | 10/03/2018 03:14 PM | **No charge PO for parts needed for stockPOC: Julia Kittner | 10/03/2018 11:14 AM | Ground | Jennah Judd | Danielle Ohara | Dwayne Wilcox | 726004581-0-CES | 10/03/2018 | Partial | Jennah Judd | Cardinal Health Medical Produc | Julia Kitnner |  | Ground | Jennah Judd | MATERIAL | Partial | F090740 | Power Cord 13FT | 10 | 0 | 0 | Winter Haven Hospital | WHH | WHH-Clinical Engineering Services
72154 | 10/03/2018 03:14 PM | **No charge PO for parts needed for stockPOC: Julia Kittner | 10/03/2018 11:14 AM | Ground | Jennah Judd | Danielle Ohara | Dwayne Wilcox | 726004581-0-CES | 10/03/2018 | Partial | Jennah Judd | Cardinal Health Medical Produc | Julia Kitnner |  | Ground | Jennah Judd | MATERIAL | Partial | 1036257 | Front Enclosure Assembly | 10 | 10 | 0 | Winter Haven Hospital | WHH | WHH-Clinical Engineering Services
72154 | 10/03/2018 03:14 PM | **No charge PO for parts needed for stockPOC: Julia Kittner | 10/03/2018 11:14 AM | Ground | Jennah Judd | Danielle Ohara | Dwayne Wilcox | 726004581-0-CES | 10/03/2018 | Partial | Jennah Judd | Cardinal Health Medical Produc | Julia Kitnner |  | Ground | Jennah Judd | MATERIAL | Partial | 1037204 | Bed Hook Assembly with Screws | 10 | 0 | 0 | Winter Haven Hospital | WHH | WHH-Clinical Engineering Services
72154 | 10/03/2018 03:14 PM | **No charge PO for parts needed for stockPOC: Julia Kittner | 10/03/2018 11:14 AM | Ground | Jennah Judd | Danielle Ohara | Dwayne Wilcox | 726004581-0-CES | 10/03/2018 | Partial | Jennah Judd | Cardinal Health Medical Produc | Julia Kitnner |  | Ground | Jennah Judd | MATERIAL | Partial | 1029104 | Foot, Rubber | 10 | 0 | 0 | Winter Haven Hospital | WHH | WHH-Clinical Engineering Services
72154 | 10/03/2018 03:14 PM | **No charge PO for parts needed for stockPOC: Julia Kittner | 10/03/2018 11:14 AM | Ground | Jennah Judd | Danielle Ohara | Dwayne Wilcox | 726004581-0-CES | 10/03/2018 | Partial | Jennah Judd | Cardinal Health Medical Produc | Julia Kitnner |  | Ground | Jennah Judd | MATERIAL | Partial | 1031632 | Foam Front enclosure SCD700 series | 10 | 10 | 0 | Winter Haven Hospital | WHH | WHH-Clinical Engineering Services
72154 | 10/03/2018 03:14 PM | **No charge PO for parts needed for stockPOC: Julia Kittner | 10/03/2018 11:14 AM | Ground | Jennah Judd | Danielle Ohara | Dwayne Wilcox | 726004581-0-CES | 10/03/2018 | Partial | Jennah Judd | Cardinal Health Medical Produc | Julia Kitnner |  | Ground | Jennah Judd | MATERIAL | Partial | 1029095 | Membrane Switch Panel | 10 | 10 | 0 | Winter Haven Hospital | WHH | WHH-Clinical Engineering Services
72162 | 10/04/2018 07:03 AM | CES stock bed parts. POC Eric Sanchez | 10/04/2018 07:03 AM | Ground | Sue McCabe | Ronnie Darby | Dwayne Wilcox | 726004584-0-CES | 10/04/2018 | Received | Sue McCabe | Stryker Medical Div Stryker Co |  |  | Ground | Sue McCabe | MATERIAL | Partial | 3006300170 | ASSY LITTER | 1 | 1 | 119.73 | Winter Haven Hospital | WHH | WHH-Beds
72162 | 10/04/2018 07:03 AM | CES stock bed parts. POC Eric Sanchez | 10/04/2018 07:03 AM | Ground | Sue McCabe | Ronnie Darby | Dwayne Wilcox | 726004584-0-CES | 10/04/2018 | Received | Sue McCabe | Stryker Medical Div Stryker Co |  |  | Ground | Sue McCabe | MATERIAL | Partial | QDF280250 | right inner label | 4 | 4 | 27.37 | Winter Haven Hospital | WHH | WHH-Beds
72162 | 10/04/2018 07:03 AM | CES stock bed parts. POC Eric Sanchez | 10/04/2018 07:03 AM | Ground | Sue McCabe | Ronnie Darby | Dwayne Wilcox | 726004584-0-CES | 10/04/2018 | Received | Sue McCabe | Stryker Medical Div Stryker Co |  |  | Ground | Sue McCabe | MATERIAL | Partial | QDF280336 | label with speaker | 4 | 4 | 3.55 | Winter Haven Hospital | WHH | WHH-Beds
72171 | 10/04/2018 09:36 AM | replacement broken removable target *****DO NOT ORDER**** Send PO to J.R. | 10/04/2018 09:36 AM | Next Day | Sue McCabe | John Richardson | John Richardson | 726004585-0-CES | 10/04/2018 | Ordered | Sue McCabe | GE Healthcare (OEC ONLY) |  |  | Next Day | Sue McCabe | MATERIAL | Ordered | 00-879198-01 | Removable targer | 1 | 0 | 254.34 | Bartow Regional Medical Center | BRMC
72253 | 10/08/2018 10:16 AM | Part needed for repair and one extra for stock POC: Britney | 10/08/2018 10:16 AM | Ground | Jennah Judd | Danielle Ohara | Dwayne Wilcox | 726004589-0-CES | 10/08/2018 | Received | Jennah Judd | CareFusion Alaris | Customer Service |  | Ground | Jennah Judd | MATERIAL | Partial | 146465-001 | 8100 Motor Assymbly | 1 | 1 | 97.34 | Winter Haven Hospital | WHH | WHH-Nursing Administration
72430 | 10/11/2018 12:34 PM | POC Chris | 10/11/2018 12:34 PM | Next Day | Jennah Judd | Thomas Odaris | John Richardson | 755003719-0-CES | 10/11/2018 | Ordered | Jennah Judd | GE Healthcare (DI ONLY) |  |  | Next Day | Jennah Judd | MATERIAL | Ordered | TROPHON | Loaner | 1 | 0 | 550 | South Florida Baptist Hospital | SFBH
72485 | 10/12/2018 01:23 PM | Spare ups For Bartow Telemetry POC website P CARD order has been placed, waiting for this request to be corrected before printing. bkk 10/12/18 | 10/12/2018 01:23 PM | Two Day | Brenda Kans | John Campagnola | Brian Pruiett | PCARD 72485 | 10/15/2018 | Ordered | Brenda Kans | Amazon.com |  |  | Two Day | Brenda Kans | MATERIAL | Ordered | 9SIAA0T7508312 | APC Smart-UPS SC450RM1U 450VA 280 Watts 4 Outlets UPS | 4 | 0 | 144.13 | Bartow Regional Medical Center | BRMC
72495 | 10/15/2018 10:02 AM | For the repair of O.R.'s Surgical Table. | 10/15/2018 10:02 AM | Two Day | Sue McCabe | Tom Heath | Brian Pruiett | 726004600-0-CES | 10/15/2018 | Ordered | Sue McCabe | Skytron Div The KMW Group | ANGELA SANCHEX |  | Two Day | Sue McCabe | MATERIAL | Ordered | D5-066-30 | hubble | 3 | 0 | 57.25 | Winter Haven Hospital | WHH | WHH-SURGERY
72742 | 10/23/2018 10:28 AM | poc BISC | 10/31/2018 08:00 AM | Ground | Jennah Judd | Mary Emery | David Booker | 260668573 | 10/29/2018 | Ordered | Jennah Judd | BISC Integrated Service Center |  |  | Ground | Jennah Judd | MATERIAL | Ordered | 162609 | GE EKG Trunk Cable | 20 | 0 | 118.67 | South Florida Baptist Hospital | SFBH
72742 | 10/23/2018 10:28 AM | poc BISC | 10/31/2018 08:00 AM | Ground | Jennah Judd | Mary Emery | David Booker | 260668573 | 10/29/2018 | Ordered | Jennah Judd | BISC Integrated Service Center |  |  | Ground | Jennah Judd | MATERIAL | Ordered | 412681-001 | Multi-Link Leadwire Set | 20 | 0 | 68.14 | South Florida Baptist Hospital | SFBH
72742 | 10/23/2018 10:28 AM | poc BISC | 10/31/2018 08:00 AM | Ground | Jennah Judd | Mary Emery | David Booker | 260668573 | 10/29/2018 | Ordered | Jennah Judd | BISC Integrated Service Center |  |  | Ground | Jennah Judd | MATERIAL | Ordered | 146920 | Patient Cable 10-GE ref 2016 | 20 | 0 | 160 | South Florida Baptist Hospital | SFBH
72742 | 10/23/2018 10:28 AM | poc BISC | 10/31/2018 08:00 AM | Ground | Jennah Judd | Mary Emery | David Booker | 260668573 | 10/29/2018 | Ordered | Jennah Judd | BISC Integrated Service Center |  |  | Ground | Jennah Judd | MATERIAL | Ordered | 172049 | Patient Cable Ref#2056 | 10 | 0 | 160 | South Florida Baptist Hospital | SFBH
72770 | 10/23/2018 02:08 PM | poc Denise | 10/31/2018 08:00 AM | Ground | Jennah Judd | Mary Emery | David Booker | 755003728-0-CES | 10/23/2018 | Received | Jennah Judd | CareFusion Alaris | CustCare |  | Ground | Jennah Judd | MATERIAL | Partial | 49000270 | Bezel assembly, LVP 8100 | 20 | 20 | 0 | South Florida Baptist Hospital | SFBH
72770 | 10/23/2018 02:08 PM | poc Denise | 10/31/2018 08:00 AM | Ground | Jennah Judd | Mary Emery | David Booker | 755003728-0-CES | 10/23/2018 | Received | Jennah Judd | CareFusion Alaris | CustCare |  | Ground | Jennah Judd | MATERIAL | Partial | 8100-RCS | IV set, Rate Calibration Set | 5 | 5 | 25 | South Florida Baptist Hospital | SFBH
72770 | 10/23/2018 02:08 PM | poc Denise | 10/31/2018 08:00 AM | Ground | Jennah Judd | Mary Emery | David Booker | 755003728-0-CES | 10/23/2018 | Received | Jennah Judd | CareFusion Alaris | CustCare |  | Ground | Jennah Judd | MATERIAL | Partial | 8100-PCS | IV set, Pressure Calibration Set | 5 | 5 | 25 | South Florida Baptist Hospital | SFBH
72893 | 10/26/2018 02:33 PM | POC- Jim 727-6860736 727-592-9615 | 10/26/2018 02:33 PM | On Site | Jennah Judd | George Rivera | David Booker | 755003731-0-CES | 10/26/2018 | Partial | Jennah Judd | Precision Medical Equipment LL |  |  | On Site | Jennah Judd | MATERIAL | Partial | OSIBATTERY | Battery | 2 | 1 | 95 | South Florida Baptist Hospital | SFBH
72963 | 10/30/2018 10:33 AM | The rocker switch is damaged and needs to be replaced. POC Liz at Steris customer service | 10/30/2018 10:33 AM | Ground | Jennah Judd | John Campagnola | Dwayne Wilcox | 726004635-0-CES | 10/30/2018 | Ordered | Jennah Judd | STERIS Corp | Todd Dickinson |  | Ground | Jennah Judd | MATERIAL | Ordered | P084079020 | rocker switch | 3 | 0 | 12.81 | Bartow Regional Medical Center | BRMC
72990 | 10/31/2018 07:51 AM | Need battery trays for shop stock . | 10/31/2018 07:51 AM | Ground | Sue McCabe | John Campagnola | Dwayne Wilcox | 726004639-0-CES | 10/31/2018 | Ordered | Sue McCabe | USOC Bio-Medical Services |  |  | Ground | Sue McCabe | MATERIAL | Ordered | USOC2721 | MX40Battery Tray | 10 | 0 | 25 | Bartow Regional Medical Center | BRMC
73052 | 11/01/2018 10:52 AM | poc internet Ground BC-482106 | 11/01/2018 10:52 AM | Ground | Jennah Judd | George Rivera | David Booker | 755003745-0-CES | 11/01/2018 | Ordered | Jennah Judd | GE Healthcare IT (BIOMED ONLY) | Web Order |  | Ground | Jennah Judd | MATERIAL | Ordered | 2036984-001 | b650 battery Charger Refresher | 1 | 0 | 405 | South Florida Baptist Hospital | SFBH
73118 | 11/02/2018 01:21 PM | order spare power cords PCARD POC Website | 11/02/2018 01:21 PM | Ground | Brenda Kans | Stephen Luzier | Brian Pruiett | PCARD 73118 | 11/05/2018 | Reopen | Brenda Kans | Monoprice |  |  | Ground | Brenda Kans | MATERIAL | Ordered | 33669 | Monoprice 6ft 16AWG Gray Hospital-Grade Computer Power Cord with Clear Plugs, 10A, 16 AWG (NEMA 5-15P to IEC-320-C13) | 10 | 0 | 10.39 | Winter Haven Hospital | WHH | WHH-Clinical Engineering Services
73118 | 11/02/2018 01:21 PM | order spare power cords PCARD POC Website | 11/02/2018 01:21 PM | Ground | Brenda Kans | Stephen Luzier | Brian Pruiett | PCARD 73118 | 11/05/2018 | Reopen | Brenda Kans | Monoprice |  |  | Ground | Brenda Kans | MATERIAL | Ordered | 33670 | Monoprice 10ft 16AWG Gray Hospital-Grade Computer Power Cord with Clear Plugs, 10A, 16 AWG (NEMA 5-15P to IEC-320-C13) | 10 | 0 | 15.09 | Winter Haven Hospital | WHH | WHH-Clinical Engineering Services
73118 | 11/02/2018 01:21 PM | order spare power cords PCARD POC Website | 11/02/2018 01:21 PM | Ground | Brenda Kans | Stephen Luzier | Brian Pruiett | PCARD 73118 | 11/05/2018 | Reopen | Brenda Kans | Monoprice |  |  | Ground | Brenda Kans | MATERIAL | Ordered | 33674 | Monoprice 6ft 18AWG Gray Hospital-Grade Computer Power Cord with Clear Plugs, 10A, 18 AWG (NEMA 5-15P to IEC-320-C13) | 10 | 0 | 8.09 | Winter Haven Hospital | WHH | WHH-Clinical Engineering Services
73118 | 11/02/2018 01:21 PM | order spare power cords PCARD POC Website | 11/02/2018 01:21 PM | Ground | Brenda Kans | Stephen Luzier | Brian Pruiett | PCARD 73118 | 11/05/2018 | Reopen | Brenda Kans | Monoprice |  |  | Ground | Brenda Kans | MATERIAL | Ordered | 33675 | Monoprice 10ft 18AWG Gray Hospital-Grade Computer Power Cord with Clear Plugs, 10A, 18 AWG (NEMA 5-15P to IEC-320-C13) | 6 | 0 | 11.59 | Winter Haven Hospital | WHH | WHH-Clinical Engineering Services
73139 | 11/05/2018 09:10 AM | repair of Pro-Nox poc: Zack Ground | 11/05/2018 09:10 AM | Ground | Jennah Judd | Glenn Cain | John Richardson | 755003750-0-CES | 11/05/2018 | Ordered | Jennah Judd | CareStream Medical Ltd |  |  | Ground | Jennah Judd | MATERIAL | Ordered | CMI-01R001010-B | Oxygen Regulator Pro-Nox | 1 | 0 | 182 | South Florida Baptist Hospital | SFBH
73292 | 11/08/2018 11:47 AM | Po request for Battery's needed for a PM Baycare price $251.68 each | 11/08/2018 11:47 AM | Ground | Sue McCabe | John Campagnola | Brian Pruiett | 726004661-0-CES | 11/08/2018 | Ordered | Sue McCabe | Physio-Control Inc |  |  | Ground | Sue McCabe | MATERIAL | Ordered | 3205296-005 | Battery | 1 | 0 | 251.68 | Bartow Regional Medical Center | BRMC
73292 | 11/08/2018 11:47 AM | Po request for Battery's needed for a PM Baycare price $251.68 each | 11/08/2018 11:47 AM | Ground | Sue McCabe | John Campagnola | Brian Pruiett | 726004661-0-CES | 11/08/2018 | Ordered | Sue McCabe | Physio-Control Inc |  |  | Ground | Sue McCabe | MATERIAL | Ordered | 3205296-005 | Battery | 1 | 0 | 251.68 | Bartow Regional Medical Center | BRMC
73402 | 11/12/2018 01:42 PM | Needed to replenish CES Stock. Website was the POC. | 11/12/2018 01:42 PM | Ground | Jennah Judd | Gary Maultsby | Brian Pruiett | 726004668-0-CES | 11/12/2018 | Reopen | Jennah Judd | Grainger | web order |  | Ground | Jennah Judd | MATERIAL | Ordered | 9WDM8 | Alligator Clip, ESD, PK25 | 1 | 0 | 31.24 | Winter Haven Hospital | WHH | WHH-Clinical Engineering Services
73457 | 11/13/2018 12:11 PM | need the switch for the STERIS over head exam light . They sent the wrong switches | 11/13/2018 12:11 PM | Ground | Sue McCabe | John Campagnola | Dwayne Wilcox | 726004672-0-CES | 11/13/2018 | Ordered | Sue McCabe | STERIS Corp |  |  | Ground | Sue McCabe | MATERIAL | Ordered | P129378037 | power rocker switch | 3 | 0 | 16.17 | Bartow Regional Medical Center | BRMC
73482 | 11/14/2018 07:24 AM | Parts are needed for PM and stock For Physio - Defib | 11/14/2018 07:24 AM | Ground | Jennah Judd | John Campagnola | Dwayne Wilcox | 726004676-0-CES | 11/14/2018 | Ordered | Jennah Judd | Physio-Control Inc | CSR |  | Ground | Jennah Judd | MATERIAL | Ordered | 11110-000040 | Cable, Quick Combo Therapy | 2 | 0 | 396 | Bartow Regional Medical Center | BRMC
73536 | 11/14/2018 02:02 PM | poc internet Ground Ground T: 800.263.9275 F: 888-551-4801 | 11/14/2018 02:02 PM | Ground | Jennah Judd | George Rivera | Mary Emery | 755003756-0-CES | 11/14/2018 | Ordered | Jennah Judd | Newark Element14 |  |  | Ground | Jennah Judd | MATERIAL | Ordered | 60AC3998 | fuse | 20 | 0 | 0.43 | South Florida Baptist Hospital | SFBH
73536 | 11/14/2018 02:02 PM | poc internet Ground Ground T: 800.263.9275 F: 888-551-4801 | 11/14/2018 02:02 PM | Ground | Jennah Judd | George Rivera | Mary Emery | 755003756-0-CES | 11/14/2018 | Ordered | Jennah Judd | Newark Element14 |  |  | Ground | Jennah Judd | MATERIAL | Ordered | 28F169 | bezel | 25 | 0 | 1.56 | South Florida Baptist Hospital | SFBH
73582 | 11/15/2018 02:20 PM | Next Day POC Timothy Hutchings 843-972-6350 | 11/15/2018 02:20 PM | Next Day | Jennah Judd | George Rivera | Mary Emery | 755003760-0-CES | 11/15/2018 | Ordered | Jennah Judd | Willard Healthcare Solutions |  |  | Next Day | Jennah Judd | MATERIAL | Ordered | 4A3180C | 2 gang dukane patient station | 1 | 0 | 366.09 | South Florida Baptist Hospital | SFBH
73582 | 11/15/2018 02:20 PM | Next Day POC Timothy Hutchings 843-972-6350 | 11/15/2018 02:20 PM | Next Day | Jennah Judd | George Rivera | Mary Emery | 755003760-0-CES | 11/15/2018 | Ordered | Jennah Judd | Willard Healthcare Solutions |  |  | Next Day | Jennah Judd | MATERIAL | Ordered | 4A3180C | 2 gang dukane patient station | 1 | 0 | 366.09 | South Florida Baptist Hospital | SFBH
73607 | 11/16/2018 10:47 AM | Replace the Battery in a B-650 Patient Monitor. P.O.C.=tom | 11/16/2018 10:47 AM | Two Day | Jennah Judd | Tom Heath | Dwayne Wilcox | 726004685-0-CES | 11/16/2018 | Ordered | Jennah Judd | Datex-Ohmeda Inc Div GE Health | Web Order |  | Two Day | Jennah Judd | MATERIAL | Ordered | 2036984-001 | b650 battery | 1 | 0 | 450 | Winter Haven Hospital | WHH | WHH-SURGERY
73607 | 11/16/2018 10:47 AM | Replace the Battery in a B-650 Patient Monitor. P.O.C.=tom | 11/16/2018 10:47 AM | Two Day | Jennah Judd | Tom Heath | Dwayne Wilcox | 726004685-0-CES | 11/16/2018 | Ordered | Jennah Judd | Datex-Ohmeda Inc Div GE Health | Web Order |  | Two Day | Jennah Judd | MATERIAL | Ordered | 2036984-001 | b650 battery | 4 | 0 | 450 | Winter Haven Hospital | WHH | WHH-SURGERY
73770 | 11/25/2018 04:59 PM | Tech needed to repair unit | 11/25/2018 04:59 PM | On Site | Sue McCabe | Germaine Kinder | John Richardson | 755003765-0-CES | 11/26/2018 | Received | Sue McCabe | STERIS Corp |  |  | On Site | Sue McCabe | MATERIAL | Open | SHIPPING | Shipping | 1 | 0 | 10 | South Florida Baptist Hospital | SFBH
73770 | 11/25/2018 04:59 PM | Tech needed to repair unit | 11/25/2018 04:59 PM | On Site | Sue McCabe | Germaine Kinder | John Richardson | 755003765-0-CES | 11/26/2018 | Received | Sue McCabe | STERIS Corp |  |  | On Site | Sue McCabe | MATERIAL | Open | P136809787 | Chamber Pres. Transducer | 1 | 0 | 1051.4 | South Florida Baptist Hospital | SFBH
73799 | 11/26/2018 12:29 PM | Lamp was broken off of anesthesia machine and needs to be replaced Cost 0$427.24 | 11/26/2018 12:29 PM | Ground | Jennah Judd | John Campagnola | Brian Pruiett | 726004707-0-CES | 11/26/2018 | Ordered | Jennah Judd | Draeger Medical Inc |  |  | Ground | Jennah Judd | MATERIAL | Ordered | 8604122 | Lamp, Halogen Lamp UL | 1 | 0 | 427.24 | Bartow Regional Medical Center | BRMC
73890 | 11/28/2018 10:32 AM | part to repair Pro Nox poc: Zack Ground | 11/28/2018 10:32 AM | Ground | Jennah Judd | Glenn Cain | John Richardson | 755003770-0-CES | 11/28/2018 | Ordered | Jennah Judd | CareStream Medical Ltd | Patricia Myers |  | Ground | Jennah Judd | MATERIAL | Ordered | CMI-01R001010-B | Oxygen Regulator Pro-Nox | 1 | 0 | 182 | South Florida Baptist Hospital | SFBH
73900 | 11/28/2018 11:46 AM | Replacement table POC: Jen Davis | 11/28/2018 11:46 AM | Next Day | Jennah Judd | John Richardson | John Richardson | 755003768-0-CES | 11/28/2018 | Ordered | Jennah Judd | AllParts Medical |  |  | Next Day | Jennah Judd | MATERIAL | Ordered | 474601 | Aristos table top | 1 | 0 | 3000 | South Florida Baptist Hospital | SFBH
73915 | 11/28/2018 01:34 PM | poc Mike | 11/30/2018 07:00 AM | Two Day | Sue McCabe | George Rivera | Mary Emery | 755003771-0-CES | 11/28/2018 | Received | Sue McCabe | Hill-Rom Co Inc | email |  | Two Day | Sue McCabe | MATERIAL | Partial | 167517 | Frame harness | 1 | 1 | 164.78 | South Florida Baptist Hospital | SFBH
73915 | 11/28/2018 01:34 PM | poc Mike | 11/30/2018 07:00 AM | Two Day | Sue McCabe | George Rivera | Mary Emery | 755003771-0-CES | 11/28/2018 | Received | Sue McCabe | Hill-Rom Co Inc | email |  | Two Day | Sue McCabe | MATERIAL | Partial | 152317 | Brake/steer pedal cover | 1 | 1 | 4.3 | South Florida Baptist Hospital | SFBH
74018 | 11/30/2018 02:08 PM | Needed to repair/replace broken Patient Circuit Arm Joe was the POC | 11/30/2018 02:08 PM | Two Day | Jennah Judd | Gary Maultsby | Dwayne Wilcox | 726004722-0-CES | 11/30/2018 | Received | Jennah Judd | Philips Respironics |  |  | Two Day | Jennah Judd | MATERIAL | Partial | 1006501 | Handle, Circuit Support Arm, V60 | 3 | 3 | 44 | Winter Haven Hospital | WHH | WHH-Respiratory Care Services
74046 | 12/03/2018 11:33 AM | poc Danielle P-card order only please | 12/03/2018 11:33 AM | Next Day AM | Brenda Kans | Nashaat Bessada | Mary Emery | PCARD 74046 | 12/03/2018 | Ordered | Brenda Kans | Richmar |  |  | Next Day AM | Brenda Kans | MATERIAL | Ordered | HT-WH-10 | Heating Element | 1 | 0 | 30 | South Florida Baptist Hospital | SFBH
74046 | 12/03/2018 11:33 AM | poc Danielle P-card order only please | 12/03/2018 11:33 AM | Next Day AM | Brenda Kans | Nashaat Bessada | Mary Emery | PCARD 74046 | 12/03/2018 | Ordered | Brenda Kans | Richmar |  |  | Next Day AM | Brenda Kans | MATERIAL | Ordered | HT-WH-10 | Heating Element | 1 | 0 | 30 | South Florida Baptist Hospital | SFBH
74046 | 12/03/2018 11:33 AM | poc Danielle P-card order only please | 12/03/2018 11:33 AM | Next Day AM | Brenda Kans | Nashaat Bessada | Mary Emery | PCARD 74046 | 12/03/2018 | Ordered | Brenda Kans | Richmar |  |  | Next Day AM | Brenda Kans | MATERIAL | Ordered | HT-WH-5 | Limit Switch | 1 | 0 | 75 | South Florida Baptist Hospital | SFBH
74046 | 12/03/2018 11:33 AM | poc Danielle P-card order only please | 12/03/2018 11:33 AM | Next Day AM | Brenda Kans | Nashaat Bessada | Mary Emery | PCARD 74046 | 12/03/2018 | Ordered | Brenda Kans | Richmar |  |  | Next Day AM | Brenda Kans | MATERIAL | Ordered | HT-WH-5 | Limit Switch | 1 | 0 | 75 | South Florida Baptist Hospital | SFBH
74046 | 12/03/2018 11:33 AM | poc Danielle P-card order only please | 12/03/2018 11:33 AM | Next Day AM | Brenda Kans | Nashaat Bessada | Mary Emery | PCARD 74046 | 12/03/2018 | Ordered | Brenda Kans | Richmar |  |  | Next Day AM | Brenda Kans | MATERIAL | Ordered | HT-ELC-F12 | FUSE,12A 250VAC 5mmX20mm Slow Blow | 5 | 0 | 2 | South Florida Baptist Hospital | SFBH
74051 | 12/03/2018 12:12 PM | Shop Stock replenishment Dawn was the POC | 12/03/2018 12:12 PM | Ground | Sue McCabe | Gary Maultsby | Dwayne Wilcox | 726004727-0-CES | 12/03/2018 | Ordered | Sue McCabe | Physio-Control Inc | CS |  | Ground | Sue McCabe | MATERIAL | Ordered | 11113-000002 | Test Plugs, LP20 | 10 | 0 | 17.1 | Winter Haven Hospital | WHH | WHH-Clinical Engineering Services
74111 | 12/04/2018 01:28 PM | Needed to repair a Stryker Light source Tina was the POC | 12/04/2018 01:28 PM | Ground | Sue McCabe | Gary Maultsby | Dwayne Wilcox | 726004737-0-CES | 12/04/2018 | Ordered | Sue McCabe | Cadmet | TINA COYLE |  | Ground | Sue McCabe | MATERIAL | Ordered | 57073-B | 300W module w/Timer/Stryler X8000 | 1 | 0 | 675 | Winter Haven Hospital | WHH | WHH-PreOp Surgical
74203 | 12/06/2018 01:01 PM | Order Parts for Shop Stock. P.O.C =Brian. | 12/06/2018 01:01 PM | Ground | Jennah Judd | Tom Heath | Dwayne Wilcox | 726004749-0-CES | 12/06/2018 | Ordered | Jennah Judd | Grainger |  |  | Ground | Jennah Judd | MATERIAL | Ordered | 6LY18 | 25 FT. Video Cable | 4 | 0 | 7.45 | Winter Haven Hospital | WHH | WHH-Clinical Engineering Services
74203 | 12/06/2018 01:01 PM | Order Parts for Shop Stock. P.O.C =Brian. | 12/06/2018 01:01 PM | Ground | Jennah Judd | Tom Heath | Dwayne Wilcox | 726004749-0-CES | 12/06/2018 | Ordered | Jennah Judd | Grainger |  |  | Ground | Jennah Judd | MATERIAL | Ordered | 6LY19 | BNC Video Cable , 50 Ft. | 3 | 0 | 12.7 | Winter Haven Hospital | WHH | WHH-Clinical Engineering Services
74203 | 12/06/2018 01:01 PM | Order Parts for Shop Stock. P.O.C =Brian. | 12/06/2018 01:01 PM | Ground | Jennah Judd | Tom Heath | Dwayne Wilcox | 726004749-0-CES | 12/06/2018 | Ordered | Jennah Judd | Grainger |  |  | Ground | Jennah Judd | MATERIAL | Ordered | 31JJ58 | 3/4 self tapping screw | 1 | 0 | 10.6 | Winter Haven Hospital | WHH | WHH-Clinical Engineering Services
74203 | 12/06/2018 01:01 PM | Order Parts for Shop Stock. P.O.C =Brian. | 12/06/2018 01:01 PM | Ground | Jennah Judd | Tom Heath | Dwayne Wilcox | 726004749-0-CES | 12/06/2018 | Ordered | Jennah Judd | Grainger |  |  | Ground | Jennah Judd | MATERIAL | Ordered | 54DV73 | long nose pliers | 2 | 0 | 16.82 | Winter Haven Hospital | WHH | WHH-Clinical Engineering Services
74203 | 12/06/2018 01:01 PM | Order Parts for Shop Stock. P.O.C =Brian. | 12/06/2018 01:01 PM | Ground | Jennah Judd | Tom Heath | Dwayne Wilcox | 726004749-0-CES | 12/06/2018 | Ordered | Jennah Judd | Grainger |  |  | Ground | Jennah Judd | MATERIAL | Ordered | 21Y411 | 16-PC SCREWDRIVER BIT SET,1/4 hex Shank | 2 | 0 | 47.2 | Winter Haven Hospital | WHH | WHH-Clinical Engineering Services
74229 | 12/07/2018 08:26 AM | ***Part was provided by the vendor and does not need to be ordered*** John Bischman was the POC | 12/07/2018 08:26 AM | Ground | Jennah Judd | Gary Maultsby | Brian Pruiett | 726004751-0-CES | 12/07/2018 | Ordered | Jennah Judd | Philips Healthcare |  |  | Ground | Jennah Judd | MATERIAL | Ordered | 989670000012 | Remote Control | 1 | 0 | 847 | Winter Haven Hospital | WHH | WHH-Radiology Services
74339 | 12/11/2018 01:52 PM | Battery's are needed for 2 year exchanged | 12/11/2018 01:52 PM | Next Day | Jennah Judd | John Campagnola | Dwayne Wilcox | 726004760-0-CES | 12/11/2018 | Ordered | Jennah Judd | Physio-Control Inc | CSR |  | Next Day | Jennah Judd | MATERIAL | Ordered | 11141-000112 | Battery, LP20e, Lithium Ion | 1 | 0 | 302 | Bartow Regional Medical Center | BRMC
74339 | 12/11/2018 01:52 PM | Battery's are needed for 2 year exchanged | 12/11/2018 01:52 PM | Next Day | Jennah Judd | John Campagnola | Dwayne Wilcox | 726004760-0-CES | 12/11/2018 | Ordered | Jennah Judd | Physio-Control Inc | CSR |  | Next Day | Jennah Judd | MATERIAL | Ordered | 11141-000112 | Battery, LP20e, Lithium Ion | 1 | 0 | 302 | Bartow Regional Medical Center | BRMC
74339 | 12/11/2018 01:52 PM | Battery's are needed for 2 year exchanged | 12/11/2018 01:52 PM | Next Day | Jennah Judd | John Campagnola | Dwayne Wilcox | 726004760-0-CES | 12/11/2018 | Ordered | Jennah Judd | Physio-Control Inc | CSR |  | Next Day | Jennah Judd | MATERIAL | Ordered | 11141-000112 | Battery, LP20e, Lithium Ion | 1 | 0 | 302 | Bartow Regional Medical Center | BRMC
74339 | 12/11/2018 01:52 PM | Battery's are needed for 2 year exchanged | 12/11/2018 01:52 PM | Next Day | Jennah Judd | John Campagnola | Dwayne Wilcox | 726004760-0-CES | 12/11/2018 | Ordered | Jennah Judd | Physio-Control Inc | CSR |  | Next Day | Jennah Judd | MATERIAL | Ordered | 11141-000112 | Battery, LP20e, Lithium Ion | 1 | 0 | 302 | Bartow Regional Medical Center | BRMC
74339 | 12/11/2018 01:52 PM | Battery's are needed for 2 year exchanged | 12/11/2018 01:52 PM | Next Day | Jennah Judd | John Campagnola | Dwayne Wilcox | 726004760-0-CES | 12/11/2018 | Ordered | Jennah Judd | Physio-Control Inc | CSR |  | Next Day | Jennah Judd | MATERIAL | Ordered | 11141-000112 | Battery, LP20e, Lithium Ion | 1 | 0 | 302 | Bartow Regional Medical Center | BRMC
74339 | 12/11/2018 01:52 PM | Battery's are needed for 2 year exchanged | 12/11/2018 01:52 PM | Next Day | Jennah Judd | John Campagnola | Dwayne Wilcox | 726004760-0-CES | 12/11/2018 | Ordered | Jennah Judd | Physio-Control Inc | CSR |  | Next Day | Jennah Judd | MATERIAL | Ordered | 11141-000112 | Battery, LP20e, Lithium Ion | 1 | 0 | 302 | Bartow Regional Medical Center | BRMC
74339 | 12/11/2018 01:52 PM | Battery's are needed for 2 year exchanged | 12/11/2018 01:52 PM | Next Day | Jennah Judd | John Campagnola | Dwayne Wilcox | 726004760-0-CES | 12/11/2018 | Ordered | Jennah Judd | Physio-Control Inc | CSR |  | Next Day | Jennah Judd | MATERIAL | Ordered | 11141-000112 | Battery, LP20e, Lithium Ion | 1 | 0 | 302 | Bartow Regional Medical Center | BRMC
74339 | 12/11/2018 01:52 PM | Battery's are needed for 2 year exchanged | 12/11/2018 01:52 PM | Next Day | Jennah Judd | John Campagnola | Dwayne Wilcox | 726004760-0-CES | 12/11/2018 | Ordered | Jennah Judd | Physio-Control Inc | CSR |  | Next Day | Jennah Judd | MATERIAL | Ordered | 11141-000112 | Battery, LP20e, Lithium Ion | 1 | 0 | 302 | Bartow Regional Medical Center | BRMC
74383 | 12/13/2018 07:41 AM | ISO Vaporizer conversion Kit is needed for all 4 vaporizers P?N M36170 Cost $662.00 | 12/13/2018 07:41 AM | Next Day | Jennah Judd | John Campagnola | Dwayne Wilcox | 726004764-0-CES | 12/13/2018 | Ordered | Jennah Judd | Draeger Medical Inc | CSR |  | Next Day | Jennah Judd | MATERIAL | Ordered | M36170 | conversion kit | 1 | 0 | 662 | Bartow Regional Medical Center | BRMC
74383 | 12/13/2018 07:41 AM | ISO Vaporizer conversion Kit is needed for all 4 vaporizers P?N M36170 Cost $662.00 | 12/13/2018 07:41 AM | Next Day | Jennah Judd | John Campagnola | Dwayne Wilcox | 726004764-0-CES | 12/13/2018 | Ordered | Jennah Judd | Draeger Medical Inc | CSR |  | Next Day | Jennah Judd | MATERIAL | Ordered | M36170 | conversion kit | 1 | 0 | 662 | Bartow Regional Medical Center | BRMC
74383 | 12/13/2018 07:41 AM | ISO Vaporizer conversion Kit is needed for all 4 vaporizers P?N M36170 Cost $662.00 | 12/13/2018 07:41 AM | Next Day | Jennah Judd | John Campagnola | Dwayne Wilcox | 726004764-0-CES | 12/13/2018 | Ordered | Jennah Judd | Draeger Medical Inc | CSR |  | Next Day | Jennah Judd | MATERIAL | Ordered | M36170 | conversion kit | 1 | 0 | 662 | Bartow Regional Medical Center | BRMC
74383 | 12/13/2018 07:41 AM | ISO Vaporizer conversion Kit is needed for all 4 vaporizers P?N M36170 Cost $662.00 | 12/13/2018 07:41 AM | Next Day | Jennah Judd | John Campagnola | Dwayne Wilcox | 726004764-0-CES | 12/13/2018 | Ordered | Jennah Judd | Draeger Medical Inc | CSR |  | Next Day | Jennah Judd | MATERIAL | Ordered | M36170 | conversion kit | 1 | 0 | 662 | Bartow Regional Medical Center | BRMC
74426 | 12/13/2018 04:34 PM | POC Chris | 12/13/2018 04:34 PM | On Site | Jennah Judd | Thomas Odaris | John Richardson | 755003791-0-CES | 12/14/2018 | Ordered | Jennah Judd | GE Healthcare (DI ONLY) | NA |  | On Site | Jennah Judd | MATERIAL | Ordered | TROPHON | Loaner | 1 | 0 | 550 | South Florida Baptist Hospital | SFBH
74437 | 12/14/2018 09:35 AM | POC-Online catalog | 12/14/2018 09:35 AM | Ground | Jennah Judd | Jeff Ribelin | David Booker | 755003794-0-CES | 12/14/2018 | Received | Jennah Judd | Newark Element14 | Web Order |  | Ground | Jennah Judd | MATERIAL | Partial | 26W6236 | Eight Piece Precision Plier Set | 1 | 1 | 24.99 | South Florida Baptist Hospital | SFBH
74437 | 12/14/2018 09:35 AM | POC-Online catalog | 12/14/2018 09:35 AM | Ground | Jennah Judd | Jeff Ribelin | David Booker | 755003794-0-CES | 12/14/2018 | Received | Jennah Judd | Newark Element14 | Web Order |  | Ground | Jennah Judd | MATERIAL | Partial | 73K7620 | Tool Set, Professional 70 Piece | 1 | 1 | 79.99 | South Florida Baptist Hospital | SFBH
74437 | 12/14/2018 09:35 AM | POC-Online catalog | 12/14/2018 09:35 AM | Ground | Jennah Judd | Jeff Ribelin | David Booker | 755003794-0-CES | 12/14/2018 | Received | Jennah Judd | Newark Element14 | Web Order |  | Ground | Jennah Judd | MATERIAL | Partial | 96M8784 | SCREW DRIVER, CORDLESS M12 | 1 | 1 | 188 | South Florida Baptist Hospital | SFBH
74437 | 12/14/2018 09:35 AM | POC-Online catalog | 12/14/2018 09:35 AM | Ground | Jennah Judd | Jeff Ribelin | David Booker | 755003794-0-CES | 12/14/2018 | Received | Jennah Judd | Newark Element14 | Web Order |  | Ground | Jennah Judd | MATERIAL | Partial | 68Y6539 | Soldering Aid Kit | 1 | 1 | 2.72 | South Florida Baptist Hospital | SFBH
74437 | 12/14/2018 09:35 AM | POC-Online catalog | 12/14/2018 09:35 AM | Ground | Jennah Judd | Jeff Ribelin | David Booker | 755003794-0-CES | 12/14/2018 | Received | Jennah Judd | Newark Element14 | Web Order |  | Ground | Jennah Judd | MATERIAL | Partial | 60R3591 | SECURITY BIT SET 32 PIECES | 1 | 1 | 7.24 | South Florida Baptist Hospital | SFBH
74437 | 12/14/2018 09:35 AM | POC-Online catalog | 12/14/2018 09:35 AM | Ground | Jennah Judd | Jeff Ribelin | David Booker | 755003794-0-CES | 12/14/2018 | Received | Jennah Judd | Newark Element14 | Web Order |  | Ground | Jennah Judd | MATERIAL | Partial | 40P9932 | Seven Piece Nylon Pry Tools | 1 | 1 | 5.99 | South Florida Baptist Hospital | SFBH
74437 | 12/14/2018 09:35 AM | POC-Online catalog | 12/14/2018 09:35 AM | Ground | Jennah Judd | Jeff Ribelin | David Booker | 755003794-0-CES | 12/14/2018 | Received | Jennah Judd | Newark Element14 | Web Order |  | Ground | Jennah Judd | MATERIAL | Partial | 95M2216 | Screwdriver, Nutdriver, 11-in-1 | 1 | 1 | 25.84 | South Florida Baptist Hospital | SFBH
74437 | 12/14/2018 09:35 AM | POC-Online catalog | 12/14/2018 09:35 AM | Ground | Jennah Judd | Jeff Ribelin | David Booker | 755003794-0-CES | 12/14/2018 | Received | Jennah Judd | Newark Element14 | Web Order |  | Ground | Jennah Judd | MATERIAL | Partial | 25AC4955 | 2 piece adjustable wrench | 1 | 1 | 7.2 | South Florida Baptist Hospital | SFBH
74437 | 12/14/2018 09:35 AM | POC-Online catalog | 12/14/2018 09:35 AM | Ground | Jennah Judd | Jeff Ribelin | David Booker | 755003794-0-CES | 12/14/2018 | Received | Jennah Judd | Newark Element14 | Web Order |  | Ground | Jennah Judd | MATERIAL | Partial | 23C8097 | 56027 - Plier Set, 4 Pieces, Locking, Curved Jaw Cutting Pliers, Straight & Needle Nose Pliers | 1 | 1 | 14.99 | South Florida Baptist Hospital | SFBH
74437 | 12/14/2018 09:35 AM | POC-Online catalog | 12/14/2018 09:35 AM | Ground | Jennah Judd | Jeff Ribelin | David Booker | 755003794-0-CES | 12/14/2018 | Received | Jennah Judd | Newark Element14 | Web Order |  | Ground | Jennah Judd | MATERIAL | Partial | 50F172 | Xcelite 170 Cutters | 1 | 1 | 7.77 | South Florida Baptist Hospital | SFBH
74437 | 12/14/2018 09:35 AM | POC-Online catalog | 12/14/2018 09:35 AM | Ground | Jennah Judd | Jeff Ribelin | David Booker | 755003794-0-CES | 12/14/2018 | Received | Jennah Judd | Newark Element14 | Web Order |  | Ground | Jennah Judd | MATERIAL | Partial | 06X8649 | 6 Piece Black Epoxy Tweezer Set | 1 | 1 | 9.99 | South Florida Baptist Hospital | SFBH
74437 | 12/14/2018 09:35 AM | POC-Online catalog | 12/14/2018 09:35 AM | Ground | Jennah Judd | Jeff Ribelin | David Booker | 755003794-0-CES | 12/14/2018 | Received | Jennah Judd | Newark Element14 | Web Order |  | Ground | Jennah Judd | MATERIAL | Partial | 43W8059 | 3 piece pliers | 1 | 1 | 14.99 | South Florida Baptist Hospital | SFBH
74437 | 12/14/2018 09:35 AM | POC-Online catalog | 12/14/2018 09:35 AM | Ground | Jennah Judd | Jeff Ribelin | David Booker | 755003794-0-CES | 12/14/2018 | Received | Jennah Judd | Newark Element14 | Web Order |  | Ground | Jennah Judd | MATERIAL | Partial | 32T0660 | 6 Piece Vinyl Grip Screwdriver Set | 1 | 1 | 19.99 | South Florida Baptist Hospital | SFBH
74437 | 12/14/2018 09:35 AM | POC-Online catalog | 12/14/2018 09:35 AM | Ground | Jennah Judd | Jeff Ribelin | David Booker | 755003794-0-CES | 12/14/2018 | Received | Jennah Judd | Newark Element14 | Web Order |  | Ground | Jennah Judd | MATERIAL | Partial | 92B3579 | Wire Stripper & Cutter | 1 | 1 | 2.74 | South Florida Baptist Hospital | SFBH
74437 | 12/14/2018 09:35 AM | POC-Online catalog | 12/14/2018 09:35 AM | Ground | Jennah Judd | Jeff Ribelin | David Booker | 755003794-0-CES | 12/14/2018 | Received | Jennah Judd | Newark Element14 | Web Order |  | Ground | Jennah Judd | MATERIAL | Partial | 31AC4793 | 14 Piece Precision Screwdriver Set | 1 | 1 | 23.49 | South Florida Baptist Hospital | SFBH
74547 | 12/18/2018 12:40 PM | WARRANTY REPLACEMENT OF ALL MEDTRONIC RF SPONGE DETECTORS USE VENDOR 12445 200X= 4 | 12/18/2018 12:40 PM | Ground | Jennah Judd | April Scott | Brian Pruiett | 726004784-0-CES | 12/18/2018 | Ordered | Jennah Judd | Covidien (US)*** | April Scott |  | Ground | Jennah Judd | MATERIAL | Ordered | 01-0043 | Situate Detection Console, Model 200 X | 4 | 0 | 0 | Bartow Regional Medical Center | BRMC
74565 | 12/18/2018 02:10 PM | WARRANTY REPLACEMENT OF ALL MEDTRONIC RF SPONGE DETECTORS USE VENDOR 12445 200X= 12 200LD-V-2 | 12/18/2018 02:10 PM | Ground | Jennah Judd | April Scott | Mary Emery | 755003800-0-CES | 12/18/2018 | Ordered | Jennah Judd | Covidien (US)*** | April Scott |  | Ground | Jennah Judd | MATERIAL | Ordered | 01-0043 | Situate Detection Console, Model 200 X | 12 | 0 | 0 | South Florida Baptist Hospital | SFBH
74565 | 12/18/2018 02:10 PM | WARRANTY REPLACEMENT OF ALL MEDTRONIC RF SPONGE DETECTORS USE VENDOR 12445 200X= 12 200LD-V-2 | 12/18/2018 02:10 PM | Ground | Jennah Judd | April Scott | Mary Emery | 755003800-0-CES | 12/18/2018 | Ordered | Jennah Judd | Covidien (US)*** | April Scott |  | Ground | Jennah Judd | MATERIAL | Ordered | 01-0034 | Situate Detection Console, Model 200 LDV | 2 | 0 | 0 | South Florida Baptist Hospital | SFBH
74594 | 12/19/2018 12:59 PM | Need CO2 Hoses for the O.R.'s | 12/19/2018 12:59 PM | Next Day | Jennah Judd | Tom Heath | Brian Pruiett | 726004789-0-CES | 12/19/2018 | Ordered | Jennah Judd | Mercury Medical | Tery Scholz |  | Next Day | Jennah Judd | MATERIAL | Ordered | 69-6A-4-4-12 | CO2 hose,4 foot , DISS female X DISS Female | 4 | 0 | 52 | Winter Haven Hospital | WHH | WHH-Clinical Engineering Services
74631 | 12/20/2018 10:08 AM | Parts needed for PM POC: Danny **discount when all parts bought together | 12/20/2018 10:08 AM | Ground | Sue McCabe | Danielle Ohara | Brian Pruiett | 726004794-0-CES | 12/20/2018 | Received | Sue McCabe | bioMerieux Inc | cs |  | Ground | Sue McCabe | MATERIAL | Partial | 6201932 | Reagent dip tubing | 1 | 1 | 651.17 | Winter Haven Hospital | WHH | WHH-Laboratory Services
74631 | 12/20/2018 10:08 AM | Parts needed for PM POC: Danny **discount when all parts bought together | 12/20/2018 10:08 AM | Ground | Sue McCabe | Danielle Ohara | Brian Pruiett | 726004794-0-CES | 12/20/2018 | Received | Sue McCabe | bioMerieux Inc | cs |  | Ground | Sue McCabe | MATERIAL | Partial | 29694 | Tubing Waste for Previ ColorGram | 1 | 1 | 80.49 | Winter Haven Hospital | WHH | WHH-Laboratory Services
74659 | 12/20/2018 01:24 PM | POC Casey | 12/20/2018 01:24 PM | Next Day | Sue McCabe | Thomas Odaris | John Richardson | 755003802-0-CES | 12/20/2018 | Ordered | Sue McCabe | Innovatus Imaging Corp |  |  | Next Day | Sue McCabe | MATERIAL | Ordered | X5-1 | Ultrasound probe Loaner | 1 | 0 | 0 | South Florida Baptist Hospital | SFBH
74681 | 12/21/2018 09:17 AM | O.R. Light source needs a Lamp . P.O.C=mark | 12/21/2018 09:17 AM | Ground | Sue McCabe | Tom Heath | Dwayne Wilcox | 726004804-0-CES | 12/21/2018 | Ordered | Sue McCabe | Cadmet | CS |  | Ground | Sue McCabe | MATERIAL | Ordered | 57030 | Lamp, 300 Watt Xenon Bulb | 1 | 0 | 255 | Winter Haven Hospital | WHH | WHH-SURGERY
74681 | 12/21/2018 09:17 AM | O.R. Light source needs a Lamp . P.O.C=mark | 12/21/2018 09:17 AM | Ground | Sue McCabe | Tom Heath | Dwayne Wilcox | 726004804-0-CES | 12/21/2018 | Ordered | Sue McCabe | Cadmet | CS |  | Ground | Sue McCabe | MATERIAL | Ordered | 57030 | Lamp, 300 Watt Xenon Bulb | 1 | 0 | 255 | Winter Haven Hospital | WHH | WHH-SURGERY
74722 | 12/21/2018 01:52 PM | Shop Stock order Cindy was the POC | 12/21/2018 01:52 PM | Ground | Jennah Judd | Gary Maultsby | Dwayne Wilcox | 726004810-0-CES | 12/21/2018 | Ordered | Jennah Judd | Philips Healthcare | CSR |  | Ground | Jennah Judd | MATERIAL | Ordered | M4607A | Lithium Ion Battery | 5 | 0 | 134.64 | Winter Haven Hospital | WHH | WHH-Clinical Engineering Services
75100 | 01/08/2019 10:38 AM | poc Hill Rom bed repairs | 01/09/2019 07:00 AM | On Site | Sue McCabe | Vinnie Philson | Mary Emery | 755003695-0-CES | 01/08/2019 | Ordered | Sue McCabe | Hill-Rom Co Inc | cs |  | On Site | Sue McCabe | MATERIAL | Ordered | LOADBEAM | Loadbeam | 1 | 0 | 152.21 | South Florida Baptist Hospital | SFBH
75100 | 01/08/2019 10:38 AM | poc Hill Rom bed repairs | 01/09/2019 07:00 AM | On Site | Sue McCabe | Vinnie Philson | Mary Emery | 755003695-0-CES | 01/08/2019 | Ordered | Sue McCabe | Hill-Rom Co Inc | cs |  | On Site | Sue McCabe | MATERIAL | Ordered | PNEUMATICPCB | Pneumatic PCB | 1 | 0 | 454.67 | South Florida Baptist Hospital | SFBH
75129 | 01/08/2019 05:48 PM | Pump raceway rotor assembly replacement part. | 01/08/2019 05:48 PM | Next Day AM | Jennah Judd | Sergio Diaz | Dwayne Wilcox | 726004788-0-CES | 01/09/2019 | Ordered | Jennah Judd | ZOLL Medical Corp | Vun |  | Next Day AM | Jennah Judd | MATERIAL | Ordered | 500837-001 | Roller Pump Raceway Assembly | 1 | 0 | 2150 | Winter Haven Hospital | WHH | WHH-Cardiac ICU
75458 | 01/17/2019 05:33 PM | POC: Brad Dombroski NOTE: Emergency PO used w/ Emery and Booker approval (755003668-0-ces) DO NOT ORDER! BUILD PO ONLY Order placed at 18:03 on 01/17/2019. | 01/17/2019 05:33 PM | Next Day | Jennah Judd | Robert Saunders | John Richardson | 755003668-0-CES | 01/18/2019 | Partial | Jennah Judd | GE Healthcare (OEC ONLY) | DO NOT ORDER |  | Next Day | Jennah Judd | MATERIAL | Partial | 5725581-03 | 9900 UPS Replacement Kit | 1 | 1 | 1392 | South Florida Baptist Hospital | SFBH
75458 | 01/17/2019 05:33 PM | POC: Brad Dombroski NOTE: Emergency PO used w/ Emery and Booker approval (755003668-0-ces) DO NOT ORDER! BUILD PO ONLY Order placed at 18:03 on 01/17/2019. | 01/17/2019 05:33 PM | Next Day | Jennah Judd | Robert Saunders | John Richardson | 755003668-0-CES | 01/18/2019 | Partial | Jennah Judd | GE Healthcare (OEC ONLY) | DO NOT ORDER |  | Next Day | Jennah Judd | MATERIAL | Partial | 5654156 | PS Upgrade kit | 1 | 1 | 1410.6075 | South Florida Baptist Hospital | SFBH
75458 | 01/17/2019 05:33 PM | POC: Brad Dombroski NOTE: Emergency PO used w/ Emery and Booker approval (755003668-0-ces) DO NOT ORDER! BUILD PO ONLY Order placed at 18:03 on 01/17/2019. | 01/17/2019 05:33 PM | Next Day | Jennah Judd | Robert Saunders | John Richardson | 755003668-0-CES | 01/18/2019 | Partial | Jennah Judd | GE Healthcare (OEC ONLY) | DO NOT ORDER |  | Next Day | Jennah Judd | MATERIAL | Partial | 55-500345-00 | 3.15A Micro-Fuse Slow Blow | 10 | 6 | 3 | South Florida Baptist Hospital | SFBH
75563 | 01/22/2019 11:25 AM | POC: Brad Dombroski | 01/22/2019 11:25 AM | Ground | Jennah Judd | Robert Saunders | John Richardson | 755003834-0-CES | 01/22/2019 | Ordered | Jennah Judd | GE Healthcare (OEC ONLY) | Brad Dombroski |  | Ground | Jennah Judd | MATERIAL | Ordered | 5315470 | ISD-PC2 pcb | 1 | 0 | 2204.25 | South Florida Baptist Hospital | SFBH
75760 | 01/28/2019 02:48 PM | Parts needed to repair unit. | 01/28/2019 02:48 PM | Next Day | Jennah Judd | Germaine Kinder | John Richardson | 726004882-0-CES | 01/28/2019 | Ordered | Jennah Judd | STERIS Corp | WEB ORDER |  | Next Day | Jennah Judd | MATERIAL | Ordered | P129367-567 | Diffuser | 1 | 0 | 33.87 | Winter Haven Hospital | WHH | WHH-SURGERY
75760 | 01/28/2019 02:48 PM | Parts needed to repair unit. | 01/28/2019 02:48 PM | Next Day | Jennah Judd | Germaine Kinder | John Richardson | 726004882-0-CES | 01/28/2019 | Ordered | Jennah Judd | STERIS Corp | WEB ORDER |  | Next Day | Jennah Judd | MATERIAL | Ordered | P021549-091 | Fitting tee | 1 | 0 | 10.43 | Winter Haven Hospital | WHH | WHH-SURGERY
75764 | 01/28/2019 03:11 PM | POC Matt | 01/28/2019 03:11 PM | Next Day | Jennah Judd | Thomas Odaris | John Richardson | 755003839-0-CES | 01/28/2019 | Ordered | Jennah Judd | Innovatus Imaging Corp | REPAIR |  | Next Day | Jennah Judd | MATERIAL | Ordered | C1-6-D | Transducer | 1 | 0 | 0 | South Florida Baptist Hospital | SFBH
75894 | 01/31/2019 02:59 PM | Replacement Rotor for a dialysis machine POC: Paul | 01/31/2019 02:59 PM | Ground | Sue McCabe | Stephen Luzier | Brian Pruiett | 726003475-0-CES | 02/01/2019 | Ordered | Sue McCabe | Trinity Biomedical |  |  | Ground | Sue McCabe | MATERIAL | Ordered | M30990 | rotor blood pump | 1 | 0 | 165 | Winter Haven Hospital | WHH | WHH-Dialysis
75953 | 02/04/2019 10:33 AM | spare parts for cmu poc: Michele | 02/04/2019 10:33 AM | Ground | Jennah Judd | Stephen Luzier | Brian Pruiett | 726004904-0-CES | 02/04/2019 | Ordered | Jennah Judd | Pacific Medical LLC | Ashten Christiansen |  | Ground | Jennah Judd | MATERIAL | Ordered | UQPH8520 | PHILIPS 862120 M3176C RECORDER | 2 | 0 | 550 | Winter Haven Hospital | WHH | WHH-Clinical Engineering Services
75966 | 02/04/2019 12:34 PM | POC Annette Part is an exchange | 02/04/2019 12:34 PM | Next Day | Jennah Judd | Thomas Odaris | John Richardson | 755003844-0-CES | 02/04/2019 | Ordered | Jennah Judd | AllParts Medical | CSR |  | Next Day | Jennah Judd | MATERIAL | Ordered | 453561457417 | X5-1 | 1 | 0 | 9461.25 | South Florida Baptist Hospital | SFBH
76005 | 02/05/2019 08:47 AM | POC Steven T: (800) 345-6443 F: (888) 558-6632 | 02/05/2019 08:47 AM | On Site | Sue McCabe | George Rivera | David Booker | 755003848-0-CES | 02/05/2019 | Ordered | Sue McCabe | Philips Respironics |  |  | On Site | Sue McCabe | MATERIAL | Open | GDS | PCB | 1 | 0 | 2596 | South Florida Baptist Hospital | SFBH
76015 | 02/05/2019 10:35 AM | Ground POC Steve Tyson | 02/05/2019 10:35 AM | Ground | Jennah Judd | George Rivera | Mary Emery | 755003846-0-CES | 02/05/2019 | Ordered | Jennah Judd | Mercury Medical | Marilyn Hogan |  | Ground | Jennah Judd | MATERIAL | Ordered | ES880VT2 | water trap with dissf inlet | 6 | 0 | 32.77 | South Florida Baptist Hospital | SFBH
76046 | 02/06/2019 07:51 AM | Needed for Vendor PM **The parts will be provided by the vendor and do not need to be ordered** Lori was the POC | 02/06/2019 07:51 AM | On Site | Sue McCabe | Gary Maultsby | Dwayne Wilcox | 726004919-0-CES | 02/06/2019 | Ordered | Sue McCabe | Draeger Medical Inc |  |  | On Site | Sue McCabe | MATERIAL | Ordered | 8415290 | Battery pack m7 nm2.5 | 1 | 0 | 421 | Winter Haven Hospital | WHH | WHW-NEONATAL INTENSIVE CARE(NICU)
76046 | 02/06/2019 07:51 AM | Needed for Vendor PM **The parts will be provided by the vendor and do not need to be ordered** Lori was the POC | 02/06/2019 07:51 AM | On Site | Sue McCabe | Gary Maultsby | Dwayne Wilcox | 726004919-0-CES | 02/06/2019 | Ordered | Sue McCabe | Draeger Medical Inc |  |  | On Site | Sue McCabe | MATERIAL | Ordered | 8415290 | Battery pack m7 nm2.5 | 1 | 0 | 421 | Winter Haven Hospital | WHH | WHW-NEONATAL INTENSIVE CARE(NICU)
76046 | 02/06/2019 07:51 AM | Needed for Vendor PM **The parts will be provided by the vendor and do not need to be ordered** Lori was the POC | 02/06/2019 07:51 AM | On Site | Sue McCabe | Gary Maultsby | Dwayne Wilcox | 726004919-0-CES | 02/06/2019 | Ordered | Sue McCabe | Draeger Medical Inc |  |  | On Site | Sue McCabe | MATERIAL | Ordered | 8421479 | Kit air filter | 1 | 0 | 151.84 | Winter Haven Hospital | WHH | WHW-NEONATAL INTENSIVE CARE(NICU)
76046 | 02/06/2019 07:51 AM | Needed for Vendor PM **The parts will be provided by the vendor and do not need to be ordered** Lori was the POC | 02/06/2019 07:51 AM | On Site | Sue McCabe | Gary Maultsby | Dwayne Wilcox | 726004919-0-CES | 02/06/2019 | Ordered | Sue McCabe | Draeger Medical Inc |  |  | On Site | Sue McCabe | MATERIAL | Ordered | 8421479 | Kit air filter | 1 | 0 | 151.84 | Winter Haven Hospital | WHH | WHW-NEONATAL INTENSIVE CARE(NICU)
76046 | 02/06/2019 07:51 AM | Needed for Vendor PM **The parts will be provided by the vendor and do not need to be ordered** Lori was the POC | 02/06/2019 07:51 AM | On Site | Sue McCabe | Gary Maultsby | Dwayne Wilcox | 726004919-0-CES | 02/06/2019 | Ordered | Sue McCabe | Draeger Medical Inc |  |  | On Site | Sue McCabe | MATERIAL | Ordered | 8413661 | Membrane, complete | 1 | 0 | 54.08 | Winter Haven Hospital | WHH | WHW-NEONATAL INTENSIVE CARE(NICU)
76046 | 02/06/2019 07:51 AM | Needed for Vendor PM **The parts will be provided by the vendor and do not need to be ordered** Lori was the POC | 02/06/2019 07:51 AM | On Site | Sue McCabe | Gary Maultsby | Dwayne Wilcox | 726004919-0-CES | 02/06/2019 | Ordered | Sue McCabe | Draeger Medical Inc |  |  | On Site | Sue McCabe | MATERIAL | Ordered | 8413661 | Membrane, complete | 1 | 0 | 54.08 | Winter Haven Hospital | WHH | WHW-NEONATAL INTENSIVE CARE(NICU)
76046 | 02/06/2019 07:51 AM | Needed for Vendor PM **The parts will be provided by the vendor and do not need to be ordered** Lori was the POC | 02/06/2019 07:51 AM | On Site | Sue McCabe | Gary Maultsby | Dwayne Wilcox | 726004919-0-CES | 02/06/2019 | Ordered | Sue McCabe | Draeger Medical Inc |  |  | On Site | Sue McCabe | MATERIAL | Ordered | 8415127 | Particle filter | 1 | 0 | 51.45 | Winter Haven Hospital | WHH | WHW-NEONATAL INTENSIVE CARE(NICU)
76046 | 02/06/2019 07:51 AM | Needed for Vendor PM **The parts will be provided by the vendor and do not need to be ordered** Lori was the POC | 02/06/2019 07:51 AM | On Site | Sue McCabe | Gary Maultsby | Dwayne Wilcox | 726004919-0-CES | 02/06/2019 | Ordered | Sue McCabe | Draeger Medical Inc |  |  | On Site | Sue McCabe | MATERIAL | Ordered | 8415127 | Particle filter | 1 | 0 | 51.45 | Winter Haven Hospital | WHH | WHW-NEONATAL INTENSIVE CARE(NICU)
76097 | 02/06/2019 03:23 PM | poc David | 02/08/2019 07:00 AM | Two Day | Jennah Judd | Mary Emery | David Booker | 755003852-0-CES | 02/06/2019 | Ordered | Jennah Judd | ArjoHuntleigh A Getinge Group | CSR |  | Two Day | Jennah Judd | MATERIAL | Ordered | MLA4060-L | Mesh Sling | 2 | 0 | 350.2 | South Florida Baptist Hospital | SFBH
76157 | 02/08/2019 08:42 AM | Part needed for protection of monitor screen. (OR RM 5). See attached document showing item requested | 02/08/2019 08:42 AM | Ground | Brenda Kans | Tom Heath | Brian Pruiett | PCARD 76157 | 02/08/2019 | Ordered | Brenda Kans | Amazon.com |  |  | Ground | Brenda Kans | MATERIAL | Ordered | VZ46PH | SCREEN PROTECTOR | 1 | 0 | 99.99 | Winter Haven Hospital | WHH | WHH-Clinical Engineering Services
76165 | 02/08/2019 09:47 AM | Next Day POC Jane T: 888-622-2427 F: (847) 949-8615 | 02/08/2019 09:47 AM | Next Day | Sue McCabe | George Rivera | Mary Emery | 755003855-0-CES | 02/08/2019 | Ordered | Sue McCabe | Bio-logic A Natus Medical Co |  |  | Next Day | Sue McCabe | MATERIAL | Ordered | 580-PROAE3 | Ear Probe | 1 | 0 | 755 | South Florida Baptist Hospital | SFBH
76214 | 02/08/2019 03:58 PM | POC Caroline SJH9407 BayCare 13248 800-950-1945 Fax 952-890-7912 | 02/08/2019 03:58 PM | Next Day | Sue McCabe | Ed Vega | Rodney Covington | 751030006-0-CES | 02/11/2019 | Ordered | Sue McCabe | R & D Batteries Inc |  |  | Next Day | Sue McCabe | MATERIAL | Ordered | 5970 | 12V 26EP battery | 1 | 0 | 147.25 | Winter Haven Hospital | SJH
76281 | 02/12/2019 02:17 PM | Next Day POC Mike P: (888)772-7378 F: (609) 275-5363 | 02/12/2019 02:17 PM | Next Day | Jennah Judd | George Rivera | Mary Emery | 755003876-0-CES | 02/12/2019 | Ordered | Jennah Judd | Integra LifeSciences Corp | Matt |  | Next Day | Jennah Judd | MATERIAL | Ordered | 001320LX | Lamp, Xenon Lamp | 1 | 0 | 595 | South Florida Baptist Hospital | SFBH
76297 | 02/13/2019 10:59 AM | Next Day T: (800) 338-5854 F: (813) 238-6656 POC Matt Brinson | 02/13/2019 10:59 AM | Next Day | Sue McCabe | George Rivera | Mary Emery | 755003878-0-CES | 02/13/2019 | Ordered | Sue McCabe | Atlas Specialty Lighting | Matt |  | Next Day | Sue McCabe | MATERIAL | Ordered | X8000RR | Lamp, Stryker Bulb-Hour Reset Assy | 1 | 0 | 650 | South Florida Baptist Hospital | SFBH
76522 | 02/20/2019 12:12 PM | CES bed parts stock. POC Eric Sanchez | 02/20/2019 12:12 PM | Ground | Jennah Judd | Ronnie Darby | Dennis Davis | 726004972-0-CES | 02/20/2019 | Ordered | Jennah Judd | Stryker Medical Div Stryker Co | Chris Campbell |  | Ground | Jennah Judd | MATERIAL | Ordered | 3000500002 | MAIN FOOT PANEL MODULE (CP) | 25 | 0 | 8.97 | Winter Haven Hospital | WHH | WHH-Beds
76522 | 02/20/2019 12:12 PM | CES bed parts stock. POC Eric Sanchez | 02/20/2019 12:12 PM | Ground | Jennah Judd | Ronnie Darby | Dennis Davis | 726004972-0-CES | 02/20/2019 | Ordered | Jennah Judd | Stryker Medical Div Stryker Co | Chris Campbell |  | Ground | Jennah Judd | MATERIAL | Ordered | 3000501001 | MODULE - GATCH FOWLER PANEL | 20 | 0 | 4.46 | Winter Haven Hospital | WHH | WHH-Beds
76522 | 02/20/2019 12:12 PM | CES bed parts stock. POC Eric Sanchez | 02/20/2019 12:12 PM | Ground | Jennah Judd | Ronnie Darby | Dennis Davis | 726004972-0-CES | 02/20/2019 | Ordered | Jennah Judd | Stryker Medical Div Stryker Co | Chris Campbell |  | Ground | Jennah Judd | MATERIAL | Ordered | 3001500003 | MODULE FOOTBOARD BLANK | 20 | 0 | 4.46 | Winter Haven Hospital | WHH | WHH-Beds
76522 | 02/20/2019 12:12 PM | CES bed parts stock. POC Eric Sanchez | 02/20/2019 12:12 PM | Ground | Jennah Judd | Ronnie Darby | Dennis Davis | 726004972-0-CES | 02/20/2019 | Ordered | Jennah Judd | Stryker Medical Div Stryker Co | Chris Campbell |  | Ground | Jennah Judd | MATERIAL | Ordered | 3000508001 | BED EXIT MODULE PANEL (CP) | 20 | 0 | 6.07 | Winter Haven Hospital | WHH | WHH-Beds
76522 | 02/20/2019 12:12 PM | CES bed parts stock. POC Eric Sanchez | 02/20/2019 12:12 PM | Ground | Jennah Judd | Ronnie Darby | Dennis Davis | 726004972-0-CES | 02/20/2019 | Ordered | Jennah Judd | Stryker Medical Div Stryker Co | Chris Campbell |  | Ground | Jennah Judd | MATERIAL | Ordered | 3001507001 | SCALE MODULE, PLASTIC | 15 | 0 | 5.95 | Winter Haven Hospital | WHH | WHH-Beds
76522 | 02/20/2019 12:12 PM | CES bed parts stock. POC Eric Sanchez | 02/20/2019 12:12 PM | Ground | Jennah Judd | Ronnie Darby | Dennis Davis | 726004972-0-CES | 02/20/2019 | Ordered | Jennah Judd | Stryker Medical Div Stryker Co | Chris Campbell |  | Ground | Jennah Judd | MATERIAL | Ordered | 28-0796K | left side handrail | 1 | 0 | 1348.9 | Winter Haven Hospital | WHH | WHH-Beds
76677 | 02/25/2019 03:50 PM | POC Brian | 02/25/2019 03:50 PM | On Site | Sue McCabe | Thomas Odaris | John Richardson | 755003891-0-CES | 02/25/2019 | Ordered | Sue McCabe | Volcano Corp |  |  | On Site | Sue McCabe | MATERIAL | Ordered | 600000003984 | CD/DVD | 1 | 0 | 2200 | South Florida Baptist Hospital | SFBH
76726 | 02/26/2019 02:09 PM | Needed for Vendor PM Tyler Goodwin was the POC **The Halogen Lamp will be provided by the vendor and does not need to be ordered** Please send a Hardcopy of the PO to tyler.goodwin@konicaminolta.com | 02/26/2019 02:09 PM | On Site | Sue McCabe | Gary Maultsby | Dwayne Wilcox | 726004983-0-CES | 02/26/2019 | Ordered | Sue McCabe | Konica Minolta Medical Imaging |  |  | On Site | Sue McCabe | MATERIAL | Ordered | 0901-76003A | Lamp, Halogen Lamp Konica CR Reader 190 | 1 | 0 | 643.23 | Winter Haven Hospital | WHH | WHH-SURGERY
76799 | 02/28/2019 09:51 AM | **SCD PARTS FROM CARDINAL HEALTH CONTACTED JULIA FOR PRICING AND COULDN'T GET AN ANSWER | 02/28/2019 09:51 AM | Ground | Jennah Judd | Danielle Ohara | Dwayne Wilcox | 726004990-0-CES | 02/28/2019 | Ordered | Jennah Judd | Cardinal Health Medical Produc | John Michael |  | Ground | Jennah Judd | MATERIAL | Ordered | 1058683 | LCD, YEEBO W/FOAM 700 SERIES | 1 | 0 | 207.9 | Winter Haven Hospital | WHH | WHH-SURGERY
76809 | 02/28/2019 01:03 PM | Parts needed for PM stock POC: website **Please make sure parts are billed and shipped to correct location. | 02/28/2019 01:03 PM | Ground | Jennah Judd | Danielle Ohara | Dwayne Wilcox | 726004992-0-CES | 02/28/2019 | Ordered | Jennah Judd | CareFusion Alaris | CSR |  | Ground | Jennah Judd | MATERIAL | Ordered | TC10009596 | FSR Pressure Sensor, LVP 8100 | 10 | 0 | 107.07 | Bartow Regional Medical Center | BRMC
76809 | 02/28/2019 01:03 PM | Parts needed for PM stock POC: website **Please make sure parts are billed and shipped to correct location. | 02/28/2019 01:03 PM | Ground | Jennah Judd | Danielle Ohara | Dwayne Wilcox | 726004992-0-CES | 02/28/2019 | Ordered | Jennah Judd | CareFusion Alaris | CSR |  | Ground | Jennah Judd | MATERIAL | Ordered | 809061 | Powercord wrap stud brass snap | 10 | 0 | 0.68 | Bartow Regional Medical Center | BRMC
76810 | 02/28/2019 01:05 PM | battery needed for glide scope $258.00 as per vendor | 02/28/2019 01:05 PM | Next Day | Sue McCabe | John Campagnola | Dwayne Wilcox | 726004991-0-CES | 02/28/2019 | Ordered | Sue McCabe | Verathon Inc | CS |  | Next Day | Sue McCabe | MATERIAL | Ordered | 0800-0421 | Battery Kit for AVL Glidescope | 1 | 0 | 258 | Bartow Regional Medical Center | BRMC
76827 | 03/01/2019 08:53 AM | battery needed for Capno stream 20 $330.00 | 03/01/2019 08:53 AM | Next Day | Sue McCabe | John Campagnola | Dwayne Wilcox | 726004996-0-CES | 03/01/2019 | Ordered | Sue McCabe | Covidien (US)*** | TY GRASS |  | Next Day | Sue McCabe | MATERIAL | Ordered | BP01000 | 14.8 Volt 4AHr. Battery | 1 | 0 | 330 | Bartow Regional Medical Center | BRMC
76993 | 03/06/2019 11:17 AM | NO Charge PO for battery. | 03/06/2019 11:17 AM | Next Day | Sue McCabe | Sergio Diaz | Dwayne Wilcox | 726005009-0-CES | 03/06/2019 | Ordered | Sue McCabe | Welch Allyn Inc Monitoring Div |  |  | Next Day | Sue McCabe | MATERIAL | Ordered | BATT99 | Battery for VSM 6000 | 1 | 0 | 0 | Winter Haven Hospital | WHH | WHH-Oncology Unit
77035 | 03/07/2019 10:10 AM | POC Ge Marketplace. Replacement battery for a Mac 5000 EKG machine. | 03/07/2019 10:10 AM | Next Day | Jennah Judd | Sergio Diaz | Dwayne Wilcox | 726005013-0-CES | 03/07/2019 | Ordered | Jennah Judd | GE Healthcare IT (BIOMED ONLY) | web order |  | Next Day | Jennah Judd | MATERIAL | Ordered | 900770-001 | MAC 5000 batt. | 1 | 0 | 289 | Winter Haven Hospital | WHH | WHH-Non Invasive Cardiology
77035 | 03/07/2019 10:10 AM | POC Ge Marketplace. Replacement battery for a Mac 5000 EKG machine. | 03/07/2019 10:10 AM | Next Day | Jennah Judd | Sergio Diaz | Dwayne Wilcox | 726005013-0-CES | 03/07/2019 | Ordered | Jennah Judd | GE Healthcare IT (BIOMED ONLY) | web order |  | Next Day | Jennah Judd | MATERIAL | Ordered | 900770-001 | MAC 5000 batt. | 1 | 0 | 289 | Winter Haven Hospital | WHH | WHH-Non Invasive Cardiology
77162 | 03/11/2019 02:39 PM | POC Matt | 03/11/2019 02:39 PM | Next Day | Jennah Judd | Thomas Odaris | John Richardson | 755003907-0-CES | 03/12/2019 | Ordered | Jennah Judd | AllParts Medical | CSR |  | Next Day | Jennah Judd | MATERIAL | Ordered | 453561722821 | Transducer cable front | 2 | 0 | 25.45 | South Florida Baptist Hospital | SFBH
77162 | 03/11/2019 02:39 PM | POC Matt | 03/11/2019 02:39 PM | Next Day | Jennah Judd | Thomas Odaris | John Richardson | 755003907-0-CES | 03/12/2019 | Ordered | Jennah Judd | AllParts Medical | CSR |  | Next Day | Jennah Judd | MATERIAL | Ordered | 453561759491 | Easy Clip cable management module | 2 | 0 | 46.98 | South Florida Baptist Hospital | SFBH
77186 | 03/12/2019 09:05 AM | Pronox inhaler regulator | 03/12/2019 09:05 AM | Next Day | Sue McCabe | Sergio Diaz | Dwayne Wilcox | 726005033-0-CES | 03/12/2019 | Ordered | Sue McCabe | CareStream Medical Ltd |  |  | Next Day | Sue McCabe | MATERIAL | Ordered | CMI-01R001010-B | Oxygen Regulator Pro-Nox | 1 | 0 | 182 | Winter Haven Hospital | WHH | WHH-RMC GYN Surgery
77554 | 03/21/2019 06:52 PM | POC: Brad Dombroski | 03/21/2019 06:52 PM | Next Day | Jennah Judd | Robert Saunders | John Richardson | 726005055-0-CES | 03/22/2019 | Ordered | Jennah Judd | GE Healthcare (OEC ONLY) | Brad Dombroski |  | Next Day | Jennah Judd | MATERIAL | Ordered | 00-885999-01 | Video cable assm-9900 | 1 | 0 | 600 | Winter Haven Hospital | WHH | WHH-SURGERY
77554 | 03/21/2019 06:52 PM | POC: Brad Dombroski | 03/21/2019 06:52 PM | Next Day | Jennah Judd | Robert Saunders | John Richardson | 726005055-0-CES | 03/22/2019 | Ordered | Jennah Judd | GE Healthcare (OEC ONLY) | Brad Dombroski |  | Next Day | Jennah Judd | MATERIAL | Ordered | 00-885999-01 | Video cable assm-9900 | 2 | 0 | 600 | Winter Haven Hospital | WHH | WHH-SURGERY
77567 | 03/22/2019 10:36 AM | Parts needed for the unit Keyboard mat .$69.41 POC customer service | 03/22/2019 10:36 AM | Ground | Jennah Judd | John Campagnola | Dwayne Wilcox | 726005056-0-CES | 03/22/2019 | Ordered | Jennah Judd | DJO Global Inc | CSR |  | Ground | Jennah Judd | MATERIAL | Ordered | 79138 | keyboard mat | 1 | 0 | 69.41 | Bartow Regional Medical Center | BRMC
77625 | 03/25/2019 03:05 PM | CES stock bed parts. POC Madison Winger | 03/25/2019 03:05 PM | Ground | Jennah Judd | Ronnie Darby | Dennis Davis | 726005060-0-CES | 03/25/2019 | Received | Jennah Judd | Stryker Medical Div Stryker Co | Chris Campbell |  | Ground | Jennah Judd | MATERIAL | Partial | 5000020005 | inner arm cover | 25 | 25 | 4.46 | Winter Haven Hospital | WHH | WHH-Beds
77960 | 04/04/2019 11:25 AM | battery needed for the unit Cost $74.00 as per Masimo customer service. | 04/04/2019 11:25 AM | Next Day | Sue McCabe | John Campagnola | Dwayne Wilcox | 726005084-0-CES | 04/04/2019 | Ordered | Sue McCabe | Masimo Corp | BC |  | Next Day | Sue McCabe | MATERIAL | Ordered | 25950 | Rad 7 Rainbow battery | 1 | 0 | 74 | Bartow Regional Medical Center | BRMC
78057 | 04/08/2019 11:02 AM | Needed to replace a defective part Larry Gardinal was the POC | 04/08/2019 11:02 AM | Next Day AM | Jennah Judd | Gary Maultsby | Brian Pruiett | 726005094-0-CES | 04/08/2019 | Ordered | Jennah Judd | Integrity Medical Products Inc | LARRY G |  | Next Day AM | Jennah Judd | MATERIAL | Ordered | MV6294446 | Cross Hair | 1 | 0 | 235.3 | Winter Haven Hospital | WHH | WHH-Radiology Services
78099 | 04/09/2019 11:17 AM | Ground POC Noimi P: 813.740.2500 F: 813.740.2502 | 04/09/2019 11:17 AM | Ground | Sue McCabe | George Rivera | David Booker | 755003932-0-CES | 04/09/2019 | Ordered | Sue McCabe | Rauland-Borg Inc |  |  | Ground | Sue McCabe | MATERIAL | Ordered | VP1352 | Handset master console | 1 | 0 | 41.35 | South Florida Baptist Hospital | SFBH
78099 | 04/09/2019 11:17 AM | Ground POC Noimi P: 813.740.2500 F: 813.740.2502 | 04/09/2019 11:17 AM | Ground | Sue McCabe | George Rivera | David Booker | 755003932-0-CES | 04/09/2019 | Ordered | Sue McCabe | Rauland-Borg Inc |  |  | Ground | Sue McCabe | MATERIAL | Ordered | VW2751 | Coiled cord master console | 1 | 0 | 13.25 | South Florida Baptist Hospital | SFBH
78099 | 04/09/2019 11:17 AM | Ground POC Noimi P: 813.740.2500 F: 813.740.2502 | 04/09/2019 11:17 AM | Ground | Sue McCabe | George Rivera | David Booker | 755003932-0-CES | 04/09/2019 | Ordered | Sue McCabe | Rauland-Borg Inc |  |  | Ground | Sue McCabe | MATERIAL | Ordered | VP1352 | Handset master console | 5 | 0 | 41.35 | South Florida Baptist Hospital | SFBH
78099 | 04/09/2019 11:17 AM | Ground POC Noimi P: 813.740.2500 F: 813.740.2502 | 04/09/2019 11:17 AM | Ground | Sue McCabe | George Rivera | David Booker | 755003932-0-CES | 04/09/2019 | Ordered | Sue McCabe | Rauland-Borg Inc |  |  | Ground | Sue McCabe | MATERIAL | Ordered | VW2751 | Coiled cord master console | 5 | 0 | 13.25 | South Florida Baptist Hospital | SFBH
78107 | 04/09/2019 01:37 PM | CES stock bed parts. | 04/09/2019 01:37 PM | Ground | Jennah Judd | Ronnie Darby | David Booker | 726005103-0-CES | 04/09/2019 | Received | Jennah Judd | Stryker Medical Div Stryker Co | CHRIS CAMPBELL |  | Ground | Jennah Judd | MATERIAL | Partial | 2035300705S | fowler lift motor with clutch | 2 | 2 | 453.54 | Winter Haven Hospital | WHH | WHH-Beds
78107 | 04/09/2019 01:37 PM | CES stock bed parts. | 04/09/2019 01:37 PM | Ground | Jennah Judd | Ronnie Darby | David Booker | 726005103-0-CES | 04/09/2019 | Received | Jennah Judd | Stryker Medical Div Stryker Co | CHRIS CAMPBELL |  | Ground | Jennah Judd | MATERIAL | Partial | 3002501002 | gatch/fowler module label | 20 | 20 | 3.72 | Winter Haven Hospital | WHH | WHH-Beds
78107 | 04/09/2019 01:37 PM | CES stock bed parts. | 04/09/2019 01:37 PM | Ground | Jennah Judd | Ronnie Darby | David Booker | 726005103-0-CES | 04/09/2019 | Received | Jennah Judd | Stryker Medical Div Stryker Co | CHRIS CAMPBELL |  | Ground | Jennah Judd | MATERIAL | Partial | 3002508004 | blank label | 10 | 10 | 5.7 | Winter Haven Hospital | WHH | WHH-Beds
78107 | 04/09/2019 01:37 PM | CES stock bed parts. | 04/09/2019 01:37 PM | Ground | Jennah Judd | Ronnie Darby | David Booker | 726005103-0-CES | 04/09/2019 | Received | Jennah Judd | Stryker Medical Div Stryker Co | CHRIS CAMPBELL |  | Ground | Jennah Judd | MATERIAL | Partial | 3002508003 | chaperone label | 10 | 10 | 5.7 | Winter Haven Hospital | WHH | WHH-Beds
78107 | 04/09/2019 01:37 PM | CES stock bed parts. | 04/09/2019 01:37 PM | Ground | Jennah Judd | Ronnie Darby | David Booker | 726005103-0-CES | 04/09/2019 | Received | Jennah Judd | Stryker Medical Div Stryker Co | CHRIS CAMPBELL |  | Ground | Jennah Judd | MATERIAL | Partial | 3002507011 | label,scale | 10 | 10 | 1.74 | Winter Haven Hospital | WHH | WHH-Beds
78107 | 04/09/2019 01:37 PM | CES stock bed parts. | 04/09/2019 01:37 PM | Ground | Jennah Judd | Ronnie Darby | David Booker | 726005103-0-CES | 04/09/2019 | Received | Jennah Judd | Stryker Medical Div Stryker Co | CHRIS CAMPBELL |  | Ground | Jennah Judd | MATERIAL | Partial | 3002508012 | LABEL CHAPERONE TWO W/ZONE CTL | 10 | 10 | 1.79 | Winter Haven Hospital | WHH | WHH-Beds
78132 | 04/09/2019 03:58 PM | POC: Diane G. with Hologic Parts | 04/09/2019 03:58 PM | Next Day | Jennah Judd | Robert Saunders | John Richardson | 755003933-0-CES | 04/09/2019 | Ordered | Jennah Judd | Hologic Inc | Ryan Schiavo |  | Next Day | Jennah Judd | MATERIAL | Ordered | ASY-01945 | 24 X 29 Screening Paddle Frameless | 1 | 0 | 1050 | South Florida Baptist Hospital | SFBH
78132 | 04/09/2019 03:58 PM | POC: Diane G. with Hologic Parts | 04/09/2019 03:58 PM | Next Day | Jennah Judd | Robert Saunders | John Richardson | 755003933-0-CES | 04/09/2019 | Ordered | Jennah Judd | Hologic Inc | Ryan Schiavo |  | Next Day | Jennah Judd | MATERIAL | Ordered | ASY-01985 | 10cm Spot Paddle | 1 | 0 | 1050 | South Florida Baptist Hospital | SFBH
78202 | 04/11/2019 12:14 PM | thermometer was damaged and new one is needed Pricing as per tech dept. for Helmer | 04/11/2019 12:14 PM | Ground | Sue McCabe | John Campagnola | Dwayne Wilcox | 726005112-0-CES | 04/11/2019 | Ordered | Sue McCabe | HELMER Inc | CS |  | Ground | Sue McCabe | MATERIAL | Ordered | 500606-1 | DT-1 thermometer | 1 | 0 | 230.51 | Bartow Regional Medical Center | BRMC
78202 | 04/11/2019 12:14 PM | thermometer was damaged and new one is needed Pricing as per tech dept. for Helmer | 04/11/2019 12:14 PM | Ground | Sue McCabe | John Campagnola | Dwayne Wilcox | 726005112-0-CES | 04/11/2019 | Ordered | Sue McCabe | HELMER Inc | CS |  | Ground | Sue McCabe | MATERIAL | Ordered | 220038 | grommet | 1 | 0 | 1 | Bartow Regional Medical Center | BRMC
78236 | 04/12/2019 11:26 AM | POC: Brad Dombroski NOTE: Monitors are Promotional and Self Install Price | 04/12/2019 11:26 AM | Next Day | Jennah Judd | Robert Saunders | John Richardson | 726005117-0-CES | 04/12/2019 | Ordered | Jennah Judd | GE Healthcare (OEC ONLY) | Brad D |  | Next Day | Jennah Judd | MATERIAL | Ordered | 5475662-04 | NewView CRT to LCD Conversion Kit | 1 | 0 | 7901.4702 | Winter Haven Hospital | WHH | WHH-SURGERY
78236 | 04/12/2019 11:26 AM | POC: Brad Dombroski NOTE: Monitors are Promotional and Self Install Price | 04/12/2019 11:26 AM | Next Day | Jennah Judd | Robert Saunders | John Richardson | 726005117-0-CES | 04/12/2019 | Ordered | Jennah Judd | GE Healthcare (OEC ONLY) | Brad D |  | Next Day | Jennah Judd | MATERIAL | Ordered | 00-879280-03 | Keyboard w/ Cover | 1 | 0 | 1803.75 | Winter Haven Hospital | WHH | WHH-SURGERY
78236 | 04/12/2019 11:26 AM | POC: Brad Dombroski NOTE: Monitors are Promotional and Self Install Price | 04/12/2019 11:26 AM | Next Day | Jennah Judd | Robert Saunders | John Richardson | 726005117-0-CES | 04/12/2019 | Ordered | Jennah Judd | GE Healthcare (OEC ONLY) | Brad D |  | Next Day | Jennah Judd | MATERIAL | Ordered | 00-883395-06 | VAS Sticker Front Cover | 1 | 0 | 6.75 | Winter Haven Hospital | WHH | WHH-SURGERY
78393 | 04/17/2019 04:04 PM | POC Ryan | 04/17/2019 04:04 PM | Next Day | Sue McCabe | Thomas Odaris | John Richardson | 755003945-0-CES | 04/18/2019 | Ordered | Sue McCabe | Acertara Acoustic Laboratories |  |  | Next Day | Sue McCabe | MATERIAL | Ordered | ML6-15-D | Loaner | 1 | 0 | 0 | South Florida Baptist Hospital | SFBH
78477 | 04/22/2019 11:36 AM | Ordered a P.M. kit for Stock inventory. | 04/22/2019 11:36 AM | Ground | Jennah Judd | Tom Heath | Dwayne Wilcox | 726005133-0-CES | 04/22/2019 | Ordered | Jennah Judd | Datex-Ohmeda Inc Div GE Health | Web Order |  | Ground | Jennah Judd | MATERIAL | Ordered | 2093594-001 | 4 Year PM Kit | 1 | 0 | 299 | Winter Haven Hospital | WHH | WHH-Clinical Engineering Services
78495 | 04/22/2019 05:05 PM | POC Ryan | 04/22/2019 05:05 PM | Next Day | Jennah Judd | Thomas Odaris | John Richardson | 755003949-0-CES | 04/23/2019 | Ordered | Jennah Judd | Acertara Acoustic Laboratories | REPAIR |  | Next Day | Jennah Judd | MATERIAL | Ordered | IC5-9-D | Transducer Loaner | 1 | 0 | 0 | South Florida Baptist Hospital | SFBH
78520 | 04/23/2019 05:59 PM | POC: Brian Dombroski | 04/23/2019 05:59 PM | Next Day | Jennah Judd | Robert Saunders | John Richardson | 726005141-0-CES | 04/24/2019 | Ordered | Jennah Judd | GE Healthcare (OEC ONLY) | Brad Dombroski |  | Next Day | Jennah Judd | MATERIAL | Ordered | 5398413 | Cable Guide Mid Pivot | 1 | 0 | 57.915 | Winter Haven Hospital | WHH | WHH-Radiology Services
78520 | 04/23/2019 05:59 PM | POC: Brian Dombroski | 04/23/2019 05:59 PM | Next Day | Jennah Judd | Robert Saunders | John Richardson | 726005141-0-CES | 04/24/2019 | Ordered | Jennah Judd | GE Healthcare (OEC ONLY) | Brad Dombroski |  | Next Day | Jennah Judd | MATERIAL | Ordered | 5398413 | Cable Guide Mid Pivot | 1 | 0 | 57.915 | Winter Haven Hospital | WHH | WHH-Radiology Services
78520 | 04/23/2019 05:59 PM | POC: Brian Dombroski | 04/23/2019 05:59 PM | Next Day | Jennah Judd | Robert Saunders | John Richardson | 726005141-0-CES | 04/24/2019 | Ordered | Jennah Judd | GE Healthcare (OEC ONLY) | Brad Dombroski |  | Next Day | Jennah Judd | MATERIAL | Ordered | 00-877298-01 | cable pusher | 4 | 0 | 14.9625 | Winter Haven Hospital | WHH | WHH-Radiology Services
78520 | 04/23/2019 05:59 PM | POC: Brian Dombroski | 04/23/2019 05:59 PM | Next Day | Jennah Judd | Robert Saunders | John Richardson | 726005141-0-CES | 04/24/2019 | Ordered | Jennah Judd | GE Healthcare (OEC ONLY) | Brad Dombroski |  | Next Day | Jennah Judd | MATERIAL | Ordered | 00-877298-01 | cable pusher | 4 | 0 | 14.9625 | Winter Haven Hospital | WHH | WHH-Radiology Services
78520 | 04/23/2019 05:59 PM | POC: Brian Dombroski | 04/23/2019 05:59 PM | Next Day | Jennah Judd | Robert Saunders | John Richardson | 726005141-0-CES | 04/24/2019 | Ordered | Jennah Judd | GE Healthcare (OEC ONLY) | Brad Dombroski |  | Next Day | Jennah Judd | MATERIAL | Ordered | 29-899042-00 | Removal Tool | 2 | 0 | 46.59 | Winter Haven Hospital | WHH | WHH-Radiology Services
78520 | 04/23/2019 05:59 PM | POC: Brian Dombroski | 04/23/2019 05:59 PM | Next Day | Jennah Judd | Robert Saunders | John Richardson | 726005141-0-CES | 04/24/2019 | Ordered | Jennah Judd | GE Healthcare (OEC ONLY) | Brad Dombroski |  | Next Day | Jennah Judd | MATERIAL | Ordered | 00-885999-01 | Video cable assm-9900 | 1 | 0 | 560.1075 | Winter Haven Hospital | WHH | WHH-Radiology Services
78520 | 04/23/2019 05:59 PM | POC: Brian Dombroski | 04/23/2019 05:59 PM | Next Day | Jennah Judd | Robert Saunders | John Richardson | 726005141-0-CES | 04/24/2019 | Ordered | Jennah Judd | GE Healthcare (OEC ONLY) | Brad Dombroski |  | Next Day | Jennah Judd | MATERIAL | Ordered | 00-885999-01 | Video cable assm-9900 | 2 | 0 | 560.1075 | Winter Haven Hospital | WHH | WHH-Radiology Services
78562 | 04/24/2019 02:40 PM | Ground POC steve Tyson SFBH - 823620-6 800-237-6418 800-990-6375 fax | 04/24/2019 02:40 PM | Ground | Sue McCabe | George Rivera | David Booker | 755003953-0-CES | 04/24/2019 | Ordered | Sue McCabe | Mercury Medical |  |  | Ground | Sue McCabe | MATERIAL | Ordered | ES880VT2 | water trap with dissf inlet | 6 | 0 | 32 | South Florida Baptist Hospital | SFBH
78639 | 04/25/2019 04:52 PM | NOTE: Amazon Purchase for item. Details emailed to Brenda | 04/25/2019 04:52 PM | Next Day | Brenda Kans | Robert Saunders | John Richardson | PCARD 78639 | 04/26/2019 | Ordered | Brenda Kans | Amazon.com |  |  | Next Day | Brenda Kans | MATERIAL | Ordered | 10308 | Scigrip 4 10308, Weldon 4 for Acrylics | 2 | 0 | 10.99 | Winter Haven Hospital | WHH | WHH-Radiology Services
78649 | 04/26/2019 08:49 AM | Order hand pendent for bed. POC Paul Moseley | 04/26/2019 08:49 AM | Ground | Jennah Judd | Ronnie Darby | Dennis Davis | 726005144-0-CES | 04/26/2019 | Ordered | Jennah Judd | Hill-Rom Co Inc | web order |  | Ground | Jennah Judd | MATERIAL | Ordered | 16646201 | Hand pendant cable | 1 | 0 | 217.09 | Winter Haven Hospital | BRMC
78650 | 04/26/2019 09:00 AM | poc Tracy please use code 40 | 05/01/2019 08:00 AM | Ground | Jennah Judd | Mary Emery | David Booker | 755003954-0-CES | 04/26/2019 | Received | Jennah Judd | Hill-Rom Co Inc | Web Order |  | Ground | Jennah Judd | MATERIAL | Partial | 6981105 | vc left head rail cover | 1 | 1 | 21.77 | South Florida Baptist Hospital | SFBH
78650 | 04/26/2019 09:00 AM | poc Tracy please use code 40 | 05/01/2019 08:00 AM | Ground | Jennah Judd | Mary Emery | David Booker | 755003954-0-CES | 04/26/2019 | Received | Jennah Judd | Hill-Rom Co Inc | Web Order |  | Ground | Jennah Judd | MATERIAL | Partial | 14951701 | Left Label | 1 | 1 | 28.34 | South Florida Baptist Hospital | SFBH
78650 | 04/26/2019 09:00 AM | poc Tracy please use code 40 | 05/01/2019 08:00 AM | Ground | Jennah Judd | Mary Emery | David Booker | 755003954-0-CES | 04/26/2019 | Received | Jennah Judd | Hill-Rom Co Inc | Web Order |  | Ground | Jennah Judd | MATERIAL | Partial | 14951702 | Right Label | 1 | 1 | 28.34 | South Florida Baptist Hospital | SFBH
78650 | 04/26/2019 09:00 AM | poc Tracy please use code 40 | 05/01/2019 08:00 AM | Ground | Jennah Judd | Mary Emery | David Booker | 755003954-0-CES | 04/26/2019 | Received | Jennah Judd | Hill-Rom Co Inc | Web Order |  | Ground | Jennah Judd | MATERIAL | Partial | 70825104 | VC warning label | 1 | 1 | 4.75 | South Florida Baptist Hospital | SFBH
78651 | 04/26/2019 09:08 AM | poc Amanda please use code 40 | 05/01/2019 08:00 AM | Ground | Jennah Judd | Mary Emery | David Booker | 755003955-0-CES | 04/26/2019 | Ordered | Jennah Judd | Stryker Medical Div Stryker Co | Chris Campbell |  | Ground | Jennah Judd | MATERIAL | Ordered | 3001-200-815 | sensor coil cable foot end | 8 | 0 | 41.25 | South Florida Baptist Hospital | SFBH
78710 | 04/29/2019 01:03 PM | Next Day POC: Donald W. | 04/29/2019 01:03 PM | Next Day | Jennah Judd | Chris Wilson | John Richardson | 726005147-0-CES | 04/29/2019 | Ordered | Jennah Judd | ReMedPar Inc | Woods Fines |  | Next Day | Jennah Judd | MATERIAL | Ordered | SDK003-CC | NX PM kit | 1 | 0 | 2808 | Bartow Regional Medical Center | BRMC
78819 | 05/02/2019 09:30 AM | POC Diane Two Day BayCare - 35569 T: (800) 424-0737 F: (858) 836-5000, plz ask them to add my name to the order ty | 05/02/2019 09:30 AM | Next Day | Jennah Judd | George Rivera | David Booker | 755003961-0-CES | 05/02/2019 | Received | Jennah Judd | ResMed Corp | CSR |  | Next Day | Jennah Judd | MATERIAL | Partial | 19768 | Filter Cover, Resmed | 2 | 2 | 7 | South Florida Baptist Hospital | SFBH
78846 | 05/02/2019 12:27 PM | trays needed for MX40 telemetry quote is attached to the PO request | 05/02/2019 12:27 PM | Ground | Sue McCabe | John Campagnola | Brian Pruiett | 726005166-0-CES | 05/06/2019 | Ordered | Sue McCabe | USOC Bio-Medical Services | cs |  | Ground | Sue McCabe | MATERIAL | Ordered | US0C2721 | Battery tray | 20 | 0 | 25 | Bartow Regional Medical Center | BRMC
78945 | 05/06/2019 02:01 PM | repair JM-105 jaundice meter | 05/06/2019 02:01 PM | Ground | Jennah Judd | Stephen Luzier | Dwayne Wilcox | 726005176-0-CES | 05/13/2019 | Ordered | Jennah Judd | Draeger Medical Inc | csr |  | Ground | Jennah Judd | MATERIAL | Ordered | MU24842 | Battery | 1 | 0 | 148 | Winter Haven Hospital | WHH | WHW-NEONATAL INTENSIVE CARE(NICU)
79121 | 05/13/2019 01:53 PM | wheels needed for the surgery cart cost $274.68 as per larry | 05/13/2019 01:53 PM | Ground | Jennah Judd | John Campagnola | Dwayne Wilcox | 726005179-0-CES | 05/13/2019 | Ordered | Jennah Judd | Integrity Medical Products Inc |  |  | Ground | Jennah Judd | MATERIAL | Ordered | CWC25267445 | 5INCH CASTER | 2 | 0 | 60.81 | Bartow Regional Medical Center | BRMC
79121 | 05/13/2019 01:53 PM | wheels needed for the surgery cart cost $274.68 as per larry | 05/13/2019 01:53 PM | Ground | Jennah Judd | John Campagnola | Dwayne Wilcox | 726005179-0-CES | 05/13/2019 | Ordered | Jennah Judd | Integrity Medical Products Inc |  |  | Ground | Jennah Judd | MATERIAL | Ordered | CWC25267445B | 5INC CASTER WITH BRAKE | 2 | 0 | 76.53 | Bartow Regional Medical Center | BRMC
79148 | 05/14/2019 09:45 AM | Flat fee $2400 to get vendor onsite - PM parts/kits is addition cost POC: Vendor 888-783-7723 Ref# WO281760 | 05/14/2019 09:45 AM | On Site | Sue McCabe | Brian Mace | Dwayne Wilcox | 726005192-0-CES | 05/17/2019 | Ordered | Sue McCabe | Advanced Sterilization Product |  |  | On Site | Sue McCabe | MATERIAL | Ordered | 05068992100 | PM Kit 1 | 1 | 0 | 1017.23 | Winter Haven Hospital | WHH | WHH-Sterile Processing
79221 | 05/15/2019 02:25 PM | Transducer need . The probe has artifacts on it and needs to be replaced. This will be a trade in discount price . Quote is attached to the PO request. | 05/15/2019 02:25 PM | Next Day | Sue McCabe | John Campagnola | Jamie Clark | 726005188-0-CES | 05/15/2019 | Ordered | Sue McCabe | Mindray North America A Mindra |  |  | Next Day | Sue McCabe | MATERIAL | Ordered | 84007-30 | ultrasonic transducer | 1 | 0 | 6375 | Bartow Regional Medical Center | BRMC
79483 | 05/23/2019 01:38 PM | POC: J. R. with Gerbet | 05/23/2019 01:38 PM | Next Day | Jennah Judd | Robert Saunders | John Richardson | 755003979-0-CES | 05/23/2019 | Ordered | Jennah Judd | Liebel-Flarsheim Co LLC | csr |  | Next Day | Jennah Judd | MATERIAL | Ordered | 844410S | Cable, extension kit Optivantage Injector | 1 | 0 | 187.84 | South Florida Baptist Hospital | SFBH
79483 | 05/23/2019 01:38 PM | POC: J. R. with Gerbet | 05/23/2019 01:38 PM | Next Day | Jennah Judd | Robert Saunders | John Richardson | 755003979-0-CES | 05/23/2019 | Ordered | Jennah Judd | Liebel-Flarsheim Co LLC | csr |  | Next Day | Jennah Judd | MATERIAL | Ordered | 844410S | Cable, extension kit Optivantage Injector | 1 | 0 | 187.84 | South Florida Baptist Hospital | SFBH
79531 | 05/24/2019 01:51 PM | locking wheels are broken need to order two Cost $106.00 each POC- | 05/24/2019 01:51 PM | Next Day | Jennah Judd | John Campagnola | Dwayne Wilcox | 726005212-0-CES | 05/24/2019 | Ordered | Jennah Judd | Image Diagnostics Inc | WEB ORDER |  | Next Day | Jennah Judd | MATERIAL | Ordered | C000-0465 | Wheels (Casters) | 2 | 0 | 106 | Bartow Regional Medical Center | BRMC
79567 | 05/28/2019 11:55 AM | Parts needed to perform pm | 05/28/2019 11:55 AM | Next Day | Jennah Judd | Germaine Kinder | John Richardson | 755003980-0-CES | 05/28/2019 | Ordered | Jennah Judd | ReMedPar Inc |  |  | Next Day | Jennah Judd | MATERIAL | Ordered | SDK-004 | pm kit 1 | 1 | 0 | 373 | South Florida Baptist Hospital | SFBH
79574 | 05/28/2019 12:51 PM | POC Trent | 05/28/2019 12:51 PM | Next Day | Jennah Judd | Thomas Odaris | John Richardson | 755003981-0-CES | 05/28/2019 | Ordered | Jennah Judd | GE Precision Healthcare LLC |  |  | Next Day | Jennah Judd | MATERIAL | Ordered | 5756415 | OPI 4 button kit | 1 | 0 | 1042.5 | South Florida Baptist Hospital | SFBH
79574 | 05/28/2019 12:51 PM | POC Trent | 05/28/2019 12:51 PM | Next Day | Jennah Judd | Thomas Odaris | John Richardson | 755003981-0-CES | 05/28/2019 | Ordered | Jennah Judd | GE Precision Healthcare LLC |  |  | Next Day | Jennah Judd | MATERIAL | Ordered | 6020715-3 | OP IO Button Kit logiq S8 | 1 | 0 | 389.25 | South Florida Baptist Hospital | SFBH
79632 | 05/29/2019 03:10 PM | Epump Recertification Set for Kangaroo Pump Stock item for Shop Spoke to Joseph, $27.93 per case of 5 | 05/29/2019 03:10 PM | Ground | Jennah Judd | Ezra Taylor | Dwayne Wilcox | 726005216-0-CES | 05/29/2019 | Ordered | Jennah Judd | Cardinal Health Medical Produc |  |  | Ground | Jennah Judd | MATERIAL | Ordered | 776150 | Recertification kit, pump | 1 | 0 | 27.93 | Winter Haven Hospital | WHH | WHH-Clinical Engineering Services
79660 | 05/30/2019 01:51 PM | POC: Keith Croley NOTE: Please send hardcopy PO to Keith.Croley@alphasource.com with instruction to DropShip Next Day | 05/30/2019 01:51 PM | Next Day | Sue McCabe | Robert Saunders | John Richardson | 755003983-0-CES | 05/30/2019 | Ordered | Sue McCabe | Alpha Source Inc | cs |  | Next Day | Sue McCabe | MATERIAL | Ordered | LU1855ST | Detector | 1 | 0 | 5300.59 | South Florida Baptist Hospital | SFBH
79828 | 06/04/2019 03:01 PM | poc BD | 07/04/2019 08:00 AM | Ground | Jennah Judd | Mary Emery | David Booker | 755003987-0-CES | 06/04/2019 | Cancelled | Jennah Judd | CareFusion Alaris |  |  | Ground | Jennah Judd | MATERIAL | Ordered | 49000270 | Bezel assembly, LVP 8100 | 100 | 0 | 0 | South Florida Baptist Hospital | SFBH
80021 | 06/10/2019 04:28 PM | P.O.C Emanuel Colon | 06/10/2019 04:28 PM | Next Day | Jennah Judd | Robert Saunders | John Richardson | 755003993-0-CES | 06/10/2019 | Ordered | Jennah Judd | Liebel-Flarsheim Co LLC | Courtney Kooger |  | Next Day | Jennah Judd | MATERIAL | Ordered | 844364S | Touchscreen Fujitsu, Optivantage Injector | 1 | 0 | 181.98 | South Florida Baptist Hospital | SFBH
8005 | 03/01/2012 12:35 PM | POC Sunaina P: (303) 384-3246 F: (303) 384-1904 RMA# 0312-0003 Loaner serial# 30621PD7 | 03/01/2012 07:00 AM | Next Day | Barbara Whitehead | Thomas Odaris | Mary Emery | 755001523-0-CES | 03/01/2012 | Received | Barbara Whitehead | GE Healthcare Unisyn (PROBES) |  |  | Next Day | Barbara Whitehead | MATERIAL | Partial | 2401359 | 4C Loaner Probe | 1 | 1 | 0 | South Florida Baptist Hospital | SFBH
80091 | 06/12/2019 08:54 AM | POC Norma | 06/12/2019 08:54 AM | Next Day | Sue McCabe | Thomas Odaris | John Richardson | 755003994-0-CES | 06/12/2019 | Ordered | Sue McCabe | GE Precision Healthcare LLC | CS |  | Next Day | Sue McCabe | MATERIAL | Ordered | 5433408-12 | BEP IO Board | 1 | 0 | 1747.5 | South Florida Baptist Hospital | SFBH
80233 | 06/17/2019 09:01 AM | poc John | 06/17/2019 09:01 AM | On Site | Sue McCabe | Mary Emery | David Booker | 755003998-0-CES | 06/17/2019 | Reopen | Sue McCabe | Hill-Rom Co Inc |  |  | On Site | Sue McCabe | MATERIAL | Open | 1823611 | Column Cladding | 1 | 0 | 1720.67 | South Florida Baptist Hospital | SFBH
80233 | 06/17/2019 09:01 AM | poc John | 06/17/2019 09:01 AM | On Site | Sue McCabe | Mary Emery | David Booker | 755003998-0-CES | 06/17/2019 | Reopen | Sue McCabe | Hill-Rom Co Inc |  |  | On Site | Sue McCabe | MATERIAL | Open | 1823589 | SET | 1 | 0 | 211.71 | South Florida Baptist Hospital | SFBH
80233 | 06/17/2019 09:01 AM | poc John | 06/17/2019 09:01 AM | On Site | Sue McCabe | Mary Emery | David Booker | 755003998-0-CES | 06/17/2019 | Reopen | Sue McCabe | Hill-Rom Co Inc |  |  | On Site | Sue McCabe | MATERIAL | Open | 1966991 | Label | 1 | 0 | 41.15 | South Florida Baptist Hospital | SFBH
80233 | 06/17/2019 09:01 AM | poc John | 06/17/2019 09:01 AM | On Site | Sue McCabe | Mary Emery | David Booker | 755003998-0-CES | 06/17/2019 | Reopen | Sue McCabe | Hill-Rom Co Inc |  |  | On Site | Sue McCabe | MATERIAL | Open | 1764098 | Label | 2 | 0 | 35.79 | South Florida Baptist Hospital | SFBH
80504 | 06/24/2019 11:52 AM | Po needed for new brackets that came in for respiratory POC Larry Gardinal. Quote is attached to the PO request | 06/24/2019 11:52 AM | Ground | Jennah Judd | John Campagnola | Dwayne Wilcox | 726005296-0-CES | 06/24/2019 | Ordered | Jennah Judd | Integrity Medical Products Inc | Larry G |  | Ground | Jennah Judd | MATERIAL | Ordered | AA-PC-125-8-32 | 1.25 in. post clamp | 2 | 0 | 33 | Bartow Regional Medical Center | BRMC
80504 | 06/24/2019 11:52 AM | Po needed for new brackets that came in for respiratory POC Larry Gardinal. Quote is attached to the PO request | 06/24/2019 11:52 AM | Ground | Jennah Judd | John Campagnola | Dwayne Wilcox | 726005296-0-CES | 06/24/2019 | Ordered | Jennah Judd | Integrity Medical Products Inc | Larry G |  | Ground | Jennah Judd | MATERIAL | Ordered | HARDWARE | Misc | 1 | 0 | 10 | Bartow Regional Medical Center | BRMC
80504 | 06/24/2019 11:52 AM | Po needed for new brackets that came in for respiratory POC Larry Gardinal. Quote is attached to the PO request | 06/24/2019 11:52 AM | Ground | Jennah Judd | John Campagnola | Dwayne Wilcox | 726005296-0-CES | 06/24/2019 | Ordered | Jennah Judd | Integrity Medical Products Inc | Larry G |  | Ground | Jennah Judd | MATERIAL | Ordered | AA-PC-125-8-32 | 1.25 in. post clamp | 2 | 0 | 33 | Bartow Regional Medical Center | BRMC
80557 | 06/25/2019 09:49 AM | Overnight parts for Giraffe repair. | 06/25/2019 09:49 AM | Next Day | Jennah Judd | Stephen Luzier | Brian Pruiett | 726005256-0-CES | 06/25/2019 | Received | Jennah Judd | Datex-Ohmeda Inc Div GE Health | Web Order |  | Next Day | Jennah Judd | MATERIAL | Partial | 6600-1000-400 | Motor mount | 4 | 4 | 4.5 | Winter Haven Hospital | WHH | WHW-NEONATAL INTENSIVE CARE(NICU)
80557 | 06/25/2019 09:49 AM | Overnight parts for Giraffe repair. | 06/25/2019 09:49 AM | Next Day | Jennah Judd | Stephen Luzier | Brian Pruiett | 726005256-0-CES | 06/25/2019 | Received | Jennah Judd | Datex-Ohmeda Inc Div GE Health | Web Order |  | Next Day | Jennah Judd | MATERIAL | Partial | 6600-1557-500 | Fan Seal, Giraffe | 1 | 1 | 20.7 | Winter Haven Hospital | WHH | WHW-NEONATAL INTENSIVE CARE(NICU)
80557 | 06/25/2019 09:49 AM | Overnight parts for Giraffe repair. | 06/25/2019 09:49 AM | Next Day | Jennah Judd | Stephen Luzier | Brian Pruiett | 726005256-0-CES | 06/25/2019 | Received | Jennah Judd | Datex-Ohmeda Inc Div GE Health | Web Order |  | Next Day | Jennah Judd | MATERIAL | Partial | 6600-1440-500 | Fan hub, Giraffe | 1 | 1 | 9.54 | Winter Haven Hospital | WHH | WHW-NEONATAL INTENSIVE CARE(NICU)
80632 | 06/26/2019 03:44 PM | Part needed to repair unit. | 06/26/2019 03:44 PM | Next Day | Jennah Judd | Germaine Kinder | John Richardson | 726005303-0-CES | 06/26/2019 | Ordered | Jennah Judd | ReMedPar Inc | WOODS FINES |  | Next Day | Jennah Judd | MATERIAL | Ordered | 31-52703-2-001 | control board assembly | 1 | 0 | 3786 | Winter Haven Hospital | WHH | WHH-Sterile Processing
80633 | 06/26/2019 03:54 PM | parts needed for pm | 06/26/2019 03:54 PM | Next Day | Jennah Judd | Germaine Kinder | John Richardson | 755004013-0-CES | 06/26/2019 | Ordered | Jennah Judd | ReMedPar Inc | Woods Fines |  | Next Day | Jennah Judd | MATERIAL | Ordered | SDK058 | PM 1 Kit 100NX | 1 | 0 | 550 | South Florida Baptist Hospital | SFBH
80665 | 06/27/2019 02:05 PM | Parts order Fuse holder POC Jody | 06/27/2019 02:05 PM | Ground | Sue McCabe | Mary Emery | David Booker | 755004015-0-CES | 06/27/2019 | Ordered | Sue McCabe | Newark Element14 |  |  | Ground | Sue McCabe | MATERIAL | Ordered | 92F1946 | Fuseholder, Panel Mount, Front Side | 10 | 0 | 4.12 | South Florida Baptist Hospital | SFBH
80745 | 07/01/2019 11:57 AM | needed for shop stock | 07/01/2019 11:57 AM | Ground | Sue McCabe | John Campagnola | Dwayne Wilcox | 726005316-0-CES | 07/01/2019 | Ordered | Sue McCabe | Newark Element14 |  |  | Ground | Sue McCabe | MATERIAL | Ordered | 55Y9969 | Mouse, Optical, Wired, USB, Black | 2 | 0 | 7.85 | Bartow Regional Medical Center | BRMC
80745 | 07/01/2019 11:57 AM | needed for shop stock | 07/01/2019 11:57 AM | Ground | Sue McCabe | John Campagnola | Dwayne Wilcox | 726005316-0-CES | 07/01/2019 | Ordered | Sue McCabe | Newark Element14 |  |  | Ground | Sue McCabe | MATERIAL | Ordered | 55Y9945 | USB Keyboard | 2 | 0 | 29.82 | Bartow Regional Medical Center | BRMC
80747 | 07/01/2019 12:14 PM | Spare UPS are needed for Shop Stock | 07/01/2019 12:14 PM | Ground | Jennah Judd | John Campagnola | Dwayne Wilcox | 726005317-0-CES | 07/01/2019 | Ordered | Jennah Judd | CDW Computer Center |  |  | Ground | Jennah Judd | MATERIAL | Ordered | 774472 | APC Smart -UPS 450VA 1U | 4 | 0 | 175.99 | Bartow Regional Medical Center | BRMC
80756 | 07/01/2019 01:09 PM | parts are needed to have spares for the telemetry system | 07/01/2019 01:09 PM | Ground | Jennah Judd | John Campagnola | Dwayne Wilcox | 726005323-0-CES | 07/03/2019 | Ordered | Jennah Judd | Hall Research | Pete Fox |  | Ground | Jennah Judd | MATERIAL | Ordered | UV2-S | Transmitter | 1 | 0 | 405 | Bartow Regional Medical Center | BRMC
80756 | 07/01/2019 01:09 PM | parts are needed to have spares for the telemetry system | 07/01/2019 01:09 PM | Ground | Jennah Judd | John Campagnola | Dwayne Wilcox | 726005323-0-CES | 07/03/2019 | Ordered | Jennah Judd | Hall Research | Pete Fox |  | Ground | Jennah Judd | MATERIAL | Ordered | UV1-R | reciever | 1 | 0 | 170 | Bartow Regional Medical Center | BRMC
80939 | 07/08/2019 09:12 AM | Vendor on site repair. Service Request#: 1-5552744997 Contact: Luis Massas Date Opened: 07/05/2019 09:24:12 | 07/08/2019 09:12 AM | On Site | Sue McCabe | Brian Mace | Dwayne Wilcox | 726005329-0-CES | 07/08/2019 | Ordered | Sue McCabe | STERIS Corp |  |  | On Site | Sue McCabe | MATERIAL | Ordered | P146660533 | funnel,cap | 1 | 0 | 496.26 | Winter Haven Hospital | WHH | WHH-Sterile Processing
80970 | 07/08/2019 01:21 PM | poc-linda replacement bolus button on epidural infusion pump | 07/08/2019 01:21 PM | Next Day | Sue McCabe | Jeff Pendland | David Booker | 755004021-0-CES | 07/08/2019 | Ordered | Sue McCabe | Progressive Medical Inc (PMI) |  |  | Next Day | Sue McCabe | MATERIAL | Ordered | 6746-006 | Bolus button | 1 | 0 | 168 | South Florida Baptist Hospital | SFBH
80970 | 07/08/2019 01:21 PM | poc-linda replacement bolus button on epidural infusion pump | 07/08/2019 01:21 PM | Next Day | Sue McCabe | Jeff Pendland | David Booker | 755004021-0-CES | 07/08/2019 | Ordered | Sue McCabe | Progressive Medical Inc (PMI) |  |  | Next Day | Sue McCabe | MATERIAL | Ordered | 6746-006 | Bolus button | 1 | 0 | 168 | South Florida Baptist Hospital | SFBH
81050 | 07/10/2019 08:47 AM | poc Tom Summer | 07/10/2019 08:47 AM | Ground | Sue McCabe | Jeff Pendland | Mary Emery | 755004023-0-CES | 07/10/2019 | Ordered | Sue McCabe | ERS Inc Bio-Medical Service |  |  | Ground | Sue McCabe | MATERIAL | Ordered | 70010 | NEO-LEAD WIRES | 2 | 0 | 54.95 | South Florida Baptist Hospital | SFBH
81058 | 07/10/2019 09:58 AM | POC Mike 844-656-9418 (561) 203-2269 | 07/10/2019 09:58 AM | Ground | Sue McCabe | George Rivera | David Booker | 755004025-0-CES | 07/11/2019 | Ordered | Sue McCabe | Biomedical Repair & Consulting |  |  | Ground | Sue McCabe | MATERIAL | Ordered | PROCOVER-PACK | serial port cover | 2 | 0 | 42.5 | South Florida Baptist Hospital | SFBH
81060 | 07/10/2019 10:17 AM | Part is needed due to the damage to the pin connectors . POC GE $513.45 barcode cable PS2 connector . This will need to be charged to PSU Dept# 12532 | 07/10/2019 10:17 AM | Ground | Sue McCabe | John Campagnola | Brian Pruiett | 726005346-0-CES | 07/12/2019 | Ordered | Sue McCabe | GE Healthcare (OEC ONLY) |  |  | Ground | Sue McCabe | MATERIAL | Ordered | 2055394-001 | Bar reader cord | 1 | 0 | 513.45 | Bartow Regional Medical Center | BRMC
81175 | 07/12/2019 02:34 PM | $0.00 PO# needed to request a loaner ESU from Olympus. | 07/12/2019 02:34 PM | Ground | Jennah Judd | Brian Mace | Dwayne Wilcox | 726005348-0-CES | 07/12/2019 | Ordered | Jennah Judd | Olympus America Inc | REPAIR |  | Ground | Jennah Judd | MATERIAL | Ordered | LOANER | loaner | 1 | 0 | 0 | Winter Haven Hospital | WHH | WHH-SURGERY
81178 | 07/12/2019 04:43 PM | Emergency PO#726023979 was used to request the repair/pm of BayCare owned equipment and a loaner insufflator ****The loaner does not need to be ordered.**** Erica was the POC and the PO was provided to her | 07/12/2019 04:43 PM | Next Day | Jennah Judd | Gary Maultsby | Dwayne Wilcox | 726003979-0-CES | 07/15/2019 | Ordered | Jennah Judd | CONMED Corp | REPAIR |  | Next Day | Jennah Judd | MATERIAL | Ordered | LOANER | loaner | 1 | 0 | 4495 | Winter Haven Hospital | WHH | WHH-SURGERY
81296 | 07/17/2019 11:44 AM | Need Philips AA MX40 Battery Tray Adapter for Stock Parts, 1 left in stock and need more ASAP Part# 453564132721, Qty need 5@ $25.00 EA | 07/17/2019 11:44 AM | Ground | Sue McCabe | Ezra Taylor | Dwayne Wilcox | 726005354-0-CES | 07/17/2019 | Ordered | Sue McCabe | Philips Healthcare |  |  | Ground | Sue McCabe | MATERIAL | Ordered | 453564132721 | MX40 Battery Tray | 5 | 0 | 25 | Winter Haven Hospital | WHH | WHH-Clinical Engineering Services
81321 | 07/17/2019 03:56 PM | poc Kate | 07/25/2019 08:00 AM | Ground | Sue McCabe | George Rivera | David Booker | 755004033-0-CES | 07/18/2019 | Ordered | Sue McCabe | AngioDynamics Inc |  |  | Ground | Sue McCabe | MATERIAL | Ordered | H965700406130 | Blood Pressure Cable | 1 | 0 | 88 | South Florida Baptist Hospital | SFBH
81321 | 07/17/2019 03:56 PM | poc Kate | 07/25/2019 08:00 AM | Ground | Sue McCabe | George Rivera | David Booker | 755004033-0-CES | 07/18/2019 | Ordered | Sue McCabe | AngioDynamics Inc |  |  | Ground | Sue McCabe | MATERIAL | Ordered | H965700406130 | Blood Pressure Cable | 1 | 0 | 88 | South Florida Baptist Hospital | SFBH
81370 | 07/19/2019 10:50 AM | POC Ge | 07/19/2019 10:50 AM | Next Day | Sue McCabe | Thomas Odaris | John Richardson | 711009114-0-CES | 07/19/2019 | Ordered | Sue McCabe | GE Precision Healthcare LLC |  |  | Next Day | Sue McCabe | MATERIAL | Open | 5793411 | SRVC Reservoir asm | 1 | 0 | 1190 | South Florida Baptist Hospital | SAH
81373 | 07/19/2019 12:02 PM | POC Norma | 07/19/2019 12:02 PM | Next Day | Sue McCabe | Thomas Odaris | John Richardson | 755004036-0-CES | 07/19/2019 | Ordered | Sue McCabe | Exclusive Medical Solutions |  |  | Next Day | Sue McCabe | MATERIAL | Ordered | UP-895MD | Ultrasound Printer | 1 | 0 | 450 | South Florida Baptist Hospital | SFBH
81436 | 07/22/2019 01:32 PM | NOTE: Brenda sent email about Amazon Next Day request Attn: Brenda | 07/22/2019 01:32 PM | Next Day | Brenda Kans | Robert Saunders | John Richardson | PCARD 81436 | 07/22/2019 | Ordered | Brenda Kans | Amazon.com |  |  | Next Day | Brenda Kans | MATERIAL | Ordered | WUSB6300 | Linksys AC1200 Wireless USB Adapter | 1 | 0 | 39.95 | South Florida Baptist Hospital | SFBH
81466 | 07/23/2019 09:48 AM | CES stock bed parts. POC Christopher Campbell | 07/23/2019 09:48 AM | Ground | Sue McCabe | Ronnie Darby | Dennis Davis | 726005365-0-CES | 07/23/2019 | Partial | Sue McCabe | Stryker Medical Div Stryker Co |  |  | Ground | Sue McCabe | MATERIAL | Partial | 3001990100 | interface cable | 10 | 0 | 105.4 | Winter Haven Hospital | WHH | WHH-Beds
81466 | 07/23/2019 09:48 AM | CES stock bed parts. POC Christopher Campbell | 07/23/2019 09:48 AM | Ground | Sue McCabe | Ronnie Darby | Dennis Davis | 726005365-0-CES | 07/23/2019 | Partial | Sue McCabe | Stryker Medical Div Stryker Co |  |  | Ground | Sue McCabe | MATERIAL | Partial | 3001200864 | cable lift power coil | 3 | 0 | 42.59 | Winter Haven Hospital | WHH | WHH-Beds
81466 | 07/23/2019 09:48 AM | CES stock bed parts. POC Christopher Campbell | 07/23/2019 09:48 AM | Ground | Sue McCabe | Ronnie Darby | Dennis Davis | 726005365-0-CES | 07/23/2019 | Partial | Sue McCabe | Stryker Medical Div Stryker Co |  |  | Ground | Sue McCabe | MATERIAL | Partial | 3000501001 | MODULE - GATCH FOWLER PANEL | 10 | 10 | 4.46 | Winter Haven Hospital | WHH | WHH-Beds
81466 | 07/23/2019 09:48 AM | CES stock bed parts. POC Christopher Campbell | 07/23/2019 09:48 AM | Ground | Sue McCabe | Ronnie Darby | Dennis Davis | 726005365-0-CES | 07/23/2019 | Partial | Sue McCabe | Stryker Medical Div Stryker Co |  |  | Ground | Sue McCabe | MATERIAL | Partial | 3001500003 | MODULE FOOTBOARD BLANK | 10 | 0 | 4.46 | Winter Haven Hospital | WHH | WHH-Beds
81466 | 07/23/2019 09:48 AM | CES stock bed parts. POC Christopher Campbell | 07/23/2019 09:48 AM | Ground | Sue McCabe | Ronnie Darby | Dennis Davis | 726005365-0-CES | 07/23/2019 | Partial | Sue McCabe | Stryker Medical Div Stryker Co |  |  | Ground | Sue McCabe | MATERIAL | Partial | 3000508001 | BED EXIT MODULE PANEL (CP) | 10 | 0 | 6.07 | Winter Haven Hospital | WHH | WHH-Beds
81466 | 07/23/2019 09:48 AM | CES stock bed parts. POC Christopher Campbell | 07/23/2019 09:48 AM | Ground | Sue McCabe | Ronnie Darby | Dennis Davis | 726005365-0-CES | 07/23/2019 | Partial | Sue McCabe | Stryker Medical Div Stryker Co |  |  | Ground | Sue McCabe | MATERIAL | Partial | 3001507001 | SCALE MODULE, PLASTIC | 10 | 0 | 5.95 | Winter Haven Hospital | WHH | WHH-Beds
81466 | 07/23/2019 09:48 AM | CES stock bed parts. POC Christopher Campbell | 07/23/2019 09:48 AM | Ground | Sue McCabe | Ronnie Darby | Dennis Davis | 726005365-0-CES | 07/23/2019 | Partial | Sue McCabe | Stryker Medical Div Stryker Co |  |  | Ground | Sue McCabe | MATERIAL | Partial | 5000020005 | inner arm cover | 20 | 0 | 4.46 | Winter Haven Hospital | WHH | WHH-Beds
81466 | 07/23/2019 09:48 AM | CES stock bed parts. POC Christopher Campbell | 07/23/2019 09:48 AM | Ground | Sue McCabe | Ronnie Darby | Dennis Davis | 726005365-0-CES | 07/23/2019 | Partial | Sue McCabe | Stryker Medical Div Stryker Co |  |  | Ground | Sue McCabe | MATERIAL | Partial | 3002501002 | gatch/fowler module label | 20 | 0 | 3.72 | Winter Haven Hospital | WHH | WHH-Beds
81466 | 07/23/2019 09:48 AM | CES stock bed parts. POC Christopher Campbell | 07/23/2019 09:48 AM | Ground | Sue McCabe | Ronnie Darby | Dennis Davis | 726005365-0-CES | 07/23/2019 | Partial | Sue McCabe | Stryker Medical Div Stryker Co |  |  | Ground | Sue McCabe | MATERIAL | Partial | 3002507011 | label,scale | 10 | 0 | 1.74 | Winter Haven Hospital | WHH | WHH-Beds
81466 | 07/23/2019 09:48 AM | CES stock bed parts. POC Christopher Campbell | 07/23/2019 09:48 AM | Ground | Sue McCabe | Ronnie Darby | Dennis Davis | 726005365-0-CES | 07/23/2019 | Partial | Sue McCabe | Stryker Medical Div Stryker Co |  |  | Ground | Sue McCabe | MATERIAL | Partial | 3002508012 | LABEL CHAPERONE TWO W/ZONE CTL | 10 | 0 | 1.79 | Winter Haven Hospital | WHH | WHH-Beds
81466 | 07/23/2019 09:48 AM | CES stock bed parts. POC Christopher Campbell | 07/23/2019 09:48 AM | Ground | Sue McCabe | Ronnie Darby | Dennis Davis | 726005365-0-CES | 07/23/2019 | Partial | Sue McCabe | Stryker Medical Div Stryker Co |  |  | Ground | Sue McCabe | MATERIAL | Partial | 3002400633 | left side outer panel label secureII | 10 | 0 | 9.77 | Winter Haven Hospital | WHH | WHH-Beds
81466 | 07/23/2019 09:48 AM | CES stock bed parts. POC Christopher Campbell | 07/23/2019 09:48 AM | Ground | Sue McCabe | Ronnie Darby | Dennis Davis | 726005365-0-CES | 07/23/2019 | Partial | Sue McCabe | Stryker Medical Div Stryker Co |  |  | Ground | Sue McCabe | MATERIAL | Partial | 3002400643 | right side hand rail outer panal label secureII | 10 | 0 | 9.77 | Winter Haven Hospital | WHH | WHH-Beds
81466 | 07/23/2019 09:48 AM | CES stock bed parts. POC Christopher Campbell | 07/23/2019 09:48 AM | Ground | Sue McCabe | Ronnie Darby | Dennis Davis | 726005365-0-CES | 07/23/2019 | Partial | Sue McCabe | Stryker Medical Div Stryker Co |  |  | Ground | Sue McCabe | MATERIAL | Partial | 3002400623 | left side inner panel label secureII | 10 | 0 | 8.58 | Winter Haven Hospital | WHH | WHH-Beds
81466 | 07/23/2019 09:48 AM | CES stock bed parts. POC Christopher Campbell | 07/23/2019 09:48 AM | Ground | Sue McCabe | Ronnie Darby | Dennis Davis | 726005365-0-CES | 07/23/2019 | Partial | Sue McCabe | Stryker Medical Div Stryker Co |  |  | Ground | Sue McCabe | MATERIAL | Partial | 3002400613 | nc.,tv ,light label in rt | 10 | 0 | 8.58 | Winter Haven Hospital | WHH | WHH-Beds
81466 | 07/23/2019 09:48 AM | CES stock bed parts. POC Christopher Campbell | 07/23/2019 09:48 AM | Ground | Sue McCabe | Ronnie Darby | Dennis Davis | 726005365-0-CES | 07/23/2019 | Partial | Sue McCabe | Stryker Medical Div Stryker Co |  |  | Ground | Sue McCabe | MATERIAL | Partial | 3001400050 | outer panel side rail | 15 | 0 | 30.85 | Winter Haven Hospital | WHH | WHH-Beds
81466 | 07/23/2019 09:48 AM | CES stock bed parts. POC Christopher Campbell | 07/23/2019 09:48 AM | Ground | Sue McCabe | Ronnie Darby | Dennis Davis | 726005365-0-CES | 07/23/2019 | Partial | Sue McCabe | Stryker Medical Div Stryker Co |  |  | Ground | Sue McCabe | MATERIAL | Partial | 3001400101 | inner panel left | 20 | 0 | 24.97 | Winter Haven Hospital | WHH | WHH-Beds
81466 | 07/23/2019 09:48 AM | CES stock bed parts. POC Christopher Campbell | 07/23/2019 09:48 AM | Ground | Sue McCabe | Ronnie Darby | Dennis Davis | 726005365-0-CES | 07/23/2019 | Partial | Sue McCabe | Stryker Medical Div Stryker Co |  |  | Ground | Sue McCabe | MATERIAL | Partial | 3001400201 | inner Panel right | 20 | 0 | 24.97 | Winter Haven Hospital | WHH | WHH-Beds
81466 | 07/23/2019 09:48 AM | CES stock bed parts. POC Christopher Campbell | 07/23/2019 09:48 AM | Ground | Sue McCabe | Ronnie Darby | Dennis Davis | 726005365-0-CES | 07/23/2019 | Partial | Sue McCabe | Stryker Medical Div Stryker Co |  |  | Ground | Sue McCabe | MATERIAL | Partial | 2035400050 | outer hand rail panel R&L | 10 | 0 | 56.21 | Winter Haven Hospital | WHH | WHH-Beds
81482 | 07/23/2019 02:23 PM | parts needed for Same day care project | 07/23/2019 02:23 PM | Ground | Sue McCabe | John Campagnola | Dwayne Wilcox | 726005368-0-CES | 07/23/2019 | Ordered | Sue McCabe | Philips Healthcare |  |  | Ground | Sue McCabe | MATERIAL | Ordered | 453564219911 | MP-5 Monitor tab | 3 | 0 | 78 | Bartow Regional Medical Center | BRMC
81482 | 07/23/2019 02:23 PM | parts needed for Same day care project | 07/23/2019 02:23 PM | Ground | Sue McCabe | John Campagnola | Dwayne Wilcox | 726005368-0-CES | 07/23/2019 | Ordered | Sue McCabe | Philips Healthcare |  |  | Ground | Sue McCabe | MATERIAL | Ordered | 453564107751 | MP-5 Small Parts Kit | 1 | 0 | 130 | Bartow Regional Medical Center | BRMC
81520 | 07/24/2019 12:37 PM | Battery Covers needed for stock and broken telemetry battery covers POC USOC biomedical | 07/24/2019 12:37 PM | Ground | Jennah Judd | John Campagnola | Dwayne Wilcox | 726005374-0-CES | 07/24/2019 | Ordered | Jennah Judd | USOC Bio-Medical Services | Bonnie Hyter |  | Ground | Jennah Judd | MATERIAL | Ordered | 453564205271 | MX40 Battery Door | 10 | 0 | 25 | Bartow Regional Medical Center | BRMC
81565 | 07/25/2019 03:12 PM | To Build PO for *****Emergency PO 755003037-0-CES used / Invoice 0000054836*** | 07/25/2019 03:12 PM | On Site | Jennah Judd | Balton Coleman | John Richardson | 755003037-0-CES | 07/25/2019 | Received | Jennah Judd | CMS Imaging Inc |  |  | On Site | Jennah Judd | MATERIAL | Open | MISC | Cable | 1 | 0 | 881 | South Florida Baptist Hospital | SFBH
81565 | 07/25/2019 03:12 PM | To Build PO for *****Emergency PO 755003037-0-CES used / Invoice 0000054836*** | 07/25/2019 03:12 PM | On Site | Jennah Judd | Balton Coleman | John Richardson | 755003037-0-CES | 07/25/2019 | Received | Jennah Judd | CMS Imaging Inc |  |  | On Site | Jennah Judd | MATERIAL | Open | SHIPPING | Expedite charge | 1 | 0 | 35 | South Florida Baptist Hospital | SFBH
81679 | 07/29/2019 03:42 PM | Parts needed for repair. | 07/29/2019 03:42 PM | Next Day | Jennah Judd | Germaine Kinder | John Richardson | 726005385-0-CES | 07/29/2019 | Ordered | Jennah Judd | STERIS Corp | web order |  | Next Day | Jennah Judd | MATERIAL | Ordered | P093927069 | level detector assembly | 1 | 0 | 176.11 | Winter Haven Hospital | WHH | WHH-Sterile Processing
81679 | 07/29/2019 03:42 PM | Parts needed for repair. | 07/29/2019 03:42 PM | Next Day | Jennah Judd | Germaine Kinder | John Richardson | 726005385-0-CES | 07/29/2019 | Ordered | Jennah Judd | STERIS Corp | web order |  | Next Day | Jennah Judd | MATERIAL | Ordered | P1764330662 | ferrule front and back | 4 | 0 | 16.66 | Winter Haven Hospital | WHH | WHH-Sterile Processing
81689 | 07/30/2019 10:16 AM | seat is needed for the SCI Fit Bike . Damaged hydraulics Cost $712.46 | 07/30/2019 10:16 AM | Ground | Sue McCabe | John Campagnola | Dwayne Wilcox | 726005387-0-CES | 07/30/2019 | Ordered | Sue McCabe | Life Fitness A Brunswick Corp |  |  | Ground | Sue McCabe | MATERIAL | Ordered | S6395 | Bariatric seat | 1 | 0 | 712.46 | Bartow Regional Medical Center | BRMC
81709 | 07/30/2019 02:44 PM | poc Don Nichols. order already placed. Issue PO only please. Dept approval to charge to CC 5105-33700, GL 722130. E-mail approval from dept manager sent. | 08/01/2019 08:00 AM | Two Day | Sue McCabe | Robert Saunders | Mary Emery | 755004052-0-CES | 07/30/2019 | Ordered | Sue McCabe | Siemens Medical Solutions USA |  |  | Two Day | Sue McCabe | MATERIAL | Ordered | 10185618 | Cushion Head Matrix | 1 | 0 | 489 | South Florida Baptist Hospital | SFBH
81709 | 07/30/2019 02:44 PM | poc Don Nichols. order already placed. Issue PO only please. Dept approval to charge to CC 5105-33700, GL 722130. E-mail approval from dept manager sent. | 08/01/2019 08:00 AM | Two Day | Sue McCabe | Robert Saunders | Mary Emery | 755004052-0-CES | 07/30/2019 | Ordered | Sue McCabe | Siemens Medical Solutions USA |  |  | Two Day | Sue McCabe | MATERIAL | Ordered | 7579787 | Spine coil cushon | 1 | 0 | 876 | South Florida Baptist Hospital | SFBH
81760 | 08/01/2019 09:23 AM | Needed for 2 Year Battery replacement Stephen was the POC | 08/01/2019 09:23 AM | Ground | Sue McCabe | Gary Maultsby | John Richardson | 726005395-0-CES | 08/01/2019 | Ordered | Sue McCabe | Physio-Control Inc |  |  | Ground | Sue McCabe | MATERIAL | Ordered | 11141-000112 | Battery, LP20e, Lithium Ion | 1 | 0 | 226.55 | Winter Haven Hospital | WHH | WHH-Emergency Service
81760 | 08/01/2019 09:23 AM | Needed for 2 Year Battery replacement Stephen was the POC | 08/01/2019 09:23 AM | Ground | Sue McCabe | Gary Maultsby | John Richardson | 726005395-0-CES | 08/01/2019 | Ordered | Sue McCabe | Physio-Control Inc |  |  | Ground | Sue McCabe | MATERIAL | Ordered | 11141-000112 | Battery, LP20e, Lithium Ion | 1 | 0 | 226.55 | Winter Haven Hospital | WHH | WHH-Emergency Service
81760 | 08/01/2019 09:23 AM | Needed for 2 Year Battery replacement Stephen was the POC | 08/01/2019 09:23 AM | Ground | Sue McCabe | Gary Maultsby | John Richardson | 726005395-0-CES | 08/01/2019 | Ordered | Sue McCabe | Physio-Control Inc |  |  | Ground | Sue McCabe | MATERIAL | Ordered | 11141-000112 | Battery, LP20e, Lithium Ion | 1 | 0 | 226.55 | Winter Haven Hospital | WHH | WHH-Emergency Service
81760 | 08/01/2019 09:23 AM | Needed for 2 Year Battery replacement Stephen was the POC | 08/01/2019 09:23 AM | Ground | Sue McCabe | Gary Maultsby | John Richardson | 726005395-0-CES | 08/01/2019 | Ordered | Sue McCabe | Physio-Control Inc |  |  | Ground | Sue McCabe | MATERIAL | Ordered | 11141-000112 | Battery, LP20e, Lithium Ion | 1 | 0 | 226.55 | Winter Haven Hospital | WHH | WHH-Emergency Service
81760 | 08/01/2019 09:23 AM | Needed for 2 Year Battery replacement Stephen was the POC | 08/01/2019 09:23 AM | Ground | Sue McCabe | Gary Maultsby | John Richardson | 726005395-0-CES | 08/01/2019 | Ordered | Sue McCabe | Physio-Control Inc |  |  | Ground | Sue McCabe | MATERIAL | Ordered | 11141-000112 | Battery, LP20e, Lithium Ion | 1 | 0 | 226.55 | Winter Haven Hospital | WHH | WHH-Emergency Service
81778 | 08/01/2019 12:22 PM | POC- KRISTA NEED TO ORDER P CARD QUOTE# SO72871932 SCHWINN CYCLING PHONE-360-859-2900 | 08/01/2019 12:22 PM | Ground | Brenda Kans | George Rivera | Mary Emery | PCARD 81778 | 08/01/2019 | Ordered | Brenda Kans | Amazon.com |  |  | Ground | Brenda Kans | MATERIAL | Ordered | 8007982 | AC ADAPTER | 1 | 0 | 12.99 | South Florida Baptist Hospital | SFBH
81820 | 08/02/2019 12:27 PM | POC- Dale | 08/02/2019 12:27 PM | Ground | Sue McCabe | David Lavandera | David Booker | 755004054-0-CES | 08/02/2019 | Ordered | Sue McCabe | ArjoHuntleigh A Getinge Group |  |  | Ground | Sue McCabe | MATERIAL | Ordered | NDA8200-INT | Maxi Move Battery Charger | 1 | 0 | 514.5 | South Florida Baptist Hospital | SFBH
81921 | 08/06/2019 10:18 AM | Needed for CAM 14 module repair and CES Shop stock Website was the POC | 08/06/2019 10:18 AM | Ground | Jennah Judd | Gary Maultsby | John Richardson | 726005410-0-CES | 08/06/2019 | Ordered | Jennah Judd | GE Healthcare IT (BIOMED ONLY) | web order |  | Ground | Jennah Judd | MATERIAL | Ordered | 2028778-003 | PCB Assembly, CAM 14 | 1 | 0 | 571 | Winter Haven Hospital | WHH | WHH-Non Invasive Cardiology
81921 | 08/06/2019 10:18 AM | Needed for CAM 14 module repair and CES Shop stock Website was the POC | 08/06/2019 10:18 AM | Ground | Jennah Judd | Gary Maultsby | John Richardson | 726005410-0-CES | 08/06/2019 | Ordered | Jennah Judd | GE Healthcare IT (BIOMED ONLY) | web order |  | Ground | Jennah Judd | MATERIAL | Ordered | 2102088-001 | cam 14 top cover | 1 | 0 | 72.72 | Winter Haven Hospital | WHH | WHH-Non Invasive Cardiology
81921 | 08/06/2019 10:18 AM | Needed for CAM 14 module repair and CES Shop stock Website was the POC | 08/06/2019 10:18 AM | Ground | Jennah Judd | Gary Maultsby | John Richardson | 726005410-0-CES | 08/06/2019 | Ordered | Jennah Judd | GE Healthcare IT (BIOMED ONLY) | web order |  | Ground | Jennah Judd | MATERIAL | Ordered | 2102088-001 | cam 14 top cover | 2 | 0 | 72.72 | Winter Haven Hospital | WHH | WHH-Non Invasive Cardiology
81921 | 08/06/2019 10:18 AM | Needed for CAM 14 module repair and CES Shop stock Website was the POC | 08/06/2019 10:18 AM | Ground | Jennah Judd | Gary Maultsby | John Richardson | 726005410-0-CES | 08/06/2019 | Ordered | Jennah Judd | GE Healthcare IT (BIOMED ONLY) | web order |  | Ground | Jennah Judd | MATERIAL | Ordered | 2026528-001 | Acquisition Module Holder | 1 | 0 | 108.27 | Winter Haven Hospital | WHH | WHH-Non Invasive Cardiology
81959 | 08/07/2019 08:32 AM | poc Brian Doherty | 08/07/2019 08:32 AM | On Site | Sue McCabe | Mary Emery | John Richardson | 755004058-0-CES | 08/07/2019 | Ordered | Sue McCabe | Getinge USA Inc |  |  | On Site | Sue McCabe | MATERIAL | Open | D997-00-0985-01 | Assy.Safety Disk English | 1 | 0 | 848.2 | South Florida Baptist Hospital | SFBH
82127 | 08/12/2019 12:41 PM | POC Norma | 08/12/2019 12:41 PM | Next Day | Jennah Judd | Thomas Odaris | Dwayne Wilcox | 755004064-0-CES | 08/12/2019 | Ordered | Jennah Judd | Exclusive Medical Solutions | LOANER |  | Next Day | Jennah Judd | MATERIAL | Ordered | IC5-9-D | Transducer Loaner | 1 | 0 | 1 | South Florida Baptist Hospital | SFBH
82159 | 08/13/2019 10:19 AM | POC-LINDA | 08/13/2019 10:19 AM | Two Day | Jennah Judd | Jeff Pendland | John Richardson | 755004065-0-CES | 08/13/2019 | Ordered | Jennah Judd | STERIS Corp | WEB ORDER |  | Two Day | Jennah Judd | MATERIAL | Ordered | P413720635 | Fan Assy Kit, Warmer | 1 | 0 | 309.83 | South Florida Baptist Hospital | SFBH
82180 | 08/13/2019 01:07 PM | Two Day POC Steve SFBH - 1093089 T: (800) 669-4968 F: 269.329.2213 | 08/13/2019 01:07 PM | Two Day | Jennah Judd | George Rivera | John Richardson | 755004067-0-CES | 08/13/2019 | Ordered | Jennah Judd | Stryker Medical Div Stryker Co | MELANIE SHEPARD |  | Two Day | Jennah Judd | MATERIAL | Ordered | 3003-318-801 | wiring bed extension | 1 | 0 | 145.5 | South Florida Baptist Hospital | SFBH
82180 | 08/13/2019 01:07 PM | Two Day POC Steve SFBH - 1093089 T: (800) 669-4968 F: 269.329.2213 | 08/13/2019 01:07 PM | Two Day | Jennah Judd | George Rivera | John Richardson | 755004067-0-CES | 08/13/2019 | Ordered | Jennah Judd | Stryker Medical Div Stryker Co | MELANIE SHEPARD |  | Two Day | Jennah Judd | MATERIAL | Ordered | 3003-318-801 | wiring bed extension | 2 | 0 | 145.5 | South Florida Baptist Hospital | SFBH
82188 | 08/13/2019 02:42 PM | poc Marlon | 08/13/2019 02:42 PM | Ground | Jennah Judd | George Rivera | Mary Emery | 755004069-0-CES | 08/13/2019 | Ordered | Jennah Judd | Philips Healthcare | CSR |  | Ground | Jennah Judd | MATERIAL | Ordered | M1949A | trunk cable | 1 | 0 | 172.8 | South Florida Baptist Hospital | SFBH
82188 | 08/13/2019 02:42 PM | poc Marlon | 08/13/2019 02:42 PM | Ground | Jennah Judd | George Rivera | Mary Emery | 755004069-0-CES | 08/13/2019 | Ordered | Jennah Judd | Philips Healthcare | CSR |  | Ground | Jennah Judd | MATERIAL | Ordered | 989803156261 | 5 Lead Radiolucent | 1 | 0 | 467.2 | South Florida Baptist Hospital | SFBH
82301 | 08/16/2019 01:26 PM | POC: Mike DO NOT ORDER. Part has already been replaced by vendor FSE. Send me PO hardcopy. | 08/16/2019 01:26 PM | On Site | Sue McCabe | Emanuel Colon | Dwayne Wilcox | 726005443-0-CES | 08/19/2019 | Ordered | Sue McCabe | Lumenis Inc |  |  | On Site | Sue McCabe | MATERIAL | Ordered | RKT-10006900 | Refurbished LPU Kit, Computer Main Board Hol 120P | 1 | 0 | 1249 | Winter Haven Hospital | WHH | WHH-SURGERY
82457 | 08/22/2019 11:07 AM | Two Day Web price BC-482106 800-558-7044 Parts 800-548-2011 (Parts) | 08/22/2019 11:07 AM | Two Day | Jennah Judd | George Rivera | Mary Emery | 755004078-0-CES | 08/22/2019 | Ordered | Jennah Judd | GE Healthcare IT (BIOMED ONLY) | web order |  | Two Day | Jennah Judd | MATERIAL | Ordered | 2093301-001 | Front Unit w/ T.S. Sensor | 1 | 0 | 485.62 | South Florida Baptist Hospital | SFBH
82457 | 08/22/2019 11:07 AM | Two Day Web price BC-482106 800-558-7044 Parts 800-548-2011 (Parts) | 08/22/2019 11:07 AM | Two Day | Jennah Judd | George Rivera | Mary Emery | 755004078-0-CES | 08/22/2019 | Ordered | Jennah Judd | GE Healthcare IT (BIOMED ONLY) | web order |  | Two Day | Jennah Judd | MATERIAL | Ordered | 2093301-001 | Front Unit w/ T.S. Sensor | 1 | 0 | 485.62 | South Florida Baptist Hospital | SFBH
82465 | 08/22/2019 12:54 PM | CES stock bed parts. POC Melanie Shepard | 08/22/2019 12:54 PM | Ground | Sue McCabe | Ronnie Darby | Dennis Davis | 726005454-0-CES | 08/22/2019 | Ordered | Sue McCabe | Stryker Medical Div Stryker Co |  |  | Ground | Sue McCabe | MATERIAL | Partial | 3002508004 | blank label | 20 | 20 | 5.7 | Winter Haven Hospital | WHH | WHH-Beds
82491 | 08/23/2019 11:32 AM | POC Grant No charge PO for tracking purpose. Part had already been ordered | 08/23/2019 11:32 AM | Next Day AM | Sue McCabe | Thomas Odaris | Dwayne Wilcox | 755004080-0-CES | 08/23/2019 | Ordered | Sue McCabe | GE Precision Healthcare LLC |  |  | Next Day AM | Sue McCabe | MATERIAL | Ordered | 5764211 | LS8 R4 OLED cable sets | 1 | 0 | 0 | South Florida Baptist Hospital | SFBH
82857 | 09/05/2019 09:16 AM | For the repair of BRMC Ultrasound. | 09/05/2019 09:16 AM | Two Day | Sue McCabe | Tom Heath | Dwayne Wilcox | 726005483-0-CES | 09/05/2019 | Ordered | Sue McCabe | GE Healthcare (OEC ONLY) |  |  | Two Day | Sue McCabe | MATERIAL | Ordered | 5737554 | kit with removable trackball and cable | 1 | 0 | 567 | Bartow Regional Medical Center | BRMC
82964 | 09/09/2019 10:51 AM | Battery needed for the PM . Cost $120.00 | 09/09/2019 10:51 AM | Next Day | Sue McCabe | John Campagnola | John Richardson | 726005495-0-CES | 09/09/2019 | Ordered | Sue McCabe | Covidien RMS Respiratory & Mon |  |  | Next Day | Sue McCabe | MATERIAL | Ordered | 4-070523-SP | Battery Pack, 840 Puritan Bennett | 1 | 0 | 120 | Bartow Regional Medical Center | BRMC
82964 | 09/09/2019 10:51 AM | Battery needed for the PM . Cost $120.00 | 09/09/2019 10:51 AM | Next Day | Sue McCabe | John Campagnola | John Richardson | 726005495-0-CES | 09/09/2019 | Ordered | Sue McCabe | Covidien RMS Respiratory & Mon |  |  | Next Day | Sue McCabe | MATERIAL | Ordered | 4-070523-SP | Battery Pack, 840 Puritan Bennett | 1 | 0 | 120 | Bartow Regional Medical Center | BRMC
82964 | 09/09/2019 10:51 AM | Battery needed for the PM . Cost $120.00 | 09/09/2019 10:51 AM | Next Day | Sue McCabe | John Campagnola | John Richardson | 726005495-0-CES | 09/09/2019 | Ordered | Sue McCabe | Covidien RMS Respiratory & Mon |  |  | Next Day | Sue McCabe | MATERIAL | Ordered | 4-070523-SP | Battery Pack, 840 Puritan Bennett | 1 | 0 | 120 | Bartow Regional Medical Center | BRMC
82964 | 09/09/2019 10:51 AM | Battery needed for the PM . Cost $120.00 | 09/09/2019 10:51 AM | Next Day | Sue McCabe | John Campagnola | John Richardson | 726005495-0-CES | 09/09/2019 | Ordered | Sue McCabe | Covidien RMS Respiratory & Mon |  |  | Next Day | Sue McCabe | MATERIAL | Ordered | 4-070523-SP | Battery Pack, 840 Puritan Bennett | 1 | 0 | 120 | Bartow Regional Medical Center | BRMC
82981 | 09/09/2019 12:31 PM | Battery needed for PM | 09/09/2019 12:31 PM | Next Day | Sue McCabe | John Campagnola | John Richardson | 726005494-0-CES | 09/09/2019 | Ordered | Sue McCabe | GE Healthcare (OEC ONLY) |  |  | Next Day | Sue McCabe | MATERIAL | Ordered | M1161722 | battery | 1 | 0 | 55.44 | Bartow Regional Medical Center | BRMC
83120 | 09/12/2019 09:09 AM | For the repair of ultrasounds IU22 unit. | 09/12/2019 09:09 AM | Two Day | Sue McCabe | Tom Heath | John Richardson | 726005501-0-CES | 09/12/2019 | Ordered | Sue McCabe | Global Medical Imaging LLC |  |  | Two Day | Sue McCabe | MATERIAL | Ordered | 453561338093 | Power supply for IE33 | 1 | 0 | 1615 | Winter Haven Hospital | WHH | WHH-Diagnostic Ultrasound
83120 | 09/12/2019 09:09 AM | For the repair of ultrasounds IU22 unit. | 09/12/2019 09:09 AM | Two Day | Sue McCabe | Tom Heath | John Richardson | 726005501-0-CES | 09/12/2019 | Ordered | Sue McCabe | Global Medical Imaging LLC |  |  | Two Day | Sue McCabe | MATERIAL | Ordered | 453561127691 | transducer holder assy | 1 | 0 | 175 | Winter Haven Hospital | WHH | WHH-Diagnostic Ultrasound
83120 | 09/12/2019 09:09 AM | For the repair of ultrasounds IU22 unit. | 09/12/2019 09:09 AM | Two Day | Sue McCabe | Tom Heath | John Richardson | 726005501-0-CES | 09/12/2019 | Ordered | Sue McCabe | Global Medical Imaging LLC |  |  | Two Day | Sue McCabe | MATERIAL | Ordered | 453561155722 | top enclosure | 1 | 0 | 300 | Winter Haven Hospital | WHH | WHH-Diagnostic Ultrasound
83120 | 09/12/2019 09:09 AM | For the repair of ultrasounds IU22 unit. | 09/12/2019 09:09 AM | Two Day | Sue McCabe | Tom Heath | John Richardson | 726005501-0-CES | 09/12/2019 | Ordered | Sue McCabe | Global Medical Imaging LLC |  |  | Two Day | Sue McCabe | MATERIAL | Ordered | 453561150561 | wrist rest cusion | 1 | 0 | 20 | Winter Haven Hospital | WHH | WHH-Diagnostic Ultrasound
83120 | 09/12/2019 09:09 AM | For the repair of ultrasounds IU22 unit. | 09/12/2019 09:09 AM | Two Day | Sue McCabe | Tom Heath | John Richardson | 726005501-0-CES | 09/12/2019 | Ordered | Sue McCabe | Global Medical Imaging LLC |  |  | Two Day | Sue McCabe | MATERIAL | Ordered | 453561384384 | control panel overlay | 1 | 0 | 200 | Winter Haven Hospital | WHH | WHH-Diagnostic Ultrasound
83120 | 09/12/2019 09:09 AM | For the repair of ultrasounds IU22 unit. | 09/12/2019 09:09 AM | Two Day | Sue McCabe | Tom Heath | John Richardson | 726005501-0-CES | 09/12/2019 | Ordered | Sue McCabe | Global Medical Imaging LLC |  |  | Two Day | Sue McCabe | MATERIAL | Ordered | 453561443123 | touch screen cover | 1 | 0 | 100 | Winter Haven Hospital | WHH | WHH-Diagnostic Ultrasound
83120 | 09/12/2019 09:09 AM | For the repair of ultrasounds IU22 unit. | 09/12/2019 09:09 AM | Two Day | Sue McCabe | Tom Heath | John Richardson | 726005501-0-CES | 09/12/2019 | Ordered | Sue McCabe | Global Medical Imaging LLC |  |  | Two Day | Sue McCabe | MATERIAL | Ordered | 453561150551 | wrist rest bracket | 1 | 0 | 50 | Winter Haven Hospital | WHH | WHH-Diagnostic Ultrasound
83120 | 09/12/2019 09:09 AM | For the repair of ultrasounds IU22 unit. | 09/12/2019 09:09 AM | Two Day | Sue McCabe | Tom Heath | John Richardson | 726005501-0-CES | 09/12/2019 | Ordered | Sue McCabe | Global Medical Imaging LLC |  |  | Two Day | Sue McCabe | MATERIAL | Ordered | 453561156373 | IU22 pan enclosure | 1 | 0 | 50 | Winter Haven Hospital | WHH | WHH-Diagnostic Ultrasound
83125 | 09/12/2019 10:50 AM | poc Steve Tyson | 09/19/2019 08:00 AM | Ground | Sue McCabe | George Rivera | Mary Emery | 755004122-0-CES | 10/02/2019 | Ordered | Sue McCabe | Mercury Medical |  |  | Ground | Sue McCabe | MATERIAL | Ordered | 6921493 | E cylinder washers | 1 | 0 | 17.54 | South Florida Baptist Hospital | SFBH
83214 | 09/16/2019 11:22 AM | POC Ed WHW1185, WHW1499 and WHW2003 Ground WHH - 810827535 813-622-7223 813-622-7876 fax | 09/16/2019 11:22 AM | Ground | Sue McCabe | Ed Vega | Dennis Davis | 726005510-0-CES | 09/17/2019 | Ordered | Sue McCabe | W W Grainger Inc |  |  | Ground | Sue McCabe | MATERIAL | Ordered | 3LJG5 | Socket Driver Set | 1 | 0 | 105.5 | Winter Haven Hospital | WHH | WHW-NEONATAL INTENSIVE CARE(NICU)
83215 | 09/16/2019 11:28 AM | electronic Vacuum cleaner is needed for equipment maintenance Website=POC Precision Data Products | 09/16/2019 11:28 AM | Ground | Brenda Kans | Gary Maultsby | John Richardson | PCARD 83215 | 09/17/2019 | Ordered | Brenda Kans | Amazon.com |  |  | Ground | Brenda Kans | MATERIAL | Ordered | 3M497AJM | 3M 497AJM Portable Electronic Vacuum Cleaner | 1 | 0 | 279 | Winter Haven Hospital | WHH | WHH-Clinical Engineering Services
83216 | 09/16/2019 11:47 AM | POC GE/Datex Ohmeda Price Website Two days Parts for WHW1185, WHW1499 and WHW2003 | 09/16/2019 11:47 AM | Two Day | Sue McCabe | Ed Vega | Jamie Clark | 726005509-0-CES | 09/16/2019 | Received | Sue McCabe | Datex-Ohmeda Inc Div GE Health |  |  | Two Day | Sue McCabe | MATERIAL | Partial | 6600-0236-850 | Fan Filter | 1 | 0 | 54.51 | Winter Haven Hospital | WHH | WHW-NEONATAL INTENSIVE CARE(NICU)
83321 | 09/18/2019 12:26 PM | switch needed for ultrasound LE9 POC David Weide $308.00 | 09/18/2019 12:26 PM | Ground | Sue McCabe | John Campagnola | John Richardson | 726005520-0-CES | 09/20/2019 | Ordered | Sue McCabe | Datex-Ohmeda Inc Div GE Health |  |  | Ground | Sue McCabe | MATERIAL | Ordered | GA200270-2 | Button Frame UI Assembly | 1 | 0 | 308 | Bartow Regional Medical Center | BRMC
83364 | 09/19/2019 02:12 PM | POC-MIKE | 09/19/2019 02:12 PM | Ground | Sue McCabe | Jeff Pendland | John Richardson | 755004106-0-CES | 09/22/2019 | Ordered | Sue McCabe | Biomedical Repair & Consulting |  |  | Ground | Sue McCabe | MATERIAL | Ordered | 2017413-001 | Mac 5500 Ekg Top Cover | 3 | 0 | 105 | South Florida Baptist Hospital | SFBH
83364 | 09/19/2019 02:12 PM | POC-MIKE | 09/19/2019 02:12 PM | Ground | Sue McCabe | Jeff Pendland | John Richardson | 755004106-0-CES | 09/22/2019 | Ordered | Sue McCabe | Biomedical Repair & Consulting |  |  | Ground | Sue McCabe | MATERIAL | Ordered | 2054345001 | LABLE | 3 | 0 | 12.9 | South Florida Baptist Hospital | SFBH
83430 | 09/23/2019 09:39 AM | POC-Richard | 09/23/2019 09:39 AM | Two Day | Sue McCabe | Jeff Pendland | Dennis Davis | 755004108-0-CES | 09/23/2019 | Ordered | Sue McCabe | Huntleigh A Getinge Group Co |  |  | Two Day | Sue McCabe | MATERIAL | Ordered | SP-6AE102 | Front Case | 1 | 0 | 31.91 | South Florida Baptist Hospital | SFBH
83430 | 09/23/2019 09:39 AM | POC-Richard | 09/23/2019 09:39 AM | Two Day | Sue McCabe | Jeff Pendland | Dennis Davis | 755004108-0-CES | 09/23/2019 | Ordered | Sue McCabe | Huntleigh A Getinge Group Co |  |  | Two Day | Sue McCabe | MATERIAL | Ordered | SP-6AE1034-1 | rear case | 1 | 0 | 31.91 | South Florida Baptist Hospital | SFBH
83430 | 09/23/2019 09:39 AM | POC-Richard | 09/23/2019 09:39 AM | Two Day | Sue McCabe | Jeff Pendland | Dennis Davis | 755004108-0-CES | 09/23/2019 | Ordered | Sue McCabe | Huntleigh A Getinge Group Co |  |  | Two Day | Sue McCabe | MATERIAL | Ordered | SP-726486 | Battery Door for Dopplex FD1 | 1 | 0 | 1.82 | South Florida Baptist Hospital | SFBH
83430 | 09/23/2019 09:39 AM | POC-Richard | 09/23/2019 09:39 AM | Two Day | Sue McCabe | Jeff Pendland | Dennis Davis | 755004108-0-CES | 09/23/2019 | Ordered | Sue McCabe | Huntleigh A Getinge Group Co |  |  | Two Day | Sue McCabe | MATERIAL | Ordered | SP-6AE102 | Front Case | 1 | 0 | 31.91 | South Florida Baptist Hospital | SFBH
83430 | 09/23/2019 09:39 AM | POC-Richard | 09/23/2019 09:39 AM | Two Day | Sue McCabe | Jeff Pendland | Dennis Davis | 755004108-0-CES | 09/23/2019 | Ordered | Sue McCabe | Huntleigh A Getinge Group Co |  |  | Two Day | Sue McCabe | MATERIAL | Ordered | SP-6AE1034-1 | rear case | 1 | 0 | 31.91 | South Florida Baptist Hospital | SFBH
83430 | 09/23/2019 09:39 AM | POC-Richard | 09/23/2019 09:39 AM | Two Day | Sue McCabe | Jeff Pendland | Dennis Davis | 755004108-0-CES | 09/23/2019 | Ordered | Sue McCabe | Huntleigh A Getinge Group Co |  |  | Two Day | Sue McCabe | MATERIAL | Ordered | SP-726486 | Battery Door for Dopplex FD1 | 1 | 0 | 1.82 | South Florida Baptist Hospital | SFBH
83504 | 09/24/2019 02:49 PM | POC Grant Please, do not order part. The PO is only for tracking purpose and part is covered in warranty | 09/24/2019 02:49 PM | Next Day | Jennah Judd | Thomas Odaris | Dwayne Wilcox | 755004112-0-CES | 09/24/2019 | Ordered | Jennah Judd | GE Precision Healthcare LLC |  |  | Next Day | Jennah Judd | MATERIAL | Ordered | 5450061 | Logiq S8 Battery | 1 | 0 | 4 | South Florida Baptist Hospital | SFBH
83511 | 09/25/2019 03:26 AM | Parts needed for pm | 09/25/2019 03:26 AM | Two Day | Sue McCabe | Germaine Kinder | Dwayne Wilcox | 755004114-0-CES | 09/25/2019 | Ordered | Sue McCabe | STERIS Corp |  |  | Two Day | Sue McCabe | MATERIAL | Ordered | 150822-354 | 1/2 check valve | 1 | 0 | 120.14 | South Florida Baptist Hospital | SFBH
83511 | 09/25/2019 03:26 AM | Parts needed for pm | 09/25/2019 03:26 AM | Two Day | Sue McCabe | Germaine Kinder | Dwayne Wilcox | 755004114-0-CES | 09/25/2019 | Ordered | Sue McCabe | STERIS Corp |  |  | Two Day | Sue McCabe | MATERIAL | Ordered | 150822-354 | 1/2 check valve | 4 | 0 | 120.14 | South Florida Baptist Hospital | SFBH
83511 | 09/25/2019 03:26 AM | Parts needed for pm | 09/25/2019 03:26 AM | Two Day | Sue McCabe | Germaine Kinder | Dwayne Wilcox | 755004114-0-CES | 09/25/2019 | Ordered | Sue McCabe | STERIS Corp |  |  | Two Day | Sue McCabe | MATERIAL | Ordered | P764326-475 | steam PM kit | 1 | 0 | 496.74 | South Florida Baptist Hospital | SFBH
83511 | 09/25/2019 03:26 AM | Parts needed for pm | 09/25/2019 03:26 AM | Two Day | Sue McCabe | Germaine Kinder | Dwayne Wilcox | 755004114-0-CES | 09/25/2019 | Ordered | Sue McCabe | STERIS Corp |  |  | Two Day | Sue McCabe | MATERIAL | Ordered | P764326-475 | steam PM kit | 4 | 0 | 496.74 | South Florida Baptist Hospital | SFBH
83511 | 09/25/2019 03:26 AM | Parts needed for pm | 09/25/2019 03:26 AM | Two Day | Sue McCabe | Germaine Kinder | Dwayne Wilcox | 755004114-0-CES | 09/25/2019 | Ordered | Sue McCabe | STERIS Corp |  |  | Two Day | Sue McCabe | MATERIAL | Ordered | P764326-480 | EXHAUST PM KIT sterlizer | 1 | 0 | 381.65 | South Florida Baptist Hospital | SFBH
83511 | 09/25/2019 03:26 AM | Parts needed for pm | 09/25/2019 03:26 AM | Two Day | Sue McCabe | Germaine Kinder | Dwayne Wilcox | 755004114-0-CES | 09/25/2019 | Ordered | Sue McCabe | STERIS Corp |  |  | Two Day | Sue McCabe | MATERIAL | Ordered | P764326-480 | EXHAUST PM KIT sterlizer | 4 | 0 | 381.65 | South Florida Baptist Hospital | SFBH
83511 | 09/25/2019 03:26 AM | Parts needed for pm | 09/25/2019 03:26 AM | Two Day | Sue McCabe | Germaine Kinder | Dwayne Wilcox | 755004114-0-CES | 09/25/2019 | Ordered | Sue McCabe | STERIS Corp |  |  | Two Day | Sue McCabe | MATERIAL | Ordered | P764326-619 | WATER PM KIT sterilizer | 1 | 0 | 309.16 | South Florida Baptist Hospital | SFBH
83511 | 09/25/2019 03:26 AM | Parts needed for pm | 09/25/2019 03:26 AM | Two Day | Sue McCabe | Germaine Kinder | Dwayne Wilcox | 755004114-0-CES | 09/25/2019 | Ordered | Sue McCabe | STERIS Corp |  |  | Two Day | Sue McCabe | MATERIAL | Ordered | P764326-619 | WATER PM KIT sterilizer | 4 | 0 | 309.16 | South Florida Baptist Hospital | SFBH
83511 | 09/25/2019 03:26 AM | Parts needed for pm | 09/25/2019 03:26 AM | Two Day | Sue McCabe | Germaine Kinder | Dwayne Wilcox | 755004114-0-CES | 09/25/2019 | Ordered | Sue McCabe | STERIS Corp |  |  | Two Day | Sue McCabe | MATERIAL | Ordered | P093918-511 | saftey valve 50 psi sterilizer | 1 | 0 | 213.82 | South Florida Baptist Hospital | SFBH
83511 | 09/25/2019 03:26 AM | Parts needed for pm | 09/25/2019 03:26 AM | Two Day | Sue McCabe | Germaine Kinder | Dwayne Wilcox | 755004114-0-CES | 09/25/2019 | Ordered | Sue McCabe | STERIS Corp |  |  | Two Day | Sue McCabe | MATERIAL | Ordered | P093918-511 | saftey valve 50 psi sterilizer | 4 | 0 | 213.82 | South Florida Baptist Hospital | SFBH
83512 | 09/25/2019 03:43 AM | Parts needed to perform PM | 09/25/2019 03:43 AM | Two Day | Sue McCabe | Germaine Kinder | Dwayne Wilcox | 755004115-0-CES | 09/25/2019 | Ordered | Sue McCabe | STERIS Corp |  |  | Two Day | Sue McCabe | MATERIAL | Ordered | 5424-091 | check valve | 1 | 0 | 48.18 | South Florida Baptist Hospital | SFBH
83512 | 09/25/2019 03:43 AM | Parts needed to perform PM | 09/25/2019 03:43 AM | Two Day | Sue McCabe | Germaine Kinder | Dwayne Wilcox | 755004115-0-CES | 09/25/2019 | Ordered | Sue McCabe | STERIS Corp |  |  | Two Day | Sue McCabe | MATERIAL | Ordered | 5424-091 | check valve | 6 | 0 | 48.18 | South Florida Baptist Hospital | SFBH
83512 | 09/25/2019 03:43 AM | Parts needed to perform PM | 09/25/2019 03:43 AM | Two Day | Sue McCabe | Germaine Kinder | Dwayne Wilcox | 755004115-0-CES | 09/25/2019 | Ordered | Sue McCabe | STERIS Corp |  |  | Two Day | Sue McCabe | MATERIAL | Ordered | 129360802 | Filters | 1 | 0 | 16.88 | South Florida Baptist Hospital | SFBH
83512 | 09/25/2019 03:43 AM | Parts needed to perform PM | 09/25/2019 03:43 AM | Two Day | Sue McCabe | Germaine Kinder | Dwayne Wilcox | 755004115-0-CES | 09/25/2019 | Ordered | Sue McCabe | STERIS Corp |  |  | Two Day | Sue McCabe | MATERIAL | Ordered | 129360802 | Filters | 10 | 0 | 16.88 | South Florida Baptist Hospital | SFBH
83512 | 09/25/2019 03:43 AM | Parts needed to perform PM | 09/25/2019 03:43 AM | Two Day | Sue McCabe | Germaine Kinder | Dwayne Wilcox | 755004115-0-CES | 09/25/2019 | Ordered | Sue McCabe | STERIS Corp |  |  | Two Day | Sue McCabe | MATERIAL | Ordered | P007753-091 | diaphram gasket | 10 | 0 | 5.57 | South Florida Baptist Hospital | SFBH
83512 | 09/25/2019 03:43 AM | Parts needed to perform PM | 09/25/2019 03:43 AM | Two Day | Sue McCabe | Germaine Kinder | Dwayne Wilcox | 755004115-0-CES | 09/25/2019 | Ordered | Sue McCabe | STERIS Corp |  |  | Two Day | Sue McCabe | MATERIAL | Ordered | P764324-895 | Repair Kit, S-1 | 1 | 0 | 208.64 | South Florida Baptist Hospital | SFBH
83512 | 09/25/2019 03:43 AM | Parts needed to perform PM | 09/25/2019 03:43 AM | Two Day | Sue McCabe | Germaine Kinder | Dwayne Wilcox | 755004115-0-CES | 09/25/2019 | Ordered | Sue McCabe | STERIS Corp |  |  | Two Day | Sue McCabe | MATERIAL | Ordered | P764324-895 | Repair Kit, S-1 | 4 | 0 | 208.64 | South Florida Baptist Hospital | SFBH
83512 | 09/25/2019 03:43 AM | Parts needed to perform PM | 09/25/2019 03:43 AM | Two Day | Sue McCabe | Germaine Kinder | Dwayne Wilcox | 755004115-0-CES | 09/25/2019 | Ordered | Sue McCabe | STERIS Corp |  |  | Two Day | Sue McCabe | MATERIAL | Ordered | P764072-001 | Repair Kit S4 STERILIZER | 2 | 0 | 118.22 | South Florida Baptist Hospital | SFBH
83512 | 09/25/2019 03:43 AM | Parts needed to perform PM | 09/25/2019 03:43 AM | Two Day | Sue McCabe | Germaine Kinder | Dwayne Wilcox | 755004115-0-CES | 09/25/2019 | Ordered | Sue McCabe | STERIS Corp |  |  | Two Day | Sue McCabe | MATERIAL | Ordered | P764072-001 | Repair Kit S4 STERILIZER | 6 | 0 | 118.22 | South Florida Baptist Hospital | SFBH
83512 | 09/25/2019 03:43 AM | Parts needed to perform PM | 09/25/2019 03:43 AM | Two Day | Sue McCabe | Germaine Kinder | Dwayne Wilcox | 755004115-0-CES | 09/25/2019 | Ordered | Sue McCabe | STERIS Corp |  |  | Two Day | Sue McCabe | MATERIAL | Ordered | P764317-688 | repair kit, Valve S2 STERLIZER | 1 | 0 | 199.37 | South Florida Baptist Hospital | SFBH
83512 | 09/25/2019 03:43 AM | Parts needed to perform PM | 09/25/2019 03:43 AM | Two Day | Sue McCabe | Germaine Kinder | Dwayne Wilcox | 755004115-0-CES | 09/25/2019 | Ordered | Sue McCabe | STERIS Corp |  |  | Two Day | Sue McCabe | MATERIAL | Ordered | P764317-688 | repair kit, Valve S2 STERLIZER | 4 | 0 | 199.37 | South Florida Baptist Hospital | SFBH
83512 | 09/25/2019 03:43 AM | Parts needed to perform PM | 09/25/2019 03:43 AM | Two Day | Sue McCabe | Germaine Kinder | Dwayne Wilcox | 755004115-0-CES | 09/25/2019 | Ordered | Sue McCabe | STERIS Corp |  |  | Two Day | Sue McCabe | MATERIAL | Ordered | P764071-001 | Repair Kit S16 or S3 STERILIZE | 1 | 0 | 231.82 | South Florida Baptist Hospital | SFBH
83512 | 09/25/2019 03:43 AM | Parts needed to perform PM | 09/25/2019 03:43 AM | Two Day | Sue McCabe | Germaine Kinder | Dwayne Wilcox | 755004115-0-CES | 09/25/2019 | Ordered | Sue McCabe | STERIS Corp |  |  | Two Day | Sue McCabe | MATERIAL | Ordered | P764071-001 | Repair Kit S16 or S3 STERILIZE | 4 | 0 | 231.82 | South Florida Baptist Hospital | SFBH
83512 | 09/25/2019 03:43 AM | Parts needed to perform PM | 09/25/2019 03:43 AM | Two Day | Sue McCabe | Germaine Kinder | Dwayne Wilcox | 755004115-0-CES | 09/25/2019 | Ordered | Sue McCabe | STERIS Corp |  |  | Two Day | Sue McCabe | MATERIAL | Ordered | P007230-061 | snap diaphragm | 4 | 0 | 37.08 | South Florida Baptist Hospital | SFBH
83512 | 09/25/2019 03:43 AM | Parts needed to perform PM | 09/25/2019 03:43 AM | Two Day | Sue McCabe | Germaine Kinder | Dwayne Wilcox | 755004115-0-CES | 09/25/2019 | Ordered | Sue McCabe | STERIS Corp |  |  | Two Day | Sue McCabe | MATERIAL | Ordered | P010278-091 | 1/4 Check Valve | 8 | 0 | 155.38 | South Florida Baptist Hospital | SFBH
83512 | 09/25/2019 03:43 AM | Parts needed to perform PM | 09/25/2019 03:43 AM | Two Day | Sue McCabe | Germaine Kinder | Dwayne Wilcox | 755004115-0-CES | 09/25/2019 | Ordered | Sue McCabe | STERIS Corp |  |  | Two Day | Sue McCabe | MATERIAL | Ordered | P764080001 | Kit, Steam trap repair | 10 | 0 | 133.3 | South Florida Baptist Hospital | SFBH
83561 | 09/25/2019 02:59 PM | Parts needed to repair unit. | 09/25/2019 02:59 PM | Next Day | Jennah Judd | Germaine Kinder | Dwayne Wilcox | 755004117-0-CES | 09/25/2019 | Ordered | Jennah Judd | STERIS Corp |  |  | Next Day | Jennah Judd | MATERIAL | Ordered | P764326476 | repair kit, seat pkg | 3 | 0 | 267.59 | South Florida Baptist Hospital | SFBH
83561 | 09/25/2019 02:59 PM | Parts needed to repair unit. | 09/25/2019 02:59 PM | Next Day | Jennah Judd | Germaine Kinder | Dwayne Wilcox | 755004117-0-CES | 09/25/2019 | Ordered | Jennah Judd | STERIS Corp |  |  | Next Day | Jennah Judd | MATERIAL | Ordered | P146660159 | DOOR SEAL | 1 | 0 | 860.25 | South Florida Baptist Hospital | SFBH
83730 | 10/01/2019 10:16 AM | UPS is needed for insufflator in the OR. | 10/01/2019 10:16 AM | Next Day | Brenda Kans | John Campagnola | John Richardson | PCARD 83730 | 10/01/2019 | Ordered | Brenda Kans | Amazon.com |  |  | Next Day | Brenda Kans | MATERIAL | Ordered | SMART750RM1U | Tripp Lite 750VA Smart UPS Back Up | 1 | 0 | 381.1 | Bartow Regional Medical Center | BRMC
83743 | 10/01/2019 12:43 PM | POC Stacy Please, do not order part. PO is requested for tracking purpose only | 10/01/2019 12:43 PM | Next Day | Sue McCabe | Thomas Odaris | Dwayne Wilcox | 755004120-0-CES | 10/01/2019 | Ordered | Sue McCabe | GE Precision Healthcare LLC |  |  | Next Day | Sue McCabe | MATERIAL | Ordered | 5692044-2 | Gel warmer LS8 | 2 | 0 | 0 | South Florida Baptist Hospital | SFBH
83743 | 10/01/2019 12:43 PM | POC Stacy Please, do not order part. PO is requested for tracking purpose only | 10/01/2019 12:43 PM | Next Day | Sue McCabe | Thomas Odaris | Dwayne Wilcox | 755004120-0-CES | 10/01/2019 | Ordered | Sue McCabe | GE Precision Healthcare LLC |  |  | Next Day | Sue McCabe | MATERIAL | Ordered | 5756416 | Encoder LS8 | 1 | 0 | 0 | South Florida Baptist Hospital | SFBH
83747 | 10/01/2019 12:51 PM | POC Chris Next Day SFB- 00918701 | 10/01/2019 12:51 PM | Next Day | Sue McCabe | George Rivera | John Richardson | 755004123-0-CES | 10/02/2019 | Ordered | Sue McCabe | Physio-Control Inc |  |  | Next Day | Sue McCabe | MATERIAL | Ordered | 4111113-000002 | quik combo test plug | 1 | 0 | 17.1 | South Florida Baptist Hospital | SFBH
83747 | 10/01/2019 12:51 PM | POC Chris Next Day SFB- 00918701 | 10/01/2019 12:51 PM | Next Day | Sue McCabe | George Rivera | John Richardson | 755004123-0-CES | 10/02/2019 | Ordered | Sue McCabe | Physio-Control Inc |  |  | Next Day | Sue McCabe | MATERIAL | Ordered | 4111113-000002 | quik combo test plug | 1 | 0 | 17.1 | South Florida Baptist Hospital | SFBH
83816 | 10/03/2019 10:43 AM | Part needed due to a damaged cord . Qoute is attached | 10/03/2019 10:43 AM | Next Day | Sue McCabe | John Campagnola | John Richardson | 726005554-0-CES | 10/03/2019 | Ordered | Sue McCabe | ACIST Medical Systems A BRACCO |  |  | Next Day | Sue McCabe | MATERIAL | Ordered | 300455-001 | cable hp channel | 1 | 0 | 120 | Bartow Regional Medical Center | BRMC
83824 | 10/03/2019 02:33 PM | POC-Jason PCARD ONLY***************** | 10/03/2019 02:33 PM | Two Day | Brenda Kans | Jeff Pendland | Mary Emery | PCARD 83824 | 10/07/2019 | Ordered | Brenda Kans | Midmark Corp |  |  | Two Day | Brenda Kans | MATERIAL | Ordered | 002-0886-00 | Mod 222 Foot Pedal | 1 | 0 | 278 | South Florida Baptist Hospital | SFBH
83859 | 10/04/2019 11:29 AM | Ground POC Noemi Rivas, quote in the WO | 10/04/2019 11:29 AM | Ground | Sue McCabe | George Rivera | John Richardson | 755004128-0-CES | 10/07/2019 | Ordered | Sue McCabe | Rauland-Borg Inc |  |  | Ground | Sue McCabe | MATERIAL | Ordered | 350008 | Clear cover, button station | 1 | 0 | 40.95 | South Florida Baptist Hospital | SFBH
83859 | 10/04/2019 11:29 AM | Ground POC Noemi Rivas, quote in the WO | 10/04/2019 11:29 AM | Ground | Sue McCabe | George Rivera | John Richardson | 755004128-0-CES | 10/07/2019 | Ordered | Sue McCabe | Rauland-Borg Inc |  |  | Ground | Sue McCabe | MATERIAL | Ordered | 350008 | Clear cover, button station | 1 | 0 | 40.95 | South Florida Baptist Hospital | SFBH
83875 | 10/04/2019 02:12 PM | POC-RYAN | 10/04/2019 02:12 PM | Two Day | Sue McCabe | Jeff Pendland | John Richardson | 755004125-0-CES | 10/04/2019 | Ordered | Sue McCabe | Biomedical Repair & Consulting |  |  | Two Day | Sue McCabe | MATERIAL | Ordered | 2073124-002 | display cover kit | 1 | 0 | 205 | South Florida Baptist Hospital | SFBH
83875 | 10/04/2019 02:12 PM | POC-RYAN | 10/04/2019 02:12 PM | Two Day | Sue McCabe | Jeff Pendland | John Richardson | 755004125-0-CES | 10/04/2019 | Ordered | Sue McCabe | Biomedical Repair & Consulting |  |  | Two Day | Sue McCabe | MATERIAL | Ordered | 2073124-002 | display cover kit | 1 | 0 | 205 | South Florida Baptist Hospital | SFBH
83909 | 10/07/2019 12:16 PM | Parts needed to repair unit. | 10/07/2019 12:16 PM | Next Day | Sue McCabe | Germaine Kinder | Dwayne Wilcox | 726005558-0-CES | 10/07/2019 | Ordered | Sue McCabe | STERIS Corp |  |  | Next Day | Sue McCabe | MATERIAL | Ordered | P093936615 | fan (display) | 2 | 0 | 87.19 | Winter Haven Hospital | WHH | WHH-SURGERY
83909 | 10/07/2019 12:16 PM | Parts needed to repair unit. | 10/07/2019 12:16 PM | Next Day | Sue McCabe | Germaine Kinder | Dwayne Wilcox | 726005558-0-CES | 10/07/2019 | Ordered | Sue McCabe | STERIS Corp |  |  | Next Day | Sue McCabe | MATERIAL | Ordered | P093918357 | WIRE ROPE CENTRY STERILIZER | 2 | 0 | 64.58 | Winter Haven Hospital | WHH | WHH-SURGERY
83966 | 10/08/2019 02:40 PM | POC: Jennifer Morris Please forward hardcopy to parts@cmsimaging.com with reference of serial number 410001B45014 per Jennifer's request | 10/08/2019 02:40 PM | Next Day | Jennah Judd | Robert Saunders | Dwayne Wilcox | 755004129-0-CES | 10/08/2019 | Ordered | Jennah Judd | CMS Imaging Inc |  |  | Next Day | Jennah Judd | MATERIAL | Ordered | 562-26828 | Touchscreen Power Cable | 1 | 0 | 52.8 | South Florida Baptist Hospital | SFBH
83967 | 10/08/2019 02:50 PM | NOTE PCARD Amazon Order. Brenda Emailed. | 10/08/2019 02:50 PM | Next Day | Brenda Kans | Robert Saunders | Dwayne Wilcox | PCARD 83967 | 10/08/2019 | Ordered | Brenda Kans | Amazon.com |  |  | Next Day | Brenda Kans | MATERIAL | Ordered | WUSB6300 | Linksys AC1200 Wireless USB Adapter | 2 | 0 | 39.95 | South Florida Baptist Hospital | SFBH
83982 | 10/09/2019 09:17 AM | Two Day POC Melissa SFBH 1697501 800-482-4822 800-447-7825 | 10/09/2019 09:17 AM | Two Day | Sue McCabe | George Rivera | John Richardson | 755004131-0-CES | 10/09/2019 | Ordered | Sue McCabe | CareFusion Alaris |  |  | Two Day | Sue McCabe | MATERIAL | Ordered | 49000540 | Pressure Sensor, LVP 8100 Alaris | 1 | 0 | 107.07 | South Florida Baptist Hospital | SFBH
83982 | 10/09/2019 09:17 AM | Two Day POC Melissa SFBH 1697501 800-482-4822 800-447-7825 | 10/09/2019 09:17 AM | Two Day | Sue McCabe | George Rivera | John Richardson | 755004131-0-CES | 10/09/2019 | Ordered | Sue McCabe | CareFusion Alaris |  |  | Two Day | Sue McCabe | MATERIAL | Ordered | 49000540 | Pressure Sensor, LVP 8100 Alaris | 9 | 0 | 107.07 | South Florida Baptist Hospital | SFBH
84088 | 10/11/2019 11:27 AM | For Alaris infusion pumps Parts | 10/11/2019 11:27 AM | Ground | Sue McCabe | Ezra Taylor | John Richardson | 726005590-0-CES | 10/16/2019 | Received | Sue McCabe | CareFusion Alaris |  |  | Ground | Sue McCabe | MATERIAL | Partial | 148300-100 | Motor Controller Board LVP 8100 | 1 | 1 | 658.28 | Winter Haven Hospital | WHH | WHH-Clinical Engineering Services
84088 | 10/11/2019 11:27 AM | For Alaris infusion pumps Parts | 10/11/2019 11:27 AM | Ground | Sue McCabe | Ezra Taylor | John Richardson | 726005590-0-CES | 10/16/2019 | Received | Sue McCabe | CareFusion Alaris |  |  | Ground | Sue McCabe | MATERIAL | Partial | TC10010762 | Display Assembly Board | 1 | 1 | 367.4 | Winter Haven Hospital | WHH | WHH-Clinical Engineering Services
84088 | 10/11/2019 11:27 AM | For Alaris infusion pumps Parts | 10/11/2019 11:27 AM | Ground | Sue McCabe | Ezra Taylor | John Richardson | 726005590-0-CES | 10/16/2019 | Received | Sue McCabe | CareFusion Alaris |  |  | Ground | Sue McCabe | MATERIAL | Partial | 980-1015-1 | Wrap Assembly, Power Cord | 5 | 5 | 6.57 | Winter Haven Hospital | WHH | WHH-Clinical Engineering Services
84088 | 10/11/2019 11:27 AM | For Alaris infusion pumps Parts | 10/11/2019 11:27 AM | Ground | Sue McCabe | Ezra Taylor | John Richardson | 726005590-0-CES | 10/16/2019 | Received | Sue McCabe | CareFusion Alaris |  |  | Ground | Sue McCabe | MATERIAL | Partial | 4000355 | Ail Sensor Kit, 8100 | 2 | 2 | 314.48 | Winter Haven Hospital | WHH | WHH-Clinical Engineering Services
84088 | 10/11/2019 11:27 AM | For Alaris infusion pumps Parts | 10/11/2019 11:27 AM | Ground | Sue McCabe | Ezra Taylor | John Richardson | 726005590-0-CES | 10/16/2019 | Received | Sue McCabe | CareFusion Alaris |  |  | Ground | Sue McCabe | MATERIAL | Partial | 49000540 | Pressure Sensor, LVP 8100 Alaris | 10 | 10 | 107.07 | Winter Haven Hospital | WHH | WHH-Clinical Engineering Services
84088 | 10/11/2019 11:27 AM | For Alaris infusion pumps Parts | 10/11/2019 11:27 AM | Ground | Sue McCabe | Ezra Taylor | John Richardson | 726005590-0-CES | 10/16/2019 | Received | Sue McCabe | CareFusion Alaris |  |  | Ground | Sue McCabe | MATERIAL | Partial | 49000447 | Alaris 8100 Door Latch Assembly | 6 | 6 | 48.67 | Winter Haven Hospital | WHH | WHH-Clinical Engineering Services
84088 | 10/11/2019 11:27 AM | For Alaris infusion pumps Parts | 10/11/2019 11:27 AM | Ground | Sue McCabe | Ezra Taylor | John Richardson | 726005590-0-CES | 10/16/2019 | Received | Sue McCabe | CareFusion Alaris |  |  | Ground | Sue McCabe | MATERIAL | Partial | 147080-100 | Alaris 8100 8015 Latch Kit | 5 | 5 | 23.88 | Winter Haven Hospital | WHH | WHH-Clinical Engineering Services
84088 | 10/11/2019 11:27 AM | For Alaris infusion pumps Parts | 10/11/2019 11:27 AM | Ground | Sue McCabe | Ezra Taylor | John Richardson | 726005590-0-CES | 10/16/2019 | Received | Sue McCabe | CareFusion Alaris |  |  | Ground | Sue McCabe | MATERIAL | Partial | TC10008389 | Large Front Case and Keypad 8015LS (Biege) | 1 | 1 | 440 | Winter Haven Hospital | WHH | WHH-Clinical Engineering Services
84088 | 10/11/2019 11:27 AM | For Alaris infusion pumps Parts | 10/11/2019 11:27 AM | Ground | Sue McCabe | Ezra Taylor | John Richardson | 726005590-0-CES | 10/16/2019 | Received | Sue McCabe | CareFusion Alaris |  |  | Ground | Sue McCabe | MATERIAL | Partial | 49000442 | Logic Board, 8100 | 1 | 1 | 535.5 | Winter Haven Hospital | WHH | WHH-Clinical Engineering Services
84226 | 10/16/2019 12:48 PM | poc Sydnie Sharrer | 10/16/2019 12:48 PM | Ground | Sue McCabe | George Rivera | Mary Emery | 755004140-0-CES | 10/16/2019 | Ordered | Sue McCabe | PartsSource |  |  | Ground | Sue McCabe | MATERIAL | Ordered | GEXTDVI142DL | Splitter | 2 | 0 | 219.49 | South Florida Baptist Hospital | SFBH
84258 | 10/17/2019 11:00 AM | A No Charge P.O. for tracking Purposes. | 10/17/2019 11:00 AM | Ground | Sue McCabe | Tom Heath | John Richardson | 726005595-0-CES | 10/17/2019 | Ordered | Sue McCabe | Covidien (US)*** |  |  | Ground | Sue McCabe | MATERIAL | Open | 01-0031 | SCANNER | 3 | 0 | 0 | Winter Haven Hospital | WHH | WHH-SURGERY
84593 | 10/30/2019 12:51 PM | poc on line pricing RQC 3914932 | 10/30/2019 12:51 PM | Ground | Nyasia Boyd | Germaine Kinder | Mary Emery | 7260056520CES | 10/30/2019 | Ordered | Nyasia Boyd | W W Grainger Inc |  |  | Ground | Nyasia Boyd | MATERIAL | Ordered | 4LW37 | filter cartridge | 5 | 0 | 56.25 | South Florida Baptist Hospital | SFBH
84597 | 10/30/2019 01:54 PM | Part needed to repair unit. | 10/30/2019 01:54 PM | Next Day | Sue McCabe | Germaine Kinder | Dwayne Wilcox | 755004147-0-CES | 10/30/2019 | Ordered | Sue McCabe | Ultra Clean Systems, Inc |  |  | Next Day | Sue McCabe | MATERIAL | Ordered | 50-1040 | 7in touchscreen | 1 | 0 | 2361.6 | South Florida Baptist Hospital | SFBH
84662 | 11/01/2019 01:10 PM | Needed for equipment PM and CESs stock Website was the POC RQC 3918013 | 11/01/2019 01:10 PM | Ground | Nyasia Boyd | Brian Mace | Dwayne Wilcox | 7260056710CES | 11/05/2019 | Ordered | Nyasia Boyd | R & D Batteries Inc |  |  | Ground | Nyasia Boyd | MATERIAL | Ordered | 6139-A | Battery , 10.8V 7.8Ah Li-on /poly | 1 | 0 | 149 | Winter Haven Hospital | WHH | WHH-Med/Surg Unit I Diabetes Center
84662 | 11/01/2019 01:10 PM | Needed for equipment PM and CESs stock Website was the POC RQC 3918013 | 11/01/2019 01:10 PM | Ground | Nyasia Boyd | Brian Mace | Dwayne Wilcox | 7260056710CES | 11/05/2019 | Ordered | Nyasia Boyd | R & D Batteries Inc |  |  | Ground | Nyasia Boyd | MATERIAL | Ordered | 6139-A | Battery , 10.8V 7.8Ah Li-on /poly | 1 | 0 | 149 | Winter Haven Hospital | WHH | WHH-Med/Surg Unit I Diabetes Center
84662 | 11/01/2019 01:10 PM | Needed for equipment PM and CESs stock Website was the POC RQC 3918013 | 11/01/2019 01:10 PM | Ground | Nyasia Boyd | Brian Mace | Dwayne Wilcox | 7260056710CES | 11/05/2019 | Ordered | Nyasia Boyd | R & D Batteries Inc |  |  | Ground | Nyasia Boyd | MATERIAL | Ordered | 6139-A | Battery , 10.8V 7.8Ah Li-on /poly | 3 | 0 | 149 | Winter Haven Hospital | WHH | WHH-Med/Surg Unit I Diabetes Center
84671 | 11/01/2019 02:41 PM | POC: Brad Dombroski | 11/01/2019 02:41 PM | Next Day | Sue McCabe | Robert Saunders | Dennis Davis | 755004150-0-CES | 11/01/2019 | Ordered | Sue McCabe | GE Healthcare (OEC ONLY) |  |  | Next Day | Sue McCabe | MATERIAL | Ordered | 5245149 | 24 VDC POWER SUPPLY | 1 | 0 | 426.495 | South Florida Baptist Hospital | SFBH
84671 | 11/01/2019 02:41 PM | POC: Brad Dombroski | 11/01/2019 02:41 PM | Next Day | Sue McCabe | Robert Saunders | Dennis Davis | 755004150-0-CES | 11/01/2019 | Ordered | Sue McCabe | GE Healthcare (OEC ONLY) |  |  | Next Day | Sue McCabe | MATERIAL | Ordered | 5499894-02 | CD/DVD Drive | 1 | 0 | 952.5 | South Florida Baptist Hospital | SFBH
84671 | 11/01/2019 02:41 PM | POC: Brad Dombroski | 11/01/2019 02:41 PM | Next Day | Sue McCabe | Robert Saunders | Dennis Davis | 755004150-0-CES | 11/01/2019 | Ordered | Sue McCabe | GE Healthcare (OEC ONLY) |  |  | Next Day | Sue McCabe | MATERIAL | Ordered | 5328097-01 | Cine Hard Drive only | 2 | 0 | 712.5 | South Florida Baptist Hospital | SFBH
84671 | 11/01/2019 02:41 PM | POC: Brad Dombroski | 11/01/2019 02:41 PM | Next Day | Sue McCabe | Robert Saunders | Dennis Davis | 755004150-0-CES | 11/01/2019 | Ordered | Sue McCabe | GE Healthcare (OEC ONLY) |  |  | Next Day | Sue McCabe | MATERIAL | Ordered | 5245149 | 24 VDC POWER SUPPLY | 1 | 0 | 426.495 | South Florida Baptist Hospital | SFBH
84671 | 11/01/2019 02:41 PM | POC: Brad Dombroski | 11/01/2019 02:41 PM | Next Day | Sue McCabe | Robert Saunders | Dennis Davis | 755004150-0-CES | 11/01/2019 | Ordered | Sue McCabe | GE Healthcare (OEC ONLY) |  |  | Next Day | Sue McCabe | MATERIAL | Ordered | 5328097-01 | Cine Hard Drive only | 1 | 0 | 712.5 | South Florida Baptist Hospital | SFBH
84911 | 11/13/2019 10:44 AM | poc Amazon P-card order to be charged to cc 13100, GL 722130. Manager written approval attached to notes in work order. 11/14/19 waiting for corr part number. Part listed not found at Amazon. BKK | 11/20/2019 07:00 AM | Ground | Brenda Kans | Mary Emery | John Richardson | PCARD 84911 | 11/18/2019 | Ordered | Brenda Kans | Amazon.com |  |  | Ground | Brenda Kans | MATERIAL | Ordered | EB321HQAWI32FULLHD1920X1080IPSMONIT | Monitor | 2 | 0 | 178 | South Florida Baptist Hospital | SFBH
84951 | 11/14/2019 01:34 PM | Just need P.O. issued for part. Already received part from Philips . Philips thought unit was still under a Parts Contract. They misread it and sent me the part . Now they need a P.O. for the part they sent. | 11/14/2019 01:34 PM | Ground | Sue McCabe | Tom Heath | John Richardson | 726005697-0-CES | 11/14/2019 | Ordered | Sue McCabe | Philips Healthcare |  |  | Ground | Sue McCabe | MATERIAL | Ordered | 453561197504 | Track ball select assy | 1 | 0 | 252 | Winter Haven Hospital | WHH | WHH-Diagnostic Ultrasound
84954 | 11/14/2019 03:17 PM | Parts needed for ultra sound Cost $946.31 P/N 5957000-111 Parts source was $1297.00 | 11/14/2019 03:17 PM | Next Day | Sue McCabe | Tom Heath | John Richardson | 726005698-0-CES | 11/15/2019 | Ordered | Sue McCabe | GE Healthcare (OEC ONLY) |  |  | Next Day | Sue McCabe | MATERIAL | Ordered | 5957000-111 | global lcd arm | 1 | 0 | 946.31 | Bartow Regional Medical Center | BRMC
85277 | 12/02/2019 12:56 PM | POC-Leann Please have this go to Att Jeff at south FL Baptist hospital I tried parts souce and they were not able to get the part. | 12/02/2019 12:56 PM | Ground | Sue McCabe | Jeff Pendland | Mary Emery | 260734801-0-CES | 12/03/2019 | Ordered | Sue McCabe | Covidien (US)*** |  |  | Ground | Sue McCabe | MATERIAL | Ordered | 01-0046 | Blair-port wand | 1 | 0 | 550 | South Florida Baptist Hospital | SFBH
85408 | 12/06/2019 12:35 PM | POC-Danielle***************PCARD************** I tried using parts source hey couldn't come through this time I waited 5 hrs. i am using the manufacturer | 12/06/2019 12:35 PM | Two Day | Brenda Kans | Jeff Pendland | Dennis Davis | PCARD 85408 | 12/09/2019 | Ordered | Brenda Kans | Richmar | Danielle |  | Two Day | Brenda Kans | MATERIAL | Ordered | HTR12HBW | hose bar washer | 2 | 0 | 5 | South Florida Baptist Hospital | SFBH
85408 | 12/06/2019 12:35 PM | POC-Danielle***************PCARD************** I tried using parts source hey couldn't come through this time I waited 5 hrs. i am using the manufacturer | 12/06/2019 12:35 PM | Two Day | Brenda Kans | Jeff Pendland | Dennis Davis | PCARD 85408 | 12/09/2019 | Ordered | Brenda Kans | Richmar | Danielle |  | Two Day | Brenda Kans | MATERIAL | Ordered | HTR12HLW | HIGH LIMIT WASHER | 2 | 0 | 5 | South Florida Baptist Hospital | SFBH
85548 | 12/12/2019 02:27 PM | POC: Brad Dombroski NOTE: Ordering to return to borrowed WHH stock | 12/12/2019 02:27 PM | Ground | Sue McCabe | Robert Saunders | Dennis Davis | 726005763-0-CES | 12/12/2019 | Ordered | Sue McCabe | GE Healthcare (OEC ONLY) |  |  | Ground | Sue McCabe | MATERIAL | Ordered | 5245149 | 24 VDC POWER SUPPLY | 1 | 0 | 426.495 | Bartow Regional Medical Center | BRMC
85552 | 12/12/2019 03:04 PM | POC: Brad at PCM Sales | 12/12/2019 03:04 PM | Ground | Sue McCabe | Robert Saunders | Dennis Davis | 726005766-0-CES | 12/13/2019 | Ordered | Sue McCabe | Tiger Direct-PCM Sales INC |  |  | Ground | Sue McCabe | MATERIAL | Ordered | 41591830 | 1TB Solid State Hard Drive | 1 | 0 | 155.99 | Winter Haven Hospital | WHH | WHH-Radiology Services
85552 | 12/12/2019 03:04 PM | POC: Brad at PCM Sales | 12/12/2019 03:04 PM | Ground | Sue McCabe | Robert Saunders | Dennis Davis | 726005766-0-CES | 12/13/2019 | Ordered | Sue McCabe | Tiger Direct-PCM Sales INC |  |  | Ground | Sue McCabe | MATERIAL | Ordered | 41591830 | 1TB Solid State Hard Drive | 4 | 0 | 155.99 | Winter Haven Hospital | WHH | WHH-Radiology Services
85572 | 12/13/2019 11:02 AM | POC-Heather | 12/13/2019 11:02 AM | Ground | Sue McCabe | Jeff Pendland | John Richardson | 755004180-0-CES | 12/13/2019 | Ordered | Sue McCabe | Newark Element14 |  |  | Ground | Sue McCabe | MATERIAL | Ordered | 92F1946 | Fuseholder, Panel Mount, Front Side | 10 | 0 | 1.12 | South Florida Baptist Hospital | SFBH
85572 | 12/13/2019 11:02 AM | POC-Heather | 12/13/2019 11:02 AM | Ground | Sue McCabe | Jeff Pendland | John Richardson | 755004180-0-CES | 12/13/2019 | Ordered | Sue McCabe | Newark Element14 |  |  | Ground | Sue McCabe | MATERIAL | Ordered | 0215012.TXP | fuse | 10 | 0 | 1.47 | South Florida Baptist Hospital | SFBH
85642 | 12/18/2019 08:36 AM | parts needed to complete PM | 12/18/2019 08:36 AM | Two Day | Sue McCabe | Germaine Kinder | Dwayne Wilcox | 755004182-0-CES | 12/18/2019 | Ordered | Sue McCabe | Replacement Parts Industries I |  |  | Two Day | Sue McCabe | MATERIAL | Ordered | SDK058 | PM 1 Kit 100NX | 1 | 0 | 828 | South Florida Baptist Hospital | SFBH
85642 | 12/18/2019 08:36 AM | parts needed to complete PM | 12/18/2019 08:36 AM | Two Day | Sue McCabe | Germaine Kinder | Dwayne Wilcox | 755004182-0-CES | 12/18/2019 | Ordered | Sue McCabe | Replacement Parts Industries I |  |  | Two Day | Sue McCabe | MATERIAL | Ordered | SDK059 | 100 NX PM2 Kit | 1 | 0 | 3960 | South Florida Baptist Hospital | SFBH
85643 | 12/18/2019 08:41 AM | Parts needed to complete PM | 12/18/2019 08:41 AM | Next Day | Sue McCabe | Germaine Kinder | Dwayne Wilcox | 726005776-0-CES | 12/18/2019 | Ordered | Sue McCabe | Replacement Parts Industries I |  |  | Next Day | Sue McCabe | MATERIAL | Ordered | SDK003 | 10033 PM kit 2 | 1 | 0 | 3120 | Bartow Regional Medical Center | BRMC
85643 | 12/18/2019 08:41 AM | Parts needed to complete PM | 12/18/2019 08:41 AM | Next Day | Sue McCabe | Germaine Kinder | Dwayne Wilcox | 726005776-0-CES | 12/18/2019 | Ordered | Sue McCabe | Replacement Parts Industries I |  |  | Next Day | Sue McCabe | MATERIAL | Ordered | SDK004 | pm1 sterrad nx, Oil and Filter | 1 | 0 | 351 | Bartow Regional Medical Center | BRMC
85657 | 12/18/2019 02:20 PM | parts for stock P.O.C WOODS EMAIL WOODS.FINES@ARJO.COM | 12/18/2019 02:20 PM | Ground | Sue McCabe | Germaine Kinder | Dwayne Wilcox | 755004183-0-CES | 12/19/2019 | Ordered | Sue McCabe | ArjoHuntleigh A Getinge Group |  |  | Ground | Sue McCabe | MATERIAL | Ordered | 20-08546-901 | VACUUM PUMP | 1 | 0 | 3500 | South Florida Baptist Hospital | SFBH
85657 | 12/18/2019 02:20 PM | parts for stock P.O.C WOODS EMAIL WOODS.FINES@ARJO.COM | 12/18/2019 02:20 PM | Ground | Sue McCabe | Germaine Kinder | Dwayne Wilcox | 755004183-0-CES | 12/19/2019 | Ordered | Sue McCabe | ArjoHuntleigh A Getinge Group |  |  | Ground | Sue McCabe | MATERIAL | Ordered | 02-52410-1-001 | Vaporizer / Exchange | 1 | 0 | 2318 | South Florida Baptist Hospital | SFBH
85657 | 12/18/2019 02:20 PM | parts for stock P.O.C WOODS EMAIL WOODS.FINES@ARJO.COM | 12/18/2019 02:20 PM | Ground | Sue McCabe | Germaine Kinder | Dwayne Wilcox | 755004183-0-CES | 12/19/2019 | Ordered | Sue McCabe | ArjoHuntleigh A Getinge Group |  |  | Ground | Sue McCabe | MATERIAL | Ordered | 31-52703-2-001 | control board assembly | 1 | 0 | 3786 | South Florida Baptist Hospital | SFBH
85701 | 12/20/2019 08:52 AM | POC Aaron PO is needed for tracking purpose only. Part is covered | 12/20/2019 08:52 AM | Next Day | Sue McCabe | Thomas Odaris | Dwayne Wilcox | 755004185-0-CES | 12/20/2019 | Ordered | Sue McCabe | GE Precision Healthcare LLC |  |  | Next Day | Sue McCabe | MATERIAL | Ordered | 5692044-2 | Gel warmer LS8 | 1 | 0 | 0 | South Florida Baptist Hospital | SFBH
85702 | 12/20/2019 09:10 AM | POC Alex | 12/20/2019 09:10 AM | Next Day | Sue McCabe | Thomas Odaris | Dwayne Wilcox | 755004186-0-CES | 12/20/2019 | Ordered | Sue McCabe | Exclusive Medical Solutions |  |  | Next Day | Sue McCabe | MATERIAL | Ordered | IC5-9-D | Transducer Loaner | 1 | 0 | 0 | South Florida Baptist Hospital | SFBH
85715 | 12/20/2019 02:03 PM | POC: Jennifer Morris at CMS | 12/20/2019 02:03 PM | Next Day | Sue McCabe | Robert Saunders | Dennis Davis | 726005778-0-CES | 12/20/2019 | Ordered | Sue McCabe | CMS Imaging Inc |  |  | Next Day | Sue McCabe | MATERIAL | Ordered | 563-70550 | Top Plate teflon | 1 | 0 | 40.688 | Winter Haven Hospital | WHH | WHH-Radiology Services
85715 | 12/20/2019 02:03 PM | POC: Jennifer Morris at CMS | 12/20/2019 02:03 PM | Next Day | Sue McCabe | Robert Saunders | Dennis Davis | 726005778-0-CES | 12/20/2019 | Ordered | Sue McCabe | CMS Imaging Inc |  |  | Next Day | Sue McCabe | MATERIAL | Ordered | 563-70550 | Top Plate teflon | 2 | 0 | 40.688 | Winter Haven Hospital | WHH | WHH-Radiology Services
85715 | 12/20/2019 02:03 PM | POC: Jennifer Morris at CMS | 12/20/2019 02:03 PM | Next Day | Sue McCabe | Robert Saunders | Dennis Davis | 726005778-0-CES | 12/20/2019 | Ordered | Sue McCabe | CMS Imaging Inc |  |  | Next Day | Sue McCabe | MATERIAL | Ordered | 563-48715 | Shaft, Tube Arm | 1 | 0 | 140.8 | Winter Haven Hospital | WHH | WHH-Radiology Services
85715 | 12/20/2019 02:03 PM | POC: Jennifer Morris at CMS | 12/20/2019 02:03 PM | Next Day | Sue McCabe | Robert Saunders | Dennis Davis | 726005778-0-CES | 12/20/2019 | Ordered | Sue McCabe | CMS Imaging Inc |  |  | Next Day | Sue McCabe | MATERIAL | Ordered | 563-48715 | Shaft, Tube Arm | 2 | 0 | 140.8 | Winter Haven Hospital | WHH | WHH-Radiology Services
85832 | 12/27/2019 02:22 PM | POC: Brad Dombroski | 12/27/2019 02:22 PM | Next Day | Jennah Judd | Robert Saunders | Dennis Davis | 755004191-0-CES | 12/27/2019 | Ordered | Jennah Judd | GE Healthcare (OEC ONLY) |  |  | Next Day | Jennah Judd | MATERIAL | Ordered | 5305184 | battery pack | 1 | 0 | 599.25 | South Florida Baptist Hospital | SFBH
85862 | 12/30/2019 02:55 PM | New 2D barcode Scanner DuraScan D760, Universal Barcode Scanner & Travel ID Reader, Utility Gray by SOCKET ASIN B07H8LTFT3 Item model number CX3435-1890 Batteries 1 Lithium Polymer batteries required. (included) | 12/30/2019 02:55 PM | Ground | Brenda Kans | Victor LaFoucade | John Richardson | PCARD 85862 | 12/30/2019 | Ordered | Brenda Kans | Amazon.com |  |  | Ground | Brenda Kans | MATERIAL | Ordered | 00000000 | Universal Barcode Scanner & Travel ID Reader, Utility Gray | 1 | 0 | 480.18 | Winter Haven Hospital | WHH | WHH-Clinical Engineering Services
85900 | 12/31/2019 03:11 PM | PER Dennis Davis and Brenda Trying to get on or before 8am Thursday | 12/31/2019 03:11 PM | Next Day AM | Brenda Kans | Robert Saunders | Dennis Davis | PCARD 85900 | 12/31/2019 | Ordered | Brenda Kans | Amazon.com |  |  | Next Day AM | Brenda Kans | MATERIAL | Ordered | RM850X | Corsair Power Supply | 1 | 0 | 126.99 | Winter Haven Hospital | WHH | WHH-RMC Radiology
85900 | 12/31/2019 03:11 PM | PER Dennis Davis and Brenda Trying to get on or before 8am Thursday | 12/31/2019 03:11 PM | Next Day AM | Brenda Kans | Robert Saunders | Dennis Davis | PCARD 85900 | 12/31/2019 | Ordered | Brenda Kans | Amazon.com |  |  | Next Day AM | Brenda Kans | MATERIAL | Ordered | NVIDIA-GEFORCE-GTX1070 | NVIDIA GPU | 1 | 0 | 0 | Winter Haven Hospital | WHH | WHH-RMC Radiology
85924 | 01/02/2020 02:21 PM | POC Troy | 01/02/2020 02:21 PM | Next Day | Sue McCabe | Thomas Odaris | Dwayne Wilcox | 755004193-0-CES | 01/02/2020 | Ordered | Sue McCabe | GE Precision Healthcare LLC |  |  | Next Day | Sue McCabe | MATERIAL | Ordered | 5209000-2 | Touch screen lower control panel | 1 | 0 | 2257.05 | South Florida Baptist Hospital | SFBH
85962 | 01/06/2020 09:25 AM | Pump head is not working . Pricing from parts source is $850.00 from Olympus is 220.00 . I will order from Olympus | 01/06/2020 09:25 AM | Next Day | Sue McCabe | John Campagnola | John Richardson | 726005804-0-CES | 01/06/2020 | Ordered | Sue McCabe | Olympus America Inc |  |  | Next Day | Sue McCabe | MATERIAL | Ordered | K10011134 | Pump Head | 1 | 0 | 220 | Bartow Regional Medical Center | BRMC
85993 | 01/06/2020 03:04 PM | battery's are needed for the HA cost $120.00 each R&D did not have them nor did parts source ORDERED FROM BISC REF 3984298. | 01/06/2020 03:04 PM | Ground | Sue McCabe | John Campagnola | John Richardson | 726005812-0-CES | 01/08/2020 | Ordered | Sue McCabe | Covidien RMS Respiratory & Mon |  |  | Ground | Sue McCabe | MATERIAL | Ordered | 186-0208 | BIS Battery Back-up | 1 | 0 | 120 | Bartow Regional Medical Center | BRMC
85993 | 01/06/2020 03:04 PM | battery's are needed for the HA cost $120.00 each R&D did not have them nor did parts source ORDERED FROM BISC REF 3984298. | 01/06/2020 03:04 PM | Ground | Sue McCabe | John Campagnola | John Richardson | 726005812-0-CES | 01/08/2020 | Ordered | Sue McCabe | Covidien RMS Respiratory & Mon |  |  | Ground | Sue McCabe | MATERIAL | Ordered | 186-0208 | BIS Battery Back-up | 1 | 0 | 120 | Bartow Regional Medical Center | BRMC
85993 | 01/06/2020 03:04 PM | battery's are needed for the HA cost $120.00 each R&D did not have them nor did parts source ORDERED FROM BISC REF 3984298. | 01/06/2020 03:04 PM | Ground | Sue McCabe | John Campagnola | John Richardson | 726005812-0-CES | 01/08/2020 | Ordered | Sue McCabe | Covidien RMS Respiratory & Mon |  |  | Ground | Sue McCabe | MATERIAL | Ordered | 186-0208 | BIS Battery Back-up | 1 | 0 | 120 | Bartow Regional Medical Center | BRMC
86052 | 01/08/2020 02:11 PM | POC: Dave Cambell | 01/08/2020 02:11 PM | Next Day | Sue McCabe | Robert Saunders | Dennis Davis | 726005817-0-CES | 01/08/2020 | Ordered | Sue McCabe | CMS Imaging Inc |  |  | Next Day | Sue McCabe | MATERIAL | Ordered | MUX100 | Battery Pack (x20) | 1 | 0 | 632.4 | Winter Haven Hospital | WHH | WHH-Radiology Services
86081 | 01/09/2020 10:46 AM | Needed for CES stock Claire was the POC | 01/09/2020 10:46 AM | Ground | Sue McCabe | Gary Maultsby | Dennis Davis | 726005820-0-CES | 01/09/2020 | Ordered | Sue McCabe | Olympus America Inc |  |  | Ground | Sue McCabe | MATERIAL | Ordered | GC549300 | SENSOR COVER | 5 | 0 | 6 | Bartow Regional Medical Center | BRMC
86081 | 01/09/2020 10:46 AM | Needed for CES stock Claire was the POC | 01/09/2020 10:46 AM | Ground | Sue McCabe | Gary Maultsby | Dennis Davis | 726005820-0-CES | 01/09/2020 | Ordered | Sue McCabe | Olympus America Inc |  |  | Ground | Sue McCabe | MATERIAL | Ordered | GC720800 | SENSOR COVER | 5 | 0 | 6 | Bartow Regional Medical Center | BRMC
86361 | 01/20/2020 02:06 PM | Bellows need for 48 month PM requirement | 01/20/2020 02:06 PM | Ground | Sue McCabe | John Richardson | Dwayne Wilcox | 755004202-0-CES | 01/21/2020 | Ordered | Sue McCabe | Datex-Ohmeda Inc Div GE Health |  |  | Ground | Sue McCabe | MATERIAL | Ordered | 1500-3378-000 | Bellows | 1 | 0 | 478 | South Florida Baptist Hospital | SFBH
86361 | 01/20/2020 02:06 PM | Bellows need for 48 month PM requirement | 01/20/2020 02:06 PM | Ground | Sue McCabe | John Richardson | Dwayne Wilcox | 755004202-0-CES | 01/21/2020 | Ordered | Sue McCabe | Datex-Ohmeda Inc Div GE Health |  |  | Ground | Sue McCabe | MATERIAL | Ordered | 1500-3378-000 | Bellows | 1 | 0 | 478 | South Florida Baptist Hospital | SFBH
86361 | 01/20/2020 02:06 PM | Bellows need for 48 month PM requirement | 01/20/2020 02:06 PM | Ground | Sue McCabe | John Richardson | Dwayne Wilcox | 755004202-0-CES | 01/21/2020 | Ordered | Sue McCabe | Datex-Ohmeda Inc Div GE Health |  |  | Ground | Sue McCabe | MATERIAL | Ordered | 1500-3378-000 | Bellows | 1 | 0 | 478 | South Florida Baptist Hospital | SFBH
86361 | 01/20/2020 02:06 PM | Bellows need for 48 month PM requirement | 01/20/2020 02:06 PM | Ground | Sue McCabe | John Richardson | Dwayne Wilcox | 755004202-0-CES | 01/21/2020 | Ordered | Sue McCabe | Datex-Ohmeda Inc Div GE Health |  |  | Ground | Sue McCabe | MATERIAL | Ordered | 1500-3378-000 | Bellows | 1 | 0 | 478 | South Florida Baptist Hospital | SFBH
86457 | 01/23/2020 12:48 PM | parts are needed for repair PCARD ORDER | 01/23/2020 12:48 PM | Ground | Brenda Kans | John Campagnola | John Richardson | PCARD 86457 | 01/24/2020 | Open | Brenda Kans | Richmar |  |  | Ground | Brenda Kans | MATERIAL | Open | HT-R12-HLW | O-RING | 1 | 0 | 5 | Bartow Regional Medical Center | BRMC
86457 | 01/23/2020 12:48 PM | parts are needed for repair PCARD ORDER | 01/23/2020 12:48 PM | Ground | Brenda Kans | John Campagnola | John Richardson | PCARD 86457 | 01/24/2020 | Open | Brenda Kans | Richmar |  |  | Ground | Brenda Kans | MATERIAL | Open | HT-R12-HBW | O-RING | 1 | 0 | 5 | Bartow Regional Medical Center | BRMC
86510 | 01/27/2020 10:49 AM | POC Hunter PO is for tracking purpose only because of part coverage Part is an exchange | 01/27/2020 10:49 AM | Next Day | Sue McCabe | Thomas Odaris | Dwayne Wilcox | 755004172-0-CES | 01/27/2020 | Ordered | Sue McCabe | GE Precision Healthcare LLC |  |  | Next Day | Sue McCabe | MATERIAL | Ordered | 8910003 | LS8 LOWER OP PANEL 4.3 SOFT OR HIGHER | 1 | 0 | 0 | South Florida Baptist Hospital | SFBH
86615 | 01/30/2020 01:48 PM | Parts needed to repair unit. | 01/30/2020 01:48 PM | Next Day | Sue McCabe | Germaine Kinder | Dwayne Wilcox | 755004206-0-CES | 01/30/2020 | Ordered | Sue McCabe | ArjoHuntleigh A Getinge Group |  |  | Next Day | Sue McCabe | MATERIAL | Ordered | 02-52410-1-001 | Vaporizer / Exchange | 1 | 0 | 2318 | South Florida Baptist Hospital | SFBH
86911 | 02/12/2020 09:33 AM | poc Cozette GE ServiceShop | 02/13/2020 07:00 AM | Next Day | Sue McCabe | John Richardson | Dennis Davis | 755004218-0-CES | 02/12/2020 | Ordered | Sue McCabe | GE Healthcare IT (BIOMED ONLY) |  |  | Next Day | Sue McCabe | MATERIAL | Ordered | 2089610-001-S | Flow Sensor | 2 | 0 | 168 | South Florida Baptist Hospital | SFBH
86911 | 02/12/2020 09:33 AM | poc Cozette GE ServiceShop | 02/13/2020 07:00 AM | Next Day | Sue McCabe | John Richardson | Dennis Davis | 755004218-0-CES | 02/12/2020 | Ordered | Sue McCabe | GE Healthcare IT (BIOMED ONLY) |  |  | Next Day | Sue McCabe | MATERIAL | Ordered | 2089610-001-S | Flow Sensor | 18 | 0 | 168 | South Florida Baptist Hospital | SFBH
87069 | 02/18/2020 11:36 AM | Stretcher repairs | 02/18/2020 11:36 AM | On Site | Sue McCabe | John Richardson | John Richardson | 726005918-0-CES | 02/18/2020 | Ordered | Sue McCabe | Med Stat Consulting SVCS |  |  | On Site | Sue McCabe | MATERIAL | Ordered | MISC | Med Stat parts | 1 | 0 | 140.46 | Winter Haven Hospital | WHH | WHH-Transportation
87109 | 02/19/2020 11:49 AM | camera head 1 will not work Po will be set for $2500 and adjusted after the call | 02/19/2020 11:49 AM | On Site | Sue McCabe | John Campagnola | John Richardson | 726005921-0-CES | 02/19/2020 | Received | Sue McCabe | Molecular Imaging Specialists, |  |  | On Site | Sue McCabe | MATERIAL | Open | MISC | PIPO Hybrid 16 bit Parallel 2151-5031 | 1 | 0 | 1900 | Winter Haven Hospital | BRMC
87109 | 02/19/2020 11:49 AM | camera head 1 will not work Po will be set for $2500 and adjusted after the call | 02/19/2020 11:49 AM | On Site | Sue McCabe | John Campagnola | John Richardson | 726005921-0-CES | 02/19/2020 | Received | Sue McCabe | Molecular Imaging Specialists, |  |  | On Site | Sue McCabe | MATERIAL | Open | MISC | -5 volt power supply | 1 | 0 | 350 | Bartow Regional Medical Center | BRMC
87148 | 02/20/2020 11:14 AM | POC Vendor: website Quote Number: na POC Site: SAndi Site Info: BMG-HAVI Cardiology - Clearwater BMG ship to address: BayCare Health System Attn:Andrew Wright Clinical Engineering MS 1055 2995 Drew Street Clearwater, FL 33759 | 02/20/2020 11:14 AM | Ground | Sue McCabe | Andrew Wright | Dennis Davis | 200024915 | 02/20/2020 | Ordered | Sue McCabe | PartsSource |  |  | Ground | Sue McCabe | MATERIAL | Ordered | 5717 | 12V 3.2ah Medic 5 model | 1 | 0 | 33 | Bartow Regional Medical Center | BMG
87401 | 03/02/2020 02:50 PM | POC: Brad Dombroski Per Brad, Please send hardcopy PO to him and he will get order out tonight. | 03/02/2020 02:50 PM | Next Day | Sue McCabe | Robert Saunders | Dennis Davis | 755004227-0-CES | 03/02/2020 | Ordered | Sue McCabe | GE Healthcare (OEC ONLY) |  |  | Next Day | Sue McCabe | MATERIAL | Ordered | 5885888-4 | Charger for Elite Miniview | 1 | 0 | 371.25 | South Florida Baptist Hospital | SFBH
87422 | 03/03/2020 11:33 AM | Needed for Vendor T&M PM onsite Brian Doherty was the POC ****Parts will be provided by the vendor and do not need to be ordered**** | 03/03/2020 11:33 AM | On Site | Sue McCabe | Gary Maultsby | John Richardson | 726005943-0-CES | 03/03/2020 | Ordered | Sue McCabe | Getinge USA Inc |  |  | On Site | Sue McCabe | MATERIAL | Ordered | D202-00-0140 | Safety Disk | 1 | 0 | 666.7 | Winter Haven Hospital | WHH | WHH-Cardiac ICU
87422 | 03/03/2020 11:33 AM | Needed for Vendor T&M PM onsite Brian Doherty was the POC ****Parts will be provided by the vendor and do not need to be ordered**** | 03/03/2020 11:33 AM | On Site | Sue McCabe | Gary Maultsby | John Richardson | 726005943-0-CES | 03/03/2020 | Ordered | Sue McCabe | Getinge USA Inc |  |  | On Site | Sue McCabe | MATERIAL | Ordered | D202-00-0142 | Tidal Volume Disc | 1 | 0 | 258 | Winter Haven Hospital | WHH | WHH-Cardiac ICU
87494 | 03/05/2020 12:27 PM | CES stock parts. POC Lynn Cook | 03/05/2020 12:27 PM | Ground | Sue McCabe | Ronnie Darby | Dennis Davis | 726005949-0-CES | 03/05/2020 | Ordered | Sue McCabe | Curbell Medical Products Inc |  |  | Ground | Sue McCabe | MATERIAL | Ordered | 4E235E0140018 | pillow speaker get well Zettler | 24 | 0 | 116.95 | Winter Haven Hospital | WHH | WHH-Nurse Call
87534 | 03/06/2020 01:35 PM | Vendor T&M Repair of Maquet Balloon Pump Brian Doherty was the POC ***No parts need to be ordered*** | 03/06/2020 01:35 PM | On Site | Sue McCabe | Gary Maultsby | John Richardson | 726005955-0-CES | 03/06/2020 | Ordered | Sue McCabe | Getinge USA Inc |  |  | On Site | Sue McCabe | MATERIAL | Ordered | D997-00-1180 | Power Supply | 1 | 0 | 3103 | Winter Haven Hospital | WHH | WHH-Cardiac Cath Lab
87591 | 03/10/2020 10:34 AM | PO needed for PM on Medivator Cost $3100 | 03/10/2020 10:34 AM | On Site | Sue McCabe | John Campagnola | John Richardson | 726005957-0-CES | 03/10/2020 | Ordered | Sue McCabe | MedService Repair inc |  |  | On Site | Sue McCabe | MATERIAL | Open | MRF08 | .45 Micron Filter | 1 | 0 | 120 | Bartow Regional Medical Center | BRMC
87591 | 03/10/2020 10:34 AM | PO needed for PM on Medivator Cost $3100 | 03/10/2020 10:34 AM | On Site | Sue McCabe | John Campagnola | John Richardson | 726005957-0-CES | 03/10/2020 | Ordered | Sue McCabe | MedService Repair inc |  |  | On Site | Sue McCabe | MATERIAL | Open | 78400-797 | Water Inlet Tubeleft | 1 | 0 | 49.16 | Bartow Regional Medical Center | BRMC
87745 | 03/17/2020 11:04 AM | CES stock nurse call parts. POC Lynn Cook | 03/17/2020 11:04 AM | Ground | Sue McCabe | Ronnie Darby | Dennis Davis | 726005969-0-CES | 03/17/2020 | Ordered | Sue McCabe | Curbell Medical Products Inc |  |  | Ground | Sue McCabe | MATERIAL | Ordered | 414113U-C01023A | responder V get well pillow speaker | 48 | 0 | 156 | Winter Haven Hospital | WHH | WHH-Nurse Call
87815 | 03/19/2020 01:43 PM | POC Sydney I did try to order from part source they do not have. Ground | 03/19/2020 01:43 PM | Ground | Sue McCabe | George Rivera | John Richardson | 755004236-0-CES | 03/20/2020 | Cancelled | Sue McCabe | Stryker Medical Div Stryker Co |  |  | Ground | Sue McCabe | MATERIAL | Ordered | 1804-035946 | set of stirrup | 1 | 0 | 1389.55 | South Florida Baptist Hospital | SFBH
87893 | 03/24/2020 11:18 AM | poc Larry Gardinal Multiple attemps to find this part with partssource. They do not have correct length with correct cuff connector. | 04/01/2020 08:00 AM | Ground | Sue McCabe | Mary Emery | John Richardson | 755004239-0-CES | 03/24/2020 | Partial | Sue McCabe | Integrity Medical Products Inc |  |  | Ground | Sue McCabe | MATERIAL | Partial | AU-HD36-24-47 | BP Hose | 1 | 1 | 45 | South Florida Baptist Hospital | SFBH
87893 | 03/24/2020 11:18 AM | poc Larry Gardinal Multiple attemps to find this part with partssource. They do not have correct length with correct cuff connector. | 04/01/2020 08:00 AM | Ground | Sue McCabe | Mary Emery | John Richardson | 755004239-0-CES | 03/24/2020 | Partial | Sue McCabe | Integrity Medical Products Inc |  |  | Ground | Sue McCabe | MATERIAL | Partial | AU-HD36-24-47 | BP Hose | 9 | 2 | 45 | South Florida Baptist Hospital | SFBH
87952 | 03/26/2020 01:29 PM | POC: Johnathan with GE | 03/26/2020 01:29 PM | Next Day | Sue McCabe | Robert Saunders | Dennis Davis | 755004240-0-CES | 03/26/2020 | Ordered | Sue McCabe | GE Healthcare IT (BIOMED ONLY) |  |  | Next Day | Sue McCabe | MATERIAL | Ordered | 5382000 | Digital Plate Battery, Flash Pad Battery | 2 | 0 | 478.5 | South Florida Baptist Hospital | SFBH
87960 | 03/26/2020 03:18 PM | POC: Brad Dombroski | 03/26/2020 03:18 PM | Next Day | Sue McCabe | Robert Saunders | Dennis Davis | 726005982-0-CES | 03/26/2020 | Ordered | Sue McCabe | GE Healthcare (OEC ONLY) |  |  | Next Day | Sue McCabe | MATERIAL | Ordered | 5342150 | Power Cord Assembly, 9900 | 1 | 0 | 637.5 | Winter Haven Hospital | WHH | WHH-SURGERY
87960 | 03/26/2020 03:18 PM | POC: Brad Dombroski | 03/26/2020 03:18 PM | Next Day | Sue McCabe | Robert Saunders | Dennis Davis | 726005982-0-CES | 03/26/2020 | Ordered | Sue McCabe | GE Healthcare (OEC ONLY) |  |  | Next Day | Sue McCabe | MATERIAL | Ordered | 5342150 | Power Cord Assembly, 9900 | 1 | 0 | 637.5 | Winter Haven Hospital | WHH | WHH-SURGERY
87960 | 03/26/2020 03:18 PM | POC: Brad Dombroski | 03/26/2020 03:18 PM | Next Day | Sue McCabe | Robert Saunders | Dennis Davis | 726005982-0-CES | 03/26/2020 | Ordered | Sue McCabe | GE Healthcare (OEC ONLY) |  |  | Next Day | Sue McCabe | MATERIAL | Ordered | 5335509 | 9900 Interconnect Cable | 1 | 0 | 2471.25 | Winter Haven Hospital | WHH | WHH-SURGERY
87960 | 03/26/2020 03:18 PM | POC: Brad Dombroski | 03/26/2020 03:18 PM | Next Day | Sue McCabe | Robert Saunders | Dennis Davis | 726005982-0-CES | 03/26/2020 | Ordered | Sue McCabe | GE Healthcare (OEC ONLY) |  |  | Next Day | Sue McCabe | MATERIAL | Ordered | 5335509 | 9900 Interconnect Cable | 1 | 0 | 2471.25 | Winter Haven Hospital | WHH | WHH-SURGERY
87960 | 03/26/2020 03:18 PM | POC: Brad Dombroski | 03/26/2020 03:18 PM | Next Day | Sue McCabe | Robert Saunders | Dennis Davis | 726005982-0-CES | 03/26/2020 | Ordered | Sue McCabe | GE Healthcare (OEC ONLY) |  |  | Next Day | Sue McCabe | MATERIAL | Ordered | 5694681-01 | High Voltage Cable Assembly, STD-C 9900 | 1 | 0 | 3300 | Winter Haven Hospital | WHH | WHH-SURGERY
87960 | 03/26/2020 03:18 PM | POC: Brad Dombroski | 03/26/2020 03:18 PM | Next Day | Sue McCabe | Robert Saunders | Dennis Davis | 726005982-0-CES | 03/26/2020 | Ordered | Sue McCabe | GE Healthcare (OEC ONLY) |  |  | Next Day | Sue McCabe | MATERIAL | Ordered | 5694681-01 | High Voltage Cable Assembly, STD-C 9900 | 1 | 0 | 3300 | Winter Haven Hospital | WHH | WHH-SURGERY
88053 | 04/01/2020 03:56 PM | Part unable to be ordered through Parts Source. Part #: M6266106 Price: $384.23 | 04/01/2020 03:56 PM | Ground | Sue McCabe | Brian Mace | John Richardson | 726005995-0-CES | 04/02/2020 | Ordered | Sue McCabe | Kinetic Concepts Inc (KCI) |  |  | Ground | Sue McCabe | MATERIAL | Ordered | M6266106 | Power Supply | 1 | 0 | 384.23 | Winter Haven Hospital | WHH | WHH-Sterile Processing
88122 | 04/06/2020 12:20 PM | Needed to replenish CES stock Steve Tyson was the POC Not found n Partssource website | 04/06/2020 12:20 PM | Ground | Sue McCabe | Gary Maultsby | John Richardson | 726006002-0-CES | 04/06/2020 | Received | Sue McCabe | Mercury Medical |  |  | Ground | Sue McCabe | MATERIAL | Partial | 6920114 | Chemetron Medical air adapter x DISS air male | 25 | 25 | 23.32 | Winter Haven Hospital | WHH | WHH-Clinical Engineering Services
88165 | 04/07/2020 01:53 PM | poc Greg Code 40 please | 04/07/2020 01:53 PM | Next Day | Sue McCabe | Mary Emery | John Richardson | 755004249-0-CES | 04/07/2020 | Received | Sue McCabe | Med Stat Consulting SVCS |  |  | Next Day | Sue McCabe | MATERIAL | Ordered | MS44-82346 | Mattress with memory foam-gel | 4 | 4 | 685 | South Florida Baptist Hospital | SFBH
88201 | 04/08/2020 03:37 PM | poc Brian Doherty | 04/08/2020 03:37 PM | Two Day | Sue McCabe | George Rivera | Mary Emery | 755004252-0-CES | 04/09/2020 | Ordered | Sue McCabe | Getinge USA Inc |  |  | Two Day | Sue McCabe | MATERIAL | Ordered | 6670600 | O2 sensor - Maquet Servo-i | 1 | 0 | 953.66 | South Florida Baptist Hospital | SFBH
88215 | 04/09/2020 09:52 AM | CES stock bed parts. POC Antonio Cortez | 04/09/2020 09:52 AM | Ground | Sue McCabe | Ronnie Darby | Dennis Davis | 726006013-0-CES | 04/09/2020 | Ordered | Sue McCabe | Stryker Medical Div Stryker Co |  |  | Ground | Sue McCabe | MATERIAL | Ordered | 2030135010S | Epic footboardstanderd comp | 2 | 0 | 1000.66 | Winter Haven Hospital | WHH | WHH-Beds
88215 | 04/09/2020 09:52 AM | CES stock bed parts. POC Antonio Cortez | 04/09/2020 09:52 AM | Ground | Sue McCabe | Ronnie Darby | Dennis Davis | 726006013-0-CES | 04/09/2020 | Ordered | Sue McCabe | Stryker Medical Div Stryker Co |  |  | Ground | Sue McCabe | MATERIAL | Ordered | 2030015016S | assy-ftbrd opt scale& chapw/zc | 2 | 0 | 472.18 | Winter Haven Hospital | WHH | WHH-Beds
88215 | 04/09/2020 09:52 AM | CES stock bed parts. POC Antonio Cortez | 04/09/2020 09:52 AM | Ground | Sue McCabe | Ronnie Darby | Dennis Davis | 726006013-0-CES | 04/09/2020 | Ordered | Sue McCabe | Stryker Medical Div Stryker Co |  |  | Ground | Sue McCabe | MATERIAL | Ordered | RL5 | 5th wheel | 2 | 0 | 99.69 | Winter Haven Hospital | WHH | WHH-Beds
88322 | 04/15/2020 11:18 AM | poc Joey Avery do not order, need PO only please. | 04/15/2020 11:18 AM | Two Day | Sue McCabe | Mary Emery | John Richardson | 755004256-0-CES | 04/15/2020 | Cancelled | Sue McCabe | GE Healthcare IT (BIOMED ONLY) |  |  | Two Day | Sue McCabe | MATERIAL | Ordered | CTSOFTWARE | SW for CT | 1 | 0 | 7193.35 | South Florida Baptist Hospital | SFBH
88509 | 04/26/2020 12:28 PM | PartSource Quote Number: 4445332 Customer GL number Provided for Customer Abuse Issue: GL 722160 | 04/26/2020 12:28 PM | Next Day | Sue McCabe | Robert Saunders | Dennis Davis | 755004260-0-CES | 04/27/2020 | Ordered | Sue McCabe | PartsSource |  |  | Next Day | Sue McCabe | MATERIAL | Ordered | 5771345 | Table Cover | 1 | 0 | 580 | South Florida Baptist Hospital | SFBH
88510 | 04/26/2020 12:41 PM | Customer GL number is GL722130 and cost center is 33700 for customer consumable item Siemens reference number: 400110031540 | 04/26/2020 12:41 PM | Next Day | Sue McCabe | Robert Saunders | Dennis Davis | 755004271-0-CES | 05/01/2020 | Ordered | Sue McCabe | Siemens Medical Solutions USA |  |  | Next Day | Sue McCabe | MATERIAL | Ordered | 10185618 | Cushion Head Matrix | 2 | 0 | 507 | South Florida Baptist Hospital | SFBH
88531 | 04/27/2020 12:27 PM | Cal AEC & Map out artifact Estimate Hologic Ref #: 00663750 | 04/27/2020 12:27 PM | On Site | Sue McCabe | Greg Hackworth | Dwayne Wilcox | 726006033-0-CES | 04/27/2020 | Ordered | Sue McCabe | Hologic Inc |  |  | On Site | Sue McCabe | MATERIAL | Open | RM-PRD-01702 | Detector, Digital | 1 | 0 | 95000 | Winter Haven Hospital | WHH | WHH-RMC Radiology
88564 | 04/28/2020 11:13 AM | poc GE serviceshop | 04/28/2020 11:13 AM | Ground | Sue McCabe | Mary Emery | John Richardson | 755004265-0-CES | 04/28/2020 | Ordered | Sue McCabe | GE Healthcare IT (BIOMED ONLY) |  |  | Ground | Sue McCabe | MATERIAL | Ordered | M1233494 | Alarm Assembly | 1 | 0 | 313.23 | South Florida Baptist Hospital | SFBH
88615 | 04/30/2020 10:28 AM | poc Cozette at GE serviceshop | 05/04/2020 08:00 AM | Two Day | Sue McCabe | Mary Emery | John Richardson | 755004269-0-CES | 04/30/2020 | Received | Sue McCabe | GE Healthcare IT (BIOMED ONLY) |  |  | Two Day | Sue McCabe | MATERIAL | Partial | 801502-001 | interface connector for acquistion module | 2 | 2 | 344.1 | South Florida Baptist Hospital | SFBH
88615 | 04/30/2020 10:28 AM | poc Cozette at GE serviceshop | 05/04/2020 08:00 AM | Two Day | Sue McCabe | Mary Emery | John Richardson | 755004269-0-CES | 04/30/2020 | Received | Sue McCabe | GE Healthcare IT (BIOMED ONLY) |  |  | Two Day | Sue McCabe | MATERIAL | Partial | 900995-002 | CAM-14 Module | 1 | 1 | 756.03 | South Florida Baptist Hospital | SFBH
88678 | 05/04/2020 09:49 AM | poc BD Carefusion | 05/04/2020 09:49 AM | Ground | Sue McCabe | Mary Emery | John Richardson | 755004274-0-CES | 05/04/2020 | Cancelled | Sue McCabe | CareFusion Alaris |  |  | Ground | Sue McCabe | MATERIAL | Ordered | TC10010669 | Assy Batt Pack, Alaris, NIM | 60 | 0 | 70 | South Florida Baptist Hospital | SFBH
88688 | 05/04/2020 03:06 PM | poc Stryker | 05/04/2020 03:06 PM | Ground | Sue McCabe | Mary Emery | John Richardson | 755004276-0-CES | 05/05/2020 | Ordered | Sue McCabe | Physio-Control Inc |  |  | Ground | Sue McCabe | MATERIAL | Ordered | 11141-000068 | Battery, LP20, NIMH | 8 | 0 | 185 | South Florida Baptist Hospital | SFBH
88688 | 05/04/2020 03:06 PM | poc Stryker | 05/04/2020 03:06 PM | Ground | Sue McCabe | Mary Emery | John Richardson | 755004276-0-CES | 05/05/2020 | Ordered | Sue McCabe | Physio-Control Inc |  |  | Ground | Sue McCabe | MATERIAL | Ordered | 11141-000112 | Battery, LP20e, Lithium Ion | 10 | 0 | 302 | South Florida Baptist Hospital | SFBH
88723 | 05/05/2020 02:21 PM | Ground Poc Noemi Rivas | 05/05/2020 02:21 PM | Ground | Sue McCabe | George Rivera | John Richardson | 755004277-0-CES | 05/05/2020 | Ordered | Sue McCabe | Rauland-Borg Inc |  |  | Ground | Sue McCabe | MATERIAL | Ordered | 353001 | STATION PATIENT SINGLE ENHANCED | 2 | 0 | 399.75 | South Florida Baptist Hospital | SFBH
88741 | 05/06/2020 09:28 AM | Needed for Vendor T&M repair of a Lifepak 20e defibrillator and a loaner Ben was the POC a Hardcopy of the PO needs to be sent to lifepaksupport@stryker.com | 05/06/2020 09:28 AM | Ground | Sue McCabe | Gary Maultsby | John Richardson | 726006047-0-CES | 05/06/2020 | Ordered | Sue McCabe | Physio-Control Inc |  |  | Ground | Sue McCabe | MATERIAL | Ordered | LOANER | loaner | 1 | 0 | 400 | Winter Haven Hospital | WHH | WHH-Emergency Service
88815 | 05/11/2020 09:31 AM | POC Jim See attached quote | 05/11/2020 09:31 AM | Next Day | Sue McCabe | Thomas Odaris | Dwayne Wilcox | 755004280-0-CES | 05/11/2020 | Ordered | Sue McCabe | GE Precision Healthcare LLC |  |  | Next Day | Sue McCabe | MATERIAL | Ordered | 7471196 | GFS-R4 Assembly | 1 | 0 | 3681.75 | South Florida Baptist Hospital | SFBH
88832 | 05/11/2020 01:08 PM | Needed for Servo-U Dongle Adapters This adapter was not available from Parts source Website was the POC | 05/11/2020 01:08 PM | Ground | Brenda Kans | Gary Maultsby | John Richardson | PCARD 88832 | 05/11/2020 | Ordered | Brenda Kans | Newegg.com |  |  | Ground | Brenda Kans | MATERIAL | Ordered | KENTEKDB9PINMALETOHD15HDD15PINFEMAL | DB9 MALE TO DB15 FEMALE ADAPTER | 10 | 0 | 7.98 | Winter Haven Hospital | WHH | WHH-Clinical Engineering Services
88936 | 05/14/2020 11:20 AM | POC Troy | 05/14/2020 11:20 AM | Next Day | Sue McCabe | Thomas Odaris | Dwayne Wilcox | 755004284-0-CES | 05/14/2020 | Ordered | Sue McCabe | GE Precision Healthcare LLC |  |  | Next Day | Sue McCabe | MATERIAL | Ordered | 7471196 | GFS-R4 Assembly | 1 | 0 | 3681.75 | South Florida Baptist Hospital | SFBH
88963 | 05/15/2020 12:27 PM | POC: Brad Dombroski | 05/15/2020 12:27 PM | Next Day | Sue McCabe | Robert Saunders | Dennis Davis | 726006078-0-CES | 05/15/2020 | Ordered | Sue McCabe | GE Healthcare (OEC ONLY) |  |  | Next Day | Sue McCabe | MATERIAL | Ordered | 00-878444-02 | Foot Pedal 6800 | 1 | 0 | 1893.75 | Bartow Regional Medical Center | BRMC
89111 | 05/21/2020 12:10 PM | Hurricane Supplies / PN not showing up in PartsSource. POC John Richardson | 05/21/2020 12:10 PM | Ground | Sue McCabe | Brian Pruiett | John Richardson | 726006097-0-CES | 05/22/2020 | Received | Sue McCabe | Grainger |  |  | Ground | Sue McCabe | MATERIAL | Partial | 8FT26 | 3 Piece Rainsuit XL | 2 | 2 | 50.5 | Winter Haven Hospital | WHH | WHH-Clinical Engineering Services
89111 | 05/21/2020 12:10 PM | Hurricane Supplies / PN not showing up in PartsSource. POC John Richardson | 05/21/2020 12:10 PM | Ground | Sue McCabe | Brian Pruiett | John Richardson | 726006097-0-CES | 05/22/2020 | Received | Sue McCabe | Grainger |  |  | Ground | Sue McCabe | MATERIAL | Partial | 29UT87 | Rubber Boots Size 12 | 2 | 2 | 18.64 | Winter Haven Hospital | WHH | WHH-Clinical Engineering Services
89111 | 05/21/2020 12:10 PM | Hurricane Supplies / PN not showing up in PartsSource. POC John Richardson | 05/21/2020 12:10 PM | Ground | Sue McCabe | Brian Pruiett | John Richardson | 726006097-0-CES | 05/22/2020 | Received | Sue McCabe | Grainger |  |  | Ground | Sue McCabe | MATERIAL | Partial | 36PV20 | Survival Rescue Blanket | 2 | 2 | 158 | Winter Haven Hospital | WHH | WHH-Clinical Engineering Services
89111 | 05/21/2020 12:10 PM | Hurricane Supplies / PN not showing up in PartsSource. POC John Richardson | 05/21/2020 12:10 PM | Ground | Sue McCabe | Brian Pruiett | John Richardson | 726006097-0-CES | 05/22/2020 | Received | Sue McCabe | Grainger |  |  | Ground | Sue McCabe | MATERIAL | Partial | 8T136 | 3-piece rain suite w/ jacket | 1 | 1 | 50.5 | Winter Haven Hospital | WHH | WHH-Clinical Engineering Services
89111 | 05/21/2020 12:10 PM | Hurricane Supplies / PN not showing up in PartsSource. POC John Richardson | 05/21/2020 12:10 PM | Ground | Sue McCabe | Brian Pruiett | John Richardson | 726006097-0-CES | 05/22/2020 | Received | Sue McCabe | Grainger |  |  | Ground | Sue McCabe | MATERIAL | Partial | 29UT88 | rubber boot, unisex | 1 | 1 | 18.64 | Winter Haven Hospital | WHH | WHH-Clinical Engineering Services
89135 | 05/22/2020 09:42 AM | Ground POC Noemi P: 813.740.2500 F: 813.740.2502 | 05/22/2020 09:42 AM | Ground | Sue McCabe | George Rivera | John Richardson | 755004289-0-CES | 05/22/2020 | Ordered | Sue McCabe | Rauland-Borg Inc |  |  | Ground | Sue McCabe | MATERIAL | Ordered | 351205 | VoIP Nurse Console | 1 | 0 | 1391 | South Florida Baptist Hospital | SFBH
89256 | 05/28/2020 12:43 PM | POC Grant | 05/28/2020 12:43 PM | Next Day | Sue McCabe | Thomas Odaris | Dwayne Wilcox | 755004295-0-CES | 05/28/2020 | Ordered | Sue McCabe | GE Precision Healthcare LLC |  |  | Next Day | Sue McCabe | MATERIAL | Ordered | 7710010-3 | Trackball with cable | 1 | 0 | 539.7 | South Florida Baptist Hospital | SFBH
89314 | 06/01/2020 02:28 PM | Parts needed to repair unit. | 06/01/2020 02:28 PM | On Site | Sue McCabe | Germaine Kinder | Dwayne Wilcox | 755004297-0-CES | 06/01/2020 | Ordered | Sue McCabe | ArjoHuntleigh A Getinge Group |  |  | On Site | Sue McCabe | MATERIAL | Ordered | 02-52410-1-001 | Vaporizer / Exchange | 1 | 0 | 2318 | South Florida Baptist Hospital | SFBH
89314 | 06/01/2020 02:28 PM | Parts needed to repair unit. | 06/01/2020 02:28 PM | On Site | Sue McCabe | Germaine Kinder | Dwayne Wilcox | 755004297-0-CES | 06/01/2020 | Ordered | Sue McCabe | ArjoHuntleigh A Getinge Group |  |  | On Site | Sue McCabe | MATERIAL | Ordered | SDK003 | 10033 PM kit 2 | 1 | 0 | 2808 | South Florida Baptist Hospital | SFBH
89314 | 06/01/2020 02:28 PM | Parts needed to repair unit. | 06/01/2020 02:28 PM | On Site | Sue McCabe | Germaine Kinder | Dwayne Wilcox | 755004297-0-CES | 06/01/2020 | Ordered | Sue McCabe | ArjoHuntleigh A Getinge Group |  |  | On Site | Sue McCabe | MATERIAL | Ordered | SDK059 | 100 NX PM2 Kit | 1 | 0 | 3564 | South Florida Baptist Hospital | SFBH
89393 | 06/03/2020 02:04 PM | PM service required | 06/03/2020 02:04 PM | On Site | Sue McCabe | Victor LaFoucade | John Richardson | 726006118-0-CES | 06/03/2020 | Ordered | Sue McCabe | CareStream Medical Ltd |  |  | On Site | Sue McCabe | MATERIAL | Ordered | LOANER | loaner | 3 | 0 | 0 | Winter Haven Hospital | WHH | WHH-RMC-OB
89484 | 06/08/2020 02:19 PM | poc Ethan | 06/08/2020 02:19 PM | Ground | Sue McCabe | George Rivera | John Richardson | 755004306-0-CES | 06/08/2020 | Ordered | Sue McCabe | Physio-Control Inc |  |  | Ground | Sue McCabe | MATERIAL | Ordered | 21330-001176 | LP15 Battery | 1 | 0 | 329 | South Florida Baptist Hospital | SFBH
89484 | 06/08/2020 02:19 PM | poc Ethan | 06/08/2020 02:19 PM | Ground | Sue McCabe | George Rivera | John Richardson | 755004306-0-CES | 06/08/2020 | Ordered | Sue McCabe | Physio-Control Inc |  |  | Ground | Sue McCabe | MATERIAL | Ordered | 21330-001176 | LP15 Battery | 4 | 0 | 329.6 | South Florida Baptist Hospital | SFBH
89484 | 06/08/2020 02:19 PM | poc Ethan | 06/08/2020 02:19 PM | Ground | Sue McCabe | George Rivera | John Richardson | 755004306-0-CES | 06/08/2020 | Ordered | Sue McCabe | Physio-Control Inc |  |  | Ground | Sue McCabe | MATERIAL | Ordered | 11141-000162 | Charging module battery | 3 | 0 | 250 | South Florida Baptist Hospital | SFBH
89491 | 06/08/2020 03:45 PM | POC: Brad Dombroski | 06/08/2020 03:45 PM | Next Day | Sue McCabe | Robert Saunders | Dennis Davis | 755004307-0-CES | 06/09/2020 | Ordered | Sue McCabe | GE Healthcare (OEC ONLY) |  |  | Next Day | Sue McCabe | MATERIAL | Ordered | 5694681-01 | High Voltage Cable Assembly, STD-C 9900 | 1 | 0 | 3080 | South Florida Baptist Hospital | SFBH
89491 | 06/08/2020 03:45 PM | POC: Brad Dombroski | 06/08/2020 03:45 PM | Next Day | Sue McCabe | Robert Saunders | Dennis Davis | 755004307-0-CES | 06/09/2020 | Ordered | Sue McCabe | GE Healthcare (OEC ONLY) |  |  | Next Day | Sue McCabe | MATERIAL | Ordered | 5342150 | Power Cord Assembly, 9900 | 1 | 0 | 595 | South Florida Baptist Hospital | SFBH
89491 | 06/08/2020 03:45 PM | POC: Brad Dombroski | 06/08/2020 03:45 PM | Next Day | Sue McCabe | Robert Saunders | Dennis Davis | 755004307-0-CES | 06/09/2020 | Ordered | Sue McCabe | GE Healthcare (OEC ONLY) |  |  | Next Day | Sue McCabe | MATERIAL | Ordered | 5335509 | 9900 Interconnect Cable | 1 | 0 | 2306.5 | South Florida Baptist Hospital | SFBH
89491 | 06/08/2020 03:45 PM | POC: Brad Dombroski | 06/08/2020 03:45 PM | Next Day | Sue McCabe | Robert Saunders | Dennis Davis | 755004307-0-CES | 06/09/2020 | Ordered | Sue McCabe | GE Healthcare (OEC ONLY) |  |  | Next Day | Sue McCabe | MATERIAL | Open | 00-885999-01 | Video cable assm-9900 | 1 | 0 | 560.1075 | South Florida Baptist Hospital | SFBH
89492 | 06/08/2020 03:52 PM | POC: Brad Dombroski | 06/08/2020 03:52 PM | Next Day | Sue McCabe | Robert Saunders | Dennis Davis | 755004307-0-CES | 06/09/2020 | Ordered | Sue McCabe | GE Healthcare (OEC ONLY) |  |  | Next Day | Sue McCabe | MATERIAL | Ordered | 5694681-01 | High Voltage Cable Assembly, STD-C 9900 | 1 | 0 | 3080 | South Florida Baptist Hospital | SFBH
89492 | 06/08/2020 03:52 PM | POC: Brad Dombroski | 06/08/2020 03:52 PM | Next Day | Sue McCabe | Robert Saunders | Dennis Davis | 755004307-0-CES | 06/09/2020 | Ordered | Sue McCabe | GE Healthcare (OEC ONLY) |  |  | Next Day | Sue McCabe | MATERIAL | Ordered | 5342150 | Power Cord Assembly, 9900 | 1 | 0 | 595 | South Florida Baptist Hospital | SFBH
89492 | 06/08/2020 03:52 PM | POC: Brad Dombroski | 06/08/2020 03:52 PM | Next Day | Sue McCabe | Robert Saunders | Dennis Davis | 755004307-0-CES | 06/09/2020 | Ordered | Sue McCabe | GE Healthcare (OEC ONLY) |  |  | Next Day | Sue McCabe | MATERIAL | Ordered | 5335509 | 9900 Interconnect Cable | 1 | 0 | 2306.5 | South Florida Baptist Hospital | SFBH
89492 | 06/08/2020 03:52 PM | POC: Brad Dombroski | 06/08/2020 03:52 PM | Next Day | Sue McCabe | Robert Saunders | Dennis Davis | 755004307-0-CES | 06/09/2020 | Ordered | Sue McCabe | GE Healthcare (OEC ONLY) |  |  | Next Day | Sue McCabe | MATERIAL | Open | 00-885999-01 | Video cable assm-9900 | 1 | 0 | 560.1075 | South Florida Baptist Hospital | SFBH
89502 | 06/09/2020 07:26 AM | Bartow's Logiq E9 Ultrasound needs Lower Op panel ass'y | 06/09/2020 07:26 AM | Ground | Sue McCabe | Tom Heath | John Richardson | 726006125-0-CES | 06/09/2020 | Ordered | Sue McCabe | Datex-Ohmeda Inc Div GE Health |  |  | Ground | Sue McCabe | MATERIAL | Ordered | 5207000-92-R | LE9 Lower Op Panel | 1 | 0 | 3487.5 | Bartow Regional Medical Center | BRMC
89534 | 06/09/2020 02:27 PM | Order replacement part Quote Provided by John S To be installed by local biomed | 06/09/2020 02:27 PM | Next Day AM | Sue McCabe | Robert Saunders | Dennis Davis | 755004308-0-CES | 06/09/2020 | Ordered | Sue McCabe | Hologic Inc |  |  | Next Day AM | Sue McCabe | MATERIAL | Ordered | CMP-00542 | Scanner, fingerprint | 1 | 0 | 667.02 | South Florida Baptist Hospital | SFBH
89557 | 06/10/2020 09:25 AM | POC Raphael | 06/10/2020 09:25 AM | On Site | Brenda Kans | Thomas Odaris | Dwayne Wilcox | PCARD 89557 | 06/10/2020 | Ordered | Brenda Kans | Sonodepot Inc |  |  | On Site | Brenda Kans | MATERIAL | Ordered | TROPHON | Loaner | 1 | 0 | 0 | Bartow Regional Medical Center | BMG
89728 | 06/17/2020 03:14 PM | POC: Trent Reichart | 06/17/2020 03:14 PM | Next Day | Sue McCabe | Robert Saunders | Dwayne Wilcox | 755004314-0-CES | 06/18/2020 | Ordered | Sue McCabe | GE Healthcare (OEC ONLY) |  |  | Next Day | Sue McCabe | MATERIAL | Ordered | 5543203-01 | Articulating Arm Kit | 1 | 0 | 4721.25 | South Florida Baptist Hospital | SFBH
89874 | 06/24/2020 10:26 AM | Replacement Batteries for Infant scale 5403 1.2v 2.3Ah | 06/24/2020 10:26 AM | Next Day | Sue McCabe | Victor LaFoucade | John Richardson | 726006152-0-CES | 06/24/2020 | Ordered | Sue McCabe | R & D Batteries Inc |  |  | Next Day | Sue McCabe | MATERIAL | Ordered | 5403 | Battery, C rechargeable | 6 | 0 | 6.85 | Winter Haven Hospital | WHH | WHH-RMC GYN Mother/Baby
89926 | 06/25/2020 06:12 PM | POC Thomas | 06/25/2020 06:12 PM | Next Day | Sue McCabe | Thomas Odaris | Dwayne Wilcox | 755004321-0-CES | 06/26/2020 | Ordered | Sue McCabe | GE Precision Healthcare LLC |  |  | Next Day | Sue McCabe | MATERIAL | Ordered | 5756415 | OPI 4 button kit | 1 | 0 | 1042.5 | South Florida Baptist Hospital | SFBH
90049 | 07/01/2020 03:07 PM | POC Jessica | 07/01/2020 03:07 PM | Next Day | Sue McCabe | Thomas Odaris | Dwayne Wilcox | 755004325-0-CES | 07/02/2020 | Ordered | Sue McCabe | Philips Healthcare |  |  | Next Day | Sue McCabe | MATERIAL | Ordered | 453561655592 | Control Panel Assembly | 1 | 0 | 2345.15 | South Florida Baptist Hospital | SFBH
90049 | 07/01/2020 03:07 PM | POC Jessica | 07/01/2020 03:07 PM | Next Day | Sue McCabe | Thomas Odaris | Dwayne Wilcox | 755004325-0-CES | 07/02/2020 | Ordered | Sue McCabe | Philips Healthcare |  |  | Next Day | Sue McCabe | MATERIAL | Ordered | 453561805661 | Gas Spring/ Epiq 7 | 2 | 0 | 48.45 | South Florida Baptist Hospital | SFBH
90127 | 07/06/2020 02:30 PM | Needed for repair of a Physio Control Lp20e defibrillator Ken was the POC A hard copy of the PO needs to be sent to ***LIFEPAKsupport@stryker.com | 07/06/2020 02:30 PM | Ground | Sue McCabe | Gary Maultsby | Dennis Davis | 726006169-0-CES | 07/07/2020 | Ordered | Sue McCabe | Stryker Medical Div Stryker Co |  |  | Ground | Sue McCabe | MATERIAL | Ordered | LOANER | loaner | 1 | 0 | 400 | Winter Haven Hospital | WHH | WHH-Advanced Med Care Unit
90181 | 07/07/2020 05:18 PM | POC Mark | 07/07/2020 05:18 PM | Next Day | Sue McCabe | Thomas Odaris | Dwayne Wilcox | 755004327-0-CES | 07/08/2020 | Ordered | Sue McCabe | AllParts Medical |  |  | Next Day | Sue McCabe | MATERIAL | Ordered | 453561655574 | Trackball Cluster | 1 | 0 | 736.1 | South Florida Baptist Hospital | SFBH
90209 | 07/08/2020 03:24 PM | POC Samantha | 07/08/2020 03:24 PM | Next Day | Sue McCabe | Thomas Odaris | Dwayne Wilcox | 200025216 | 07/09/2020 | Ordered | Sue McCabe | Innovatus Imaging Corp |  |  | Next Day | Sue McCabe | MATERIAL | Ordered | X5-1 | Ultrasound probe Loaner | 1 | 0 | 0 | Bartow Regional Medical Center | BMG
90293 | 07/13/2020 12:06 PM | Temp and Humidity tags --- Lawson number 188873 | 07/13/2020 12:06 PM | Two Day | Sue McCabe | John Richardson | John Richardson | 2607732902 | 08/12/2020 | Ordered | Sue McCabe | BISC Integrated Service Center |  |  | Two Day | Sue McCabe | MATERIAL | Ordered | TAG-5200 | Aeroscout Humidity tag | 11 | 0 | 113.15 | Winter Haven Hospital | WHH | WHH-Clinical Engineering Services
90310 | 07/14/2020 09:28 AM | Parts needed for inventory. | 07/14/2020 09:28 AM | Ground | Sue McCabe | Germaine Kinder | Dwayne Wilcox | 726006181-0-CES | 07/14/2020 | Ordered | Sue McCabe | Welch Allyn Inc |  |  | Ground | Sue McCabe | MATERIAL | Ordered | 4500-32 | Air Hose, 8ft, Welch Allyn 6000 Series | 20 | 0 | 97 | Winter Haven Hospital | WHH | WHH-Clinical Engineering Services
90310 | 07/14/2020 09:28 AM | Parts needed for inventory. | 07/14/2020 09:28 AM | Ground | Sue McCabe | Germaine Kinder | Dwayne Wilcox | 726006181-0-CES | 07/14/2020 | Ordered | Sue McCabe | Welch Allyn Inc |  |  | Ground | Sue McCabe | MATERIAL | Ordered | BATT99 | Battery for VSM 6000 | 5 | 0 | 313 | Winter Haven Hospital | WHH | WHH-Clinical Engineering Services
90315 | 07/14/2020 11:09 AM | Alaris Battery replacement | 07/14/2020 11:09 AM | Ground | Sue McCabe | John Richardson | John Richardson | 726006185-0-CES | 07/14/2020 | Ordered | Sue McCabe | CareFusion Alaris |  |  | Ground | Sue McCabe | MATERIAL | Ordered | TC10012506 | BD Alaris Battery Pack Assembly NIMH | 150 | 0 | 58.76 | Bartow Regional Medical Center | BRMC
90370 | 07/16/2020 08:46 AM | Parts needed for stock | 07/16/2020 08:46 AM | Ground | Jennah Judd | Germaine Kinder | Dennis Davis | 726006190-0-CES | 07/16/2020 | Ordered | Jennah Judd | Welch Allyn Inc |  |  | Ground | Jennah Judd | MATERIAL | Ordered | 02895-000 | oral probe w/ well | 10 | 0 | 112.5 | Winter Haven Hospital | WHH | WHH-Clinical Engineering Services
90370 | 07/16/2020 08:46 AM | Parts needed for stock | 07/16/2020 08:46 AM | Ground | Jennah Judd | Germaine Kinder | Dennis Davis | 726006190-0-CES | 07/16/2020 | Ordered | Jennah Judd | Welch Allyn Inc |  |  | Ground | Jennah Judd | MATERIAL | Ordered | 107281 | SERV KIT CVSM NIBP MODULE | 3 | 0 | 686 | Winter Haven Hospital | WHH | WHH-Clinical Engineering Services
90426 | 07/17/2020 02:25 PM | Needed for vendor T&M repair of a Zoll IVTM machine Michael Stachura was the POC ***Parts do not need to be ordered. Vendor will supply the part*** | 07/17/2020 02:25 PM | On Site | Jennah Judd | Gary Maultsby | John Richardson | 726006194-0-CES | 07/17/2020 | Ordered | Jennah Judd | ZOLL Medical Corp |  |  | On Site | Jennah Judd | MATERIAL | Ordered | IVTMSERVICEPARTSTOTAL | IVTM Service Parts Total | 1 | 0 | 1486 | Winter Haven Hospital | WHH | WHH-Cardiac ICU
90562 | 07/23/2020 03:54 PM | Emergency Part requested POC - David Edwards in tech support. | 07/23/2020 03:54 PM | Next Day AM | Jennah Judd | Brian Pruiett | John Richardson | 726006201-0-CES | 07/23/2020 | Ordered | Jennah Judd | Philips Respironics |  |  | Next Day AM | Jennah Judd | MATERIAL | Ordered | 453561512761 | RP Blower Assy. V60 | 1 | 0 | 911 | Winter Haven Hospital | BRMC
90636 | 07/27/2020 01:52 PM | POC Cherry | 07/27/2020 01:52 PM | Next Day | Sue McCabe | Thomas Odaris | Dwayne Wilcox | 755004341-0-CES | 07/27/2020 | Ordered | Sue McCabe | GE Precision Healthcare LLC |  |  | Next Day | Sue McCabe | MATERIAL | Ordered | 5433408-12 | BEP IO Board | 1 | 0 | 1747.5 | South Florida Baptist Hospital | SFBH
90905 | 08/07/2020 11:51 AM | Requested to order parts overnight ship (Ventilator parts). POC - John Richardson | 08/07/2020 11:51 AM | Next Day AM | Sue McCabe | Brian Pruiett | John Richardson | 726006229-0-CES | 08/07/2020 | Ordered | Sue McCabe | Covidien (US)*** |  |  | Next Day AM | Sue McCabe | MATERIAL | Ordered | 4-073022-00 | Fascia, GUI | 1 | 0 | 38.95 | Bartow Regional Medical Center | BRMC
90905 | 08/07/2020 11:51 AM | Requested to order parts overnight ship (Ventilator parts). POC - John Richardson | 08/07/2020 11:51 AM | Next Day AM | Sue McCabe | Brian Pruiett | John Richardson | 726006229-0-CES | 08/07/2020 | Ordered | Sue McCabe | Covidien (US)*** |  |  | Next Day AM | Sue McCabe | MATERIAL | Ordered | 4-073019-00 | GUI Rotor | 1 | 0 | 19.3 | Bartow Regional Medical Center | BRMC
90905 | 08/07/2020 11:51 AM | Requested to order parts overnight ship (Ventilator parts). POC - John Richardson | 08/07/2020 11:51 AM | Next Day AM | Sue McCabe | Brian Pruiett | John Richardson | 726006229-0-CES | 08/07/2020 | Ordered | Sue McCabe | Covidien (US)*** |  |  | Next Day AM | Sue McCabe | MATERIAL | Ordered | 4-075232-00 | Rotation Spring | 1 | 0 | 24.81 | Bartow Regional Medical Center | BRMC
90905 | 08/07/2020 11:51 AM | Requested to order parts overnight ship (Ventilator parts). POC - John Richardson | 08/07/2020 11:51 AM | Next Day AM | Sue McCabe | Brian Pruiett | John Richardson | 726006229-0-CES | 08/07/2020 | Ordered | Sue McCabe | Covidien (US)*** |  |  | Next Day AM | Sue McCabe | MATERIAL | Ordered | 4-073018-00 | GUI Brake Shoe | 1 | 0 | 28.37 | Bartow Regional Medical Center | BRMC
91019 | 08/12/2020 03:00 PM | Needed for Shop Stock | 08/12/2020 03:00 PM | Ground | Sue McCabe | Gary Maultsby | John Richardson | 726006240-0-CES | 08/13/2020 | Partial | Sue McCabe | Mercury Medical |  |  | Ground | Sue McCabe | MATERIAL | Partial | 69-3A-12-18-8 | Air Hose | 5 | 5 | 99.7 | Winter Haven Hospital | WHH | WHH-Clinical Engineering Services
91019 | 08/12/2020 03:00 PM | Needed for Shop Stock | 08/12/2020 03:00 PM | Ground | Sue McCabe | Gary Maultsby | John Richardson | 726006240-0-CES | 08/13/2020 | Partial | Sue McCabe | Mercury Medical |  |  | Ground | Sue McCabe | MATERIAL | Partial | 6920112 | adapter Chemetron O2 X DISS Male | 10 | 0 | 19.15 | Winter Haven Hospital | WHH | WHH-Clinical Engineering Services
91019 | 08/12/2020 03:00 PM | Needed for Shop Stock | 08/12/2020 03:00 PM | Ground | Sue McCabe | Gary Maultsby | John Richardson | 726006240-0-CES | 08/13/2020 | Partial | Sue McCabe | Mercury Medical |  |  | Ground | Sue McCabe | MATERIAL | Partial | 6920114 | Chemetron Medical air adapter x DISS air male | 10 | 0 | 23.92 | Winter Haven Hospital | WHH | WHH-Clinical Engineering Services
91104 | 08/14/2020 11:51 AM | poc Cozette GE Service shop | 08/14/2020 11:51 AM | Two Day | Sue McCabe | Mary Emery | John Richardson | 755004355-0-CES | 08/14/2020 | Ordered | Sue McCabe | GE Precision Healthcare LLC |  |  | Two Day | Sue McCabe | MATERIAL | Ordered | 2058203-001 | 4 Ft. BP Hose | 3 | 0 | 72 | South Florida Baptist Hospital | SFBH
91104 | 08/14/2020 11:51 AM | poc Cozette GE Service shop | 08/14/2020 11:51 AM | Two Day | Sue McCabe | Mary Emery | John Richardson | 755004355-0-CES | 08/14/2020 | Ordered | Sue McCabe | GE Precision Healthcare LLC |  |  | Two Day | Sue McCabe | MATERIAL | Ordered | 2058203-002 | 12 Ft. BP Hose | 5 | 0 | 64 | South Florida Baptist Hospital | SFBH
91108 | 08/14/2020 12:45 PM | Servo U HFT upgrade Please ensure the serial numbers are in the PO Code to: 6100-35000 - 730850 s/n 100369240 s/n 100369240 s/n 100369236 s/n 100369230 s/n 100369070 | 08/14/2020 12:45 PM | On Site | Sue McCabe | John Richardson | John Richardson | 726006243-0-CES | 08/14/2020 | Ordered | Sue McCabe | Philips Respironics |  |  | On Site | Sue McCabe | MATERIAL | Ordered | 1136155-989805657401 | V60,HFT Option,Field UPgrade | 1 | 0 | 1247.5 | Winter Haven Hospital | WHH | WHH-Respiratory Care Services
91108 | 08/14/2020 12:45 PM | Servo U HFT upgrade Please ensure the serial numbers are in the PO Code to: 6100-35000 - 730850 s/n 100369240 s/n 100369240 s/n 100369236 s/n 100369230 s/n 100369070 | 08/14/2020 12:45 PM | On Site | Sue McCabe | John Richardson | John Richardson | 726006243-0-CES | 08/14/2020 | Ordered | Sue McCabe | Philips Respironics |  |  | On Site | Sue McCabe | MATERIAL | Ordered | 1136155-989805657401 | V60,HFT Option,Field UPgrade | 1 | 0 | 1247.5 | Winter Haven Hospital | WHH | WHH-Respiratory Care Services
91108 | 08/14/2020 12:45 PM | Servo U HFT upgrade Please ensure the serial numbers are in the PO Code to: 6100-35000 - 730850 s/n 100369240 s/n 100369240 s/n 100369236 s/n 100369230 s/n 100369070 | 08/14/2020 12:45 PM | On Site | Sue McCabe | John Richardson | John Richardson | 726006243-0-CES | 08/14/2020 | Ordered | Sue McCabe | Philips Respironics |  |  | On Site | Sue McCabe | MATERIAL | Ordered | 1136155-989805657401 | V60,HFT Option,Field UPgrade | 1 | 0 | 1247.5 | Winter Haven Hospital | WHH | WHH-Respiratory Care Services
91108 | 08/14/2020 12:45 PM | Servo U HFT upgrade Please ensure the serial numbers are in the PO Code to: 6100-35000 - 730850 s/n 100369240 s/n 100369240 s/n 100369236 s/n 100369230 s/n 100369070 | 08/14/2020 12:45 PM | On Site | Sue McCabe | John Richardson | John Richardson | 726006243-0-CES | 08/14/2020 | Ordered | Sue McCabe | Philips Respironics |  |  | On Site | Sue McCabe | MATERIAL | Ordered | 1136155-989805657401 | V60,HFT Option,Field UPgrade | 1 | 0 | 1247.5 | Winter Haven Hospital | WHH | WHH-Respiratory Care Services
91108 | 08/14/2020 12:45 PM | Servo U HFT upgrade Please ensure the serial numbers are in the PO Code to: 6100-35000 - 730850 s/n 100369240 s/n 100369240 s/n 100369236 s/n 100369230 s/n 100369070 | 08/14/2020 12:45 PM | On Site | Sue McCabe | John Richardson | John Richardson | 726006243-0-CES | 08/14/2020 | Ordered | Sue McCabe | Philips Respironics |  |  | On Site | Sue McCabe | MATERIAL | Ordered | 1136155-989805657401 | V60,HFT Option,Field UPgrade | 1 | 0 | 1247.5 | Winter Haven Hospital | WHH | WHH-Respiratory Care Services
91165 | 08/18/2020 10:17 AM | poc Greg P code 40 please | 08/18/2020 10:17 AM | Ground | Sue McCabe | Mary Emery | Dennis Davis | 755004359-0-CES | 08/19/2020 | Ordered | Sue McCabe | Med Stat Consulting SVCS |  |  | Ground | Sue McCabe | MATERIAL | Ordered | 44-82356-MSTAT | Mattress | 10 | 0 | 685 | South Florida Baptist Hospital | SFBH
91167 | 08/18/2020 10:45 AM | Parts needed for PM not available on Parts Source | 08/18/2020 10:45 AM | Two Day | Sue McCabe | Germaine Kinder | John Richardson | 755004358-0-CES | 08/18/2020 | Ordered | Sue McCabe | Advanced Sterilization Product |  |  | Two Day | Sue McCabe | MATERIAL | Ordered | 110759-01 | .2 Micron Bacteria Filter | 4 | 0 | 218.9 | South Florida Baptist Hospital | SFBH
91167 | 08/18/2020 10:45 AM | Parts needed for PM not available on Parts Source | 08/18/2020 10:45 AM | Two Day | Sue McCabe | Germaine Kinder | John Richardson | 755004358-0-CES | 08/18/2020 | Ordered | Sue McCabe | Advanced Sterilization Product |  |  | Two Day | Sue McCabe | MATERIAL | Ordered | 110759-01 | .2 Micron Bacteria Filter | 4 | 0 | 218.9 | South Florida Baptist Hospital | SFBH
91284 | 08/24/2020 09:12 AM | Needed for Vendor T&M Repair of a Physio-Control LP20e Defibrillator A hardcopy of the PO needs to be sent to lifepaksupport@stryker.com | 08/24/2020 09:12 AM | Ground | Sue McCabe | Gary Maultsby | John Richardson | 726006254-0-CES | 08/24/2020 | Ordered | Sue McCabe | Stryker Medical Div Stryker Co |  |  | Ground | Sue McCabe | MATERIAL | Ordered | LOANER | loaner | 1 | 0 | 400 | Winter Haven Hospital | WHH | WHH-MICU
91349 | 08/25/2020 12:18 PM | POC Samantha | 08/25/2020 12:18 PM | Next Day | Sue McCabe | Thomas Odaris | Dwayne Wilcox | 755004364-0-CES | 08/25/2020 | Ordered | Sue McCabe | Innovatus Imaging Corp |  |  | Next Day | Sue McCabe | MATERIAL | Ordered | ML6-15-D | Loaner | 1 | 0 | 0 | South Florida Baptist Hospital | SFBH
91441 | 08/27/2020 01:25 PM | Needed for CES Stock to repair V60 Ventilator Circuit Support Arms Requested a quote from Parts Source and the part is available to order from that vendor | 08/27/2020 01:25 PM | Ground | Sue McCabe | Gary Maultsby | Dennis Davis | 726006262-0-CES | 08/28/2020 | Ordered | Sue McCabe | Philips Respironics |  |  | Ground | Sue McCabe | MATERIAL | Ordered | 453561528281 | RP-CIRCUIT SUPPORT ARM HANDLE | 5 | 0 | 46 | Winter Haven Hospital | WHH | WHH-Clinical Engineering Services
91499 | 08/31/2020 02:24 PM | Requesting No Charge PO I have contacted the Rep Julie Schmidt once received she will release part. | 08/31/2020 02:24 PM | Ground | Sue McCabe | Brian Pruiett | John Richardson | 726006269-0-CES | 08/31/2020 | Ordered | Sue McCabe | Sage Products Inc |  |  | Ground | Sue McCabe | MATERIAL | Ordered | 7441 | QC REPLACEMENT HOSE / AirTap | 1 | 0 | 0 | Bartow Regional Medical Center | BRMC
91585 | 09/02/2020 03:12 PM | Needed for Vendor Bench repair of a BARD Site Rite 8 Ultrasound Cindy Painter was the POC ***A hard copy of the PO needs to be sent to cindy.painter@bd.com*** | 09/02/2020 03:12 PM | Ground | Sue McCabe | Gary Maultsby | John Richardson | 726006274-0-CES | 09/23/2020 | Ordered | Sue McCabe | BD Biosciences (CA) Div BD |  |  | Ground | Sue McCabe | MATERIAL | Ordered | BR2032 | Coin Battery | 1 | 0 | 0 | Bartow Regional Medical Center | BRMC
91585 | 09/02/2020 03:12 PM | Needed for Vendor Bench repair of a BARD Site Rite 8 Ultrasound Cindy Painter was the POC ***A hard copy of the PO needs to be sent to cindy.painter@bd.com*** | 09/02/2020 03:12 PM | Ground | Sue McCabe | Gary Maultsby | John Richardson | 726006274-0-CES | 09/23/2020 | Ordered | Sue McCabe | BD Biosciences (CA) Div BD |  |  | Ground | Sue McCabe | MATERIAL | Ordered | SR8CONSOLEKIT | SR8 CONSOLE KIT | 1 | 0 | 102.31 | Bartow Regional Medical Center | BRMC
91585 | 09/02/2020 03:12 PM | Needed for Vendor Bench repair of a BARD Site Rite 8 Ultrasound Cindy Painter was the POC ***A hard copy of the PO needs to be sent to cindy.painter@bd.com*** | 09/02/2020 03:12 PM | Ground | Sue McCabe | Gary Maultsby | John Richardson | 726006274-0-CES | 09/23/2020 | Ordered | Sue McCabe | BD Biosciences (CA) Div BD |  |  | Ground | Sue McCabe | MATERIAL | Ordered | BATTERYLITHIUMIONSR8ROHS | Lithium Ion Battery | 1 | 0 | 180 | Bartow Regional Medical Center | BRMC
91585 | 09/02/2020 03:12 PM | Needed for Vendor Bench repair of a BARD Site Rite 8 Ultrasound Cindy Painter was the POC ***A hard copy of the PO needs to be sent to cindy.painter@bd.com*** | 09/02/2020 03:12 PM | Ground | Sue McCabe | Gary Maultsby | John Richardson | 726006274-0-CES | 09/23/2020 | Ordered | Sue McCabe | BD Biosciences (CA) Div BD |  |  | Ground | Sue McCabe | MATERIAL | Ordered | LABELWARRANTYVOIDROHS | Warranty Label | 1 | 0 | 0 | Bartow Regional Medical Center | BRMC
91585 | 09/02/2020 03:12 PM | Needed for Vendor Bench repair of a BARD Site Rite 8 Ultrasound Cindy Painter was the POC ***A hard copy of the PO needs to be sent to cindy.painter@bd.com*** | 09/02/2020 03:12 PM | Ground | Sue McCabe | Gary Maultsby | John Richardson | 726006274-0-CES | 09/23/2020 | Ordered | Sue McCabe | BD Biosciences (CA) Div BD |  |  | Ground | Sue McCabe | MATERIAL | Ordered | BAS-LGESMALLPACKAGE | BAS - Lge Small Package | 1 | 0 | 40 | Bartow Regional Medical Center | BRMC
91612 | 09/03/2020 12:38 PM | Needed to repair Nurse call connection on ICU ventilator Ordering from the vendor Per JR Doreal was the POC | 09/03/2020 12:38 PM | Two Day | Sue McCabe | Brian Pruiett | John Richardson | 726006278-0-CES | 09/03/2020 | Ordered | Sue McCabe | Covidien (US)*** |  |  | Two Day | Sue McCabe | MATERIAL | Ordered | G-061872-00 | Nurse Call Connector | 2 | 0 | 25.66 | Bartow Regional Medical Center | BRMC
91717 | 09/09/2020 11:15 AM | For the repair of Echo's ultrasound unit. | 09/09/2020 11:15 AM | Next Day AM | Sue McCabe | Tom Heath | John Richardson | 726006296-0-CES | 09/09/2020 | Ordered | Sue McCabe | Philips Healthcare |  |  | Next Day AM | Sue McCabe | MATERIAL | Ordered | 483561655562 | TGC Assembly | 1 | 0 | 446 | Winter Haven Hospital | WHH | WHH-Non Invasive Cardiology
91826 | 09/14/2020 10:10 AM | Needed to replenish CES stock Website was the POC | 09/14/2020 10:10 AM | Ground | Sue McCabe | Gary Maultsby | John Richardson | 726006310-0-CES | 09/14/2020 | Ordered | Sue McCabe | Newark Element14 |  |  | Ground | Sue McCabe | MATERIAL | Ordered | 84Y8222 | Wireless Keyboard | 3 | 0 | 29.99 | Winter Haven Hospital | WHH | WHH-Clinical Engineering Services
91904 | 09/16/2020 10:02 AM | Ground, try to order from partssource not available will order from Socttcare | 09/16/2020 10:02 AM | Ground | Sue McCabe | George Rivera | Dennis Davis | 755004382-0-CES | 09/16/2020 | Ordered | Sue McCabe | ScottCare Corp A Scott Fetzer |  |  | Ground | Sue McCabe | MATERIAL | Ordered | 101912 | velcro wristband | 20 | 0 | 18 | South Florida Baptist Hospital | SFBH
92014 | 09/21/2020 09:49 AM | ***USE GL# 722660***physical damage...tube cover cracked...not covered under warranty...please provide hardcopy PO#*** HOLDING FOR DEPT APPROVAL TO CODE PO. EMAILED REQUEST FOR THIS 9/21/2020 BKK | 09/21/2020 09:49 AM | On Site | Brenda Kans | Brian Mace | John Richardson | 726006332-0-CES | 09/21/2020 | Ordered | Brenda Kans | GE Precision Healthcare LLC |  |  | On Site | Brenda Kans | MATERIAL | Ordered | 5419165 | Top Tube Cover | 1 | 0 | 7779.75 | Winter Haven Hospital | WHH | WHH-Cardiac Cath Lab
92016 | 09/21/2020 10:19 AM | Ground plz add case # to the PO 2009-24080 | 09/21/2020 10:19 AM | Ground | Brenda Kans | George Rivera | John Richardson | 755004391-0-CES | 09/21/2020 | Ordered | Brenda Kans | AccuVein LLC |  |  | Ground | Brenda Kans | MATERIAL | Ordered | BA400 | battery for AV400 | 1 | 0 | 149 | South Florida Baptist Hospital | SFBH
92022 | 09/21/2020 11:23 AM | Vendor On site T&M Repair of a Puritan Bennett Ventilator Tech Support was the POC ***Parts will be provided by the vendor*** | 09/21/2020 11:23 AM | On Site | Brenda Kans | Gary Maultsby | John Richardson | 726006333-0-CES | 09/21/2020 | Ordered | Brenda Kans | Covidien (US)*** |  |  | On Site | Brenda Kans | MATERIAL | Ordered | 10075675 | GUI BD | 1 | 0 | 4545 | Bartow Regional Medical Center | BRMC
92022 | 09/21/2020 11:23 AM | Vendor On site T&M Repair of a Puritan Bennett Ventilator Tech Support was the POC ***Parts will be provided by the vendor*** | 09/21/2020 11:23 AM | On Site | Brenda Kans | Gary Maultsby | John Richardson | 726006333-0-CES | 09/21/2020 | Ordered | Brenda Kans | Covidien (US)*** |  |  | On Site | Brenda Kans | MATERIAL | Ordered | 4-075761-SP | Backlight Inverter PCB | 2 | 0 | 300 | Bartow Regional Medical Center | BRMC
92142 | 09/24/2020 01:44 PM | Unit not powering up (replacement P.O.) | 09/24/2020 01:44 PM | Ground | Sue McCabe | Germaine Kinder | John Richardson | 726006341-0-CES | 09/24/2020 | Ordered | Sue McCabe | Sage Products Inc |  |  | Ground | Sue McCabe | MATERIAL | Ordered | 7455 | Patient Repositioning System | 1 | 0 | 0 | Winter Haven Hospital | WHH | WHH-Radiology Services
92142 | 09/24/2020 01:44 PM | Unit not powering up (replacement P.O.) | 09/24/2020 01:44 PM | Ground | Sue McCabe | Germaine Kinder | John Richardson | 726006341-0-CES | 09/24/2020 | Ordered | Sue McCabe | Sage Products Inc |  |  | Ground | Sue McCabe | MATERIAL | Ordered | 7441 | QC REPLACEMENT HOSE / AirTap | 1 | 0 | 0 | Winter Haven Hospital | WHH | WHH-Radiology Services
92156 | 09/25/2020 09:41 AM | Parts needed for repair. | 09/25/2020 09:41 AM | Next Day | Sue McCabe | Germaine Kinder | John Richardson | 755004398-0-CES | 09/25/2020 | Ordered | Sue McCabe | Ultra Clean Systems, Inc |  |  | Next Day | Sue McCabe | MATERIAL | Ordered | 30-2340 | pvc coupling | 4 | 0 | 9.76 | South Florida Baptist Hospital | SFBH
92156 | 09/25/2020 09:41 AM | Parts needed for repair. | 09/25/2020 09:41 AM | Next Day | Sue McCabe | Germaine Kinder | John Richardson | 755004398-0-CES | 09/25/2020 | Ordered | Sue McCabe | Ultra Clean Systems, Inc |  |  | Next Day | Sue McCabe | MATERIAL | Ordered | 30-4320 | QD connection 1/4 | 2 | 0 | 17.28 | South Florida Baptist Hospital | SFBH
92163 | 09/25/2020 10:48 AM | Recertification training for Getinge - Servo I - Gary Maultsby Code to: 6100 - 88570 - 752300 Attn POC: Kathy Mennor - Service Education | 09/25/2020 10:48 AM | On Site | Sue McCabe | John Richardson | John Richardson | 726006343-0-CES | 09/25/2020 | Ordered | Sue McCabe | Getinge USA Inc |  |  | On Site | Sue McCabe | MATERIAL | Ordered | TRAINING | Training | 1 | 0 | 3125 | Winter Haven Hospital | WHH | WHH-Clinical Engineering Services
92205 | 09/29/2020 06:22 AM | Needed for Vendor T&M Repair on site of a Zoll Thermoguard Mike Stachura was the POC Vendor will bring the parts on site | 09/29/2020 06:22 AM | On Site | Sue McCabe | Gary Maultsby | John Richardson | 726006348-0-CES | 09/29/2020 | Ordered | Sue McCabe | ZOLL Medical Corp |  |  | On Site | Sue McCabe | MATERIAL | Ordered | 400333-001 | Propylene Glycol 1 gallon | 1 | 0 | 36 | Winter Haven Hospital | WHH | WHH-Cardiac ICU
92205 | 09/29/2020 06:22 AM | Needed for Vendor T&M Repair on site of a Zoll Thermoguard Mike Stachura was the POC Vendor will bring the parts on site | 09/29/2020 06:22 AM | On Site | Sue McCabe | Gary Maultsby | John Richardson | 726006348-0-CES | 09/29/2020 | Ordered | Sue McCabe | ZOLL Medical Corp |  |  | On Site | Sue McCabe | MATERIAL | Ordered | 500802-001 | Coldwell Assembly and Drip Tray | 1 | 0 | 1450 | Winter Haven Hospital | WHH | WHH-Cardiac ICU
92230 | 09/29/2020 01:36 PM | poc P-card order | 09/29/2020 01:36 PM | Ground | Brenda Kans | Mary Emery | John Richardson | PCARD 92230 | 09/29/2020 | Ordered | Brenda Kans | Amazon.com |  |  | Ground | Brenda Kans | MATERIAL | Ordered | ACEREB321HQAWI32FULLHD | Monitor | 1 | 0 | 249 | South Florida Baptist Hospital | SFBH
92252 | 09/30/2020 11:37 AM | poc Cozette D. at Service Shop | 10/01/2020 08:00 AM | Next Day | Sue McCabe | George Rivera | John Richardson | 755004405-0-CES | 09/30/2020 | Ordered | Sue McCabe | GE Healthcare IT (BIOMED ONLY) |  |  | Next Day | Sue McCabe | MATERIAL | Ordered | 900995-002 | CAM-14 Module | 1 | 0 | 756.03 | South Florida Baptist Hospital | SFBH
92277 | 09/30/2020 05:33 PM | NOTE: Amazon Order (Email Sent to Brenda K) | 09/30/2020 05:33 PM | Next Day | Brenda Kans | Robert Saunders | Dennis Davis | PCARD 92277 | 10/01/2020 | Ordered | Brenda Kans | Amazon.com |  |  | Next Day | Brenda Kans | MATERIAL | Ordered | MACH130 | Mavig Mach130 Light Bulb by Technical Precision | 4 | 0 | 53.99 | Bartow Regional Medical Center | BRMC
92277 | 09/30/2020 05:33 PM | NOTE: Amazon Order (Email Sent to Brenda K) | 09/30/2020 05:33 PM | Next Day | Brenda Kans | Robert Saunders | Dennis Davis | PCARD 92277 | 10/01/2020 | Ordered | Brenda Kans | Amazon.com |  |  | Next Day | Brenda Kans | MATERIAL | Ordered | 382275 | Extech Switching Mode 600W DC PS | 1 | 0 | 389.99 | Bartow Regional Medical Center | BRMC
92411 | 05/22/2020 09:00 AM | VCSn module unable to proceed. Service required ****NEED PO ONLY***** | 05/22/2020 08:00 AM | On Site | Sue McCabe | John Richardson | John Richardson | 726006365-0-CES | 10/07/2020 | Ordered | Sue McCabe | Beckman Coulter Inc |  |  | On Site | Sue McCabe | MATERIAL | Ordered | 629431 | S/A CHAMBERSAMPLE SHEATHDIFF MODULE | 1 | 0 | 440.75 | Bartow Regional Medical Center | BRMC
92411 | 05/22/2020 09:00 AM | VCSn module unable to proceed. Service required ****NEED PO ONLY***** | 05/22/2020 08:00 AM | On Site | Sue McCabe | John Richardson | John Richardson | 726006365-0-CES | 10/07/2020 | Ordered | Sue McCabe | Beckman Coulter Inc |  |  | On Site | Sue McCabe | MATERIAL | Ordered | 6232605 | VLV PNEUDUCKBILL NO 30/1 PSI | 1 | 0 | 47.04 | Bartow Regional Medical Center | BRMC
92490 | 10/08/2020 03:47 PM | PM kits POC: Jeanette | 10/08/2020 03:47 PM | Two Day | Sonja Wiesenberger | John Richardson | John Richardson | 726006372-0-CES | 10/09/2020 | Ordered | Sonja Wiesenberger | Draeger Medical Inc |  |  | Two Day | Sonja Wiesenberger | MATERIAL | Ordered | MX08792 | PRIMUS BREATHING SYSTEM, 2YR PM | 1 | 0 | 70.3 | Bartow Regional Medical Center | BRMC
92490 | 10/08/2020 03:47 PM | PM kits POC: Jeanette | 10/08/2020 03:47 PM | Two Day | Sonja Wiesenberger | John Richardson | John Richardson | 726006372-0-CES | 10/09/2020 | Ordered | Sonja Wiesenberger | Draeger Medical Inc |  |  | Two Day | Sonja Wiesenberger | MATERIAL | Ordered | MX08467 | PRIMUS SERVSET, 2YR PM KIT | 1 | 0 | 405.35 | Bartow Regional Medical Center | BRMC
92490 | 10/08/2020 03:47 PM | PM kits POC: Jeanette | 10/08/2020 03:47 PM | Two Day | Sonja Wiesenberger | John Richardson | John Richardson | 726006372-0-CES | 10/09/2020 | Ordered | Sonja Wiesenberger | Draeger Medical Inc |  |  | Two Day | Sonja Wiesenberger | MATERIAL | Ordered | MX08792 | PRIMUS BREATHING SYSTEM, 2YR PM | 1 | 0 | 70.3 | Bartow Regional Medical Center | BRMC
92490 | 10/08/2020 03:47 PM | PM kits POC: Jeanette | 10/08/2020 03:47 PM | Two Day | Sonja Wiesenberger | John Richardson | John Richardson | 726006372-0-CES | 10/09/2020 | Ordered | Sonja Wiesenberger | Draeger Medical Inc |  |  | Two Day | Sonja Wiesenberger | MATERIAL | Ordered | MX08467 | PRIMUS SERVSET, 2YR PM KIT | 1 | 0 | 405.35 | Bartow Regional Medical Center | BRMC
92490 | 10/08/2020 03:47 PM | PM kits POC: Jeanette | 10/08/2020 03:47 PM | Two Day | Sonja Wiesenberger | John Richardson | John Richardson | 726006372-0-CES | 10/09/2020 | Ordered | Sonja Wiesenberger | Draeger Medical Inc |  |  | Two Day | Sonja Wiesenberger | MATERIAL | Ordered | MX08792 | PRIMUS BREATHING SYSTEM, 2YR PM | 1 | 0 | 70.3 | Bartow Regional Medical Center | BRMC
92490 | 10/08/2020 03:47 PM | PM kits POC: Jeanette | 10/08/2020 03:47 PM | Two Day | Sonja Wiesenberger | John Richardson | John Richardson | 726006372-0-CES | 10/09/2020 | Ordered | Sonja Wiesenberger | Draeger Medical Inc |  |  | Two Day | Sonja Wiesenberger | MATERIAL | Ordered | MX08467 | PRIMUS SERVSET, 2YR PM KIT | 1 | 0 | 405.35 | Bartow Regional Medical Center | BRMC
92490 | 10/08/2020 03:47 PM | PM kits POC: Jeanette | 10/08/2020 03:47 PM | Two Day | Sonja Wiesenberger | John Richardson | John Richardson | 726006372-0-CES | 10/09/2020 | Ordered | Sonja Wiesenberger | Draeger Medical Inc |  |  | Two Day | Sonja Wiesenberger | MATERIAL | Ordered | MX08792 | PRIMUS BREATHING SYSTEM, 2YR PM | 1 | 0 | 70.3 | Bartow Regional Medical Center | BRMC
92490 | 10/08/2020 03:47 PM | PM kits POC: Jeanette | 10/08/2020 03:47 PM | Two Day | Sonja Wiesenberger | John Richardson | John Richardson | 726006372-0-CES | 10/09/2020 | Ordered | Sonja Wiesenberger | Draeger Medical Inc |  |  | Two Day | Sonja Wiesenberger | MATERIAL | Ordered | MX08467 | PRIMUS SERVSET, 2YR PM KIT | 1 | 0 | 405.35 | Bartow Regional Medical Center | BRMC
92605 | 10/14/2020 01:08 PM | Two Day Need Case # with hard copy case#2010-24697 email the PO service@accuvein.com | 10/14/2020 01:08 PM | Two Day | Brenda Kans | George Rivera | John Richardson | 755004419-0-CES | 10/14/2020 | Ordered | Brenda Kans | AccuVein LLC |  |  | Two Day | Brenda Kans | MATERIAL | Ordered | 810-00021 | power supply | 1 | 0 | 100 | South Florida Baptist Hospital | SFBH
9264 | 05/03/2012 02:27 PM | POC Laura P: (303) 384-3246 F: (303) 384-1904 | 05/03/2012 08:00 AM | Next Day | Brandi Bennett | Thomas Odaris | Mary Emery | 755001578-0-CES | 05/03/2012 | Received | Brandi Bennett | GE Healthcare Unisyn (PROBES) |  |  | Next Day | Brandi Bennett | MATERIAL | Partial | 234769 | Loaner | 1 | 1 | 0 | South Florida Baptist Hospital | SFBH
92721 | 10/20/2020 11:57 AM | Needed to order EKG connectors for the Cath Lab Cath Lab Manager Casey Ford provided an email authorizing The order using Cost Center ***6100-30610*** GL Account#722130 The authorizing email is attached Patricia was the POC | 10/20/2020 11:57 AM | Two Day | Sue McCabe | Gary Maultsby | John Richardson | 726006393-0-CES | 10/20/2020 | Ordered | Sue McCabe | Vyaire Medical Inc |  |  | Two Day | Sue McCabe | MATERIAL | Ordered | 2056813-010 | CLEAR TAB SNAP SURELOCK ECG ADAPTER CLIP | 7 | 0 | 26.25 | Winter Haven Hospital | WHH | WHH-Clinical Engineering Services
92819 | 10/22/2020 03:46 PM | POC Thomas See attached quote | 10/22/2020 03:46 PM | Next Day | Sue McCabe | Thomas Odaris | Dwayne Wilcox | 755004426-0-CES | 10/23/2020 | Ordered | Sue McCabe | GE Precision Healthcare LLC |  |  | Next Day | Sue McCabe | MATERIAL | Ordered | 5756410 | OP Panel Assy | 1 | 0 | 4254 | South Florida Baptist Hospital | SFBH
92880 | 10/27/2020 10:29 AM | Servo I upgrade | 10/27/2020 10:29 AM | On Site | Sue McCabe | John Richardson | Walter Barrionuevo | 755004428-0-CES | 10/27/2020 | Ordered | Sue McCabe | Getinge USA Inc |  |  | On Site | Sue McCabe | MATERIAL | Ordered | 6649748 | SW Alarm output connector,SERVO-i | 1 | 0 | 256.88 | South Florida Baptist Hospital | SFBH
92880 | 10/27/2020 10:29 AM | Servo I upgrade | 10/27/2020 10:29 AM | On Site | Sue McCabe | John Richardson | Walter Barrionuevo | 755004428-0-CES | 10/27/2020 | Ordered | Sue McCabe | Getinge USA Inc |  |  | On Site | Sue McCabe | MATERIAL | Ordered | 6686337 | RS232/Alarm outputSERVO-i SN<54000 | 1 | 0 | 2937.06 | South Florida Baptist Hospital | SFBH
92880 | 10/27/2020 10:29 AM | Servo I upgrade | 10/27/2020 10:29 AM | On Site | Sue McCabe | John Richardson | Walter Barrionuevo | 755004428-0-CES | 10/27/2020 | Ordered | Sue McCabe | Getinge USA Inc |  |  | On Site | Sue McCabe | MATERIAL | Ordered | 6649748 | SW Alarm output connector,SERVO-i | 1 | 0 | 256.88 | South Florida Baptist Hospital | SFBH
92880 | 10/27/2020 10:29 AM | Servo I upgrade | 10/27/2020 10:29 AM | On Site | Sue McCabe | John Richardson | Walter Barrionuevo | 755004428-0-CES | 10/27/2020 | Ordered | Sue McCabe | Getinge USA Inc |  |  | On Site | Sue McCabe | MATERIAL | Ordered | 6686337 | RS232/Alarm outputSERVO-i SN<54000 | 1 | 0 | 2937.06 | South Florida Baptist Hospital | SFBH
92880 | 10/27/2020 10:29 AM | Servo I upgrade | 10/27/2020 10:29 AM | On Site | Sue McCabe | John Richardson | Walter Barrionuevo | 755004428-0-CES | 10/27/2020 | Ordered | Sue McCabe | Getinge USA Inc |  |  | On Site | Sue McCabe | MATERIAL | Ordered | 6649748 | SW Alarm output connector,SERVO-i | 1 | 0 | 256.88 | South Florida Baptist Hospital | SFBH
92880 | 10/27/2020 10:29 AM | Servo I upgrade | 10/27/2020 10:29 AM | On Site | Sue McCabe | John Richardson | Walter Barrionuevo | 755004428-0-CES | 10/27/2020 | Ordered | Sue McCabe | Getinge USA Inc |  |  | On Site | Sue McCabe | MATERIAL | Ordered | 6686337 | RS232/Alarm outputSERVO-i SN<54000 | 1 | 0 | 2937.06 | South Florida Baptist Hospital | SFBH
92880 | 10/27/2020 10:29 AM | Servo I upgrade | 10/27/2020 10:29 AM | On Site | Sue McCabe | John Richardson | Walter Barrionuevo | 755004428-0-CES | 10/27/2020 | Ordered | Sue McCabe | Getinge USA Inc |  |  | On Site | Sue McCabe | MATERIAL | Ordered | 6649748 | SW Alarm output connector,SERVO-i | 1 | 0 | 256.88 | South Florida Baptist Hospital | SFBH
92880 | 10/27/2020 10:29 AM | Servo I upgrade | 10/27/2020 10:29 AM | On Site | Sue McCabe | John Richardson | Walter Barrionuevo | 755004428-0-CES | 10/27/2020 | Ordered | Sue McCabe | Getinge USA Inc |  |  | On Site | Sue McCabe | MATERIAL | Ordered | 6686337 | RS232/Alarm outputSERVO-i SN<54000 | 1 | 0 | 2937.06 | South Florida Baptist Hospital | SFBH
92880 | 10/27/2020 10:29 AM | Servo I upgrade | 10/27/2020 10:29 AM | On Site | Sue McCabe | John Richardson | Walter Barrionuevo | 755004428-0-CES | 10/27/2020 | Ordered | Sue McCabe | Getinge USA Inc |  |  | On Site | Sue McCabe | MATERIAL | Ordered | 6649748 | SW Alarm output connector,SERVO-i | 1 | 0 | 256.88 | South Florida Baptist Hospital | SFBH
92880 | 10/27/2020 10:29 AM | Servo I upgrade | 10/27/2020 10:29 AM | On Site | Sue McCabe | John Richardson | Walter Barrionuevo | 755004428-0-CES | 10/27/2020 | Ordered | Sue McCabe | Getinge USA Inc |  |  | On Site | Sue McCabe | MATERIAL | Ordered | 6686337 | RS232/Alarm outputSERVO-i SN<54000 | 1 | 0 | 2937.06 | South Florida Baptist Hospital | SFBH
92880 | 10/27/2020 10:29 AM | Servo I upgrade | 10/27/2020 10:29 AM | On Site | Sue McCabe | John Richardson | Walter Barrionuevo | 755004428-0-CES | 10/27/2020 | Ordered | Sue McCabe | Getinge USA Inc |  |  | On Site | Sue McCabe | MATERIAL | Ordered | 6649748 | SW Alarm output connector,SERVO-i | 1 | 0 | 256.88 | South Florida Baptist Hospital | SFBH
92880 | 10/27/2020 10:29 AM | Servo I upgrade | 10/27/2020 10:29 AM | On Site | Sue McCabe | John Richardson | Walter Barrionuevo | 755004428-0-CES | 10/27/2020 | Ordered | Sue McCabe | Getinge USA Inc |  |  | On Site | Sue McCabe | MATERIAL | Ordered | 6686337 | RS232/Alarm outputSERVO-i SN<54000 | 1 | 0 | 2937.06 | South Florida Baptist Hospital | SFBH
92880 | 10/27/2020 10:29 AM | Servo I upgrade | 10/27/2020 10:29 AM | On Site | Sue McCabe | John Richardson | Walter Barrionuevo | 755004428-0-CES | 10/27/2020 | Ordered | Sue McCabe | Getinge USA Inc |  |  | On Site | Sue McCabe | MATERIAL | Ordered | 6649748 | SW Alarm output connector,SERVO-i | 1 | 0 | 256.88 | South Florida Baptist Hospital | SFBH
92880 | 10/27/2020 10:29 AM | Servo I upgrade | 10/27/2020 10:29 AM | On Site | Sue McCabe | John Richardson | Walter Barrionuevo | 755004428-0-CES | 10/27/2020 | Ordered | Sue McCabe | Getinge USA Inc |  |  | On Site | Sue McCabe | MATERIAL | Ordered | 6686337 | RS232/Alarm outputSERVO-i SN<54000 | 1 | 0 | 2937.06 | South Florida Baptist Hospital | SFBH
92880 | 10/27/2020 10:29 AM | Servo I upgrade | 10/27/2020 10:29 AM | On Site | Sue McCabe | John Richardson | Walter Barrionuevo | 755004428-0-CES | 10/27/2020 | Ordered | Sue McCabe | Getinge USA Inc |  |  | On Site | Sue McCabe | MATERIAL | Ordered | 6649748 | SW Alarm output connector,SERVO-i | 1 | 0 | 256.88 | South Florida Baptist Hospital | SFBH
92880 | 10/27/2020 10:29 AM | Servo I upgrade | 10/27/2020 10:29 AM | On Site | Sue McCabe | John Richardson | Walter Barrionuevo | 755004428-0-CES | 10/27/2020 | Ordered | Sue McCabe | Getinge USA Inc |  |  | On Site | Sue McCabe | MATERIAL | Ordered | 6649748 | SW Alarm output connector,SERVO-i | 1 | 0 | 256.88 | South Florida Baptist Hospital | SFBH
92880 | 10/27/2020 10:29 AM | Servo I upgrade | 10/27/2020 10:29 AM | On Site | Sue McCabe | John Richardson | Walter Barrionuevo | 755004428-0-CES | 10/27/2020 | Ordered | Sue McCabe | Getinge USA Inc |  |  | On Site | Sue McCabe | MATERIAL | Ordered | 6649748 | SW Alarm output connector,SERVO-i | 1 | 0 | 256.88 | South Florida Baptist Hospital | SFBH
92880 | 10/27/2020 10:29 AM | Servo I upgrade | 10/27/2020 10:29 AM | On Site | Sue McCabe | John Richardson | Walter Barrionuevo | 755004428-0-CES | 10/27/2020 | Ordered | Sue McCabe | Getinge USA Inc |  |  | On Site | Sue McCabe | MATERIAL | Ordered | 6649748 | SW Alarm output connector,SERVO-i | 1 | 0 | 256.88 | South Florida Baptist Hospital | SFBH
92880 | 10/27/2020 10:29 AM | Servo I upgrade | 10/27/2020 10:29 AM | On Site | Sue McCabe | John Richardson | Walter Barrionuevo | 755004428-0-CES | 10/27/2020 | Ordered | Sue McCabe | Getinge USA Inc |  |  | On Site | Sue McCabe | MATERIAL | Ordered | 6686337 | RS232/Alarm outputSERVO-i SN<54000 | 1 | 0 | 2937.06 | South Florida Baptist Hospital | SFBH
93080 | 11/03/2020 03:46 PM | Temp probes needed for repair. | 11/03/2020 03:46 PM | Next Day | Sue McCabe | Gary Maultsby | John Richardson | 726006422-0-CES | 11/04/2020 | Ordered | Sue McCabe | Welch Allyn Inc |  |  | Next Day | Sue McCabe | MATERIAL | Ordered | 02895-000 | oral probe w/ well | 1 | 0 | 115 | Winter Haven Hospital | WHH | WHH-Emergency Service
93373 | 11/16/2020 11:00 AM | Ground POC Mike SFBH - 204304. can not get part from partssource. OEM only | 11/16/2020 11:00 AM | Ground | Sue McCabe | George Rivera | John Richardson | 755004439-0-CES | 11/16/2020 | Ordered | Sue McCabe | Mizuho OSI |  |  | Ground | Sue McCabe | MATERIAL | Ordered | 5319-21 | Torque Limiter for Mdl 5830 | 1 | 0 | 285 | South Florida Baptist Hospital | SFBH
93479 | 11/18/2020 02:55 PM | poc Amazon order please. Item description is attached to documents in work order | 11/18/2020 02:55 PM | Ground | Brenda Kans | Mary Emery | John Richardson | PCARD 93479 | 11/19/2020 | Ordered | Brenda Kans | Amazon.com |  |  | Ground | Brenda Kans | MATERIAL | Ordered | DUALMONITORWALLMOUNT17TO27INCH | Monitor Mount | 4 | 0 | 59.99 | South Florida Baptist Hospital | SFBH
93832 | 12/04/2020 02:18 PM | RDSR upgrade ****Code to 5105-34000-731650**** See Manager's approval attached | 12/04/2020 02:18 PM | On Site | Sue McCabe | John Richardson | John Richardson | 755004459-0-CES | 12/04/2020 | Ordered | Sue McCabe | CMS Imaging Inc |  |  | On Site | Sue McCabe | MATERIAL | Ordered | 562-29106-32 | DICOM Radiation Structure report | 1 | 0 | 4774 | South Florida Baptist Hospital | SFBH
94041 | 12/14/2020 08:44 AM | POC Brian Please, email Hard copy PO to : servicequotes@philips.com and me. | 12/14/2020 08:44 AM | Next Day | Sue McCabe | Thomas Odaris | Dwayne Wilcox | 755004465-0-CES | 12/14/2020 | Ordered | Sue McCabe | Philips Healthcare |  |  | Next Day | Sue McCabe | MATERIAL | Ordered | 300002886141 | CABLE FLUID, ESD PROTECTION COVER, FFR P | 1 | 0 | 296.38 | South Florida Baptist Hospital | SFBH
94169 | 12/18/2020 11:45 AM | POC: Jim Hendrix NOTE: Amazon order details, pics and descriptions emailed to Brenda Kans | 12/18/2020 11:45 AM | Next Day | Brenda Kans | Robert Saunders | David Booker | PCARD 94169 | 12/18/2020 | Ordered | Brenda Kans | Amazon.com |  |  | Next Day | Brenda Kans | MATERIAL | Ordered | 900-1G411-2510-000 | Graphics Card | 1 | 0 | 789 | Winter Haven Hospital | WHH | WHH-RMC Radiology
94169 | 12/18/2020 11:45 AM | POC: Jim Hendrix NOTE: Amazon order details, pics and descriptions emailed to Brenda Kans | 12/18/2020 11:45 AM | Next Day | Brenda Kans | Robert Saunders | David Booker | PCARD 94169 | 12/18/2020 | Ordered | Brenda Kans | Amazon.com |  |  | Next Day | Brenda Kans | MATERIAL | Ordered | LGA1200 | Motherboard | 1 | 0 | 626.99 | Winter Haven Hospital | WHH | WHH-RMC Radiology
94312 | 12/28/2020 02:33 PM | Parts needed to repair unit. ****Phone number to make order****** ****800-633-3080******** | 12/28/2020 02:33 PM | Next Day | Sue McCabe | Germaine Kinder | Dennis Davis | 726006531-0-CES | 12/29/2020 | Ordered | Sue McCabe | Mar Cor Purification A Cantel |  |  | Next Day | Sue McCabe | MATERIAL | Ordered | OS1110388 | nipple mpt pvc .75x4.0 | 4 | 0 | 2.49 | Bartow Regional Medical Center | BRMC
94312 | 12/28/2020 02:33 PM | Parts needed to repair unit. ****Phone number to make order****** ****800-633-3080******** | 12/28/2020 02:33 PM | Next Day | Sue McCabe | Germaine Kinder | Dennis Davis | 726006531-0-CES | 12/29/2020 | Ordered | Sue McCabe | Mar Cor Purification A Cantel |  |  | Next Day | Sue McCabe | MATERIAL | Ordered | 3027326 | elbow | 2 | 0 | 21.54 | Bartow Regional Medical Center | BRMC
94455 | 01/05/2021 10:55 AM | POC Alex | 01/05/2021 10:55 AM | Next Day | Sue McCabe | Thomas Odaris | Dwayne Wilcox | 755004490-0-CES | 01/05/2021 | Ordered | Sue McCabe | Exclusive Medical Solutions |  |  | Next Day | Sue McCabe | MATERIAL | Ordered | IC5-9-D | Transducer Loaner | 1 | 0 | 0 | South Florida Baptist Hospital | SFBH
94475 | 01/05/2021 03:02 PM | POC Vendor: website PCARD SHIP TO: BayCare Health System Attn: Mike Bach Clinical Engineering MS 1055 2995 Drew Street Clearwater, FL 33759 | 01/05/2021 03:02 PM | Two Day | Brenda Kans | Michael Bach | Dennis Davis | PCARD 94475 | 01/06/2021 | Ordered | Brenda Kans | Midmark Corp |  |  | Two Day | Brenda Kans | MATERIAL | Ordered | 053-1569-00-312 | Back Pivot Bearing | 2 | 0 | 1.1 | Bartow Regional Medical Center | BMG
94574 | 01/08/2021 03:55 PM | POC: Brad Dombroski | 01/08/2021 03:55 PM | Ground | Sue McCabe | Robert Saunders | Dwayne Wilcox | 755004497-0-CES | 01/11/2021 | Ordered | Sue McCabe | GE Healthcare (OEC ONLY) |  |  | Ground | Sue McCabe | MATERIAL | Ordered | 5245149 | 24 VDC POWER SUPPLY | 1 | 0 | 426.495 | South Florida Baptist Hospital | SFBH
94574 | 01/08/2021 03:55 PM | POC: Brad Dombroski | 01/08/2021 03:55 PM | Ground | Sue McCabe | Robert Saunders | Dwayne Wilcox | 755004497-0-CES | 01/11/2021 | Ordered | Sue McCabe | GE Healthcare (OEC ONLY) |  |  | Ground | Sue McCabe | MATERIAL | Ordered | 5245149 | 24 VDC POWER SUPPLY | 3 | 0 | 426.495 | South Florida Baptist Hospital | SFBH
94605 | 01/11/2021 03:20 PM | TEE Transducer repair ***Emergency PO# 726006292-0-CES*** | 01/11/2021 03:20 PM | Two Day | Sue McCabe | John Richardson | John Richardson | 726006292-0-CES | 01/12/2021 | Ordered | Sue McCabe | Summit Imaging |  |  | Two Day | Sue McCabe | MATERIAL | Ordered | LOANER | loaner | 1 | 0 | 0 | Bartow Regional Medical Center | BRMC
94628 | 01/12/2021 12:51 PM | The MRI safe IV pole had a screw fall out. This part is not available from Parts Source. | 01/12/2021 12:51 PM | Next Day AM | Sue McCabe | Brian Mace | John Richardson | 726006559-0-CES | 01/12/2021 | Ordered | Sue McCabe | IRadimed Corp |  |  | Next Day AM | Sue McCabe | MATERIAL | Ordered | HM116 | Screw | 4 | 0 | 9.63 | Winter Haven Hospital | WHH | WHH-Radiology Services
94628 | 01/12/2021 12:51 PM | The MRI safe IV pole had a screw fall out. This part is not available from Parts Source. | 01/12/2021 12:51 PM | Next Day AM | Sue McCabe | Brian Mace | John Richardson | 726006559-0-CES | 01/12/2021 | Ordered | Sue McCabe | IRadimed Corp |  |  | Next Day AM | Sue McCabe | MATERIAL | Ordered | HM117 | Lock Washer | 4 | 0 | 9.63 | Winter Haven Hospital | WHH | WHH-Radiology Services
94747 | 01/15/2021 02:55 PM | poc Nancy Christiansen loaner quote attached to wo | 01/15/2021 02:55 PM | Vendor Pickup | Sue McCabe | Robert Saunders | Dwayne Wilcox | 755004503-0-CES | 01/18/2021 | Ordered | Sue McCabe | ACIST Medical Systems A BRACCO |  |  | Vendor Pickup | Sue McCabe | MATERIAL | Ordered | LOANER | loaner | 1 | 0 | 4995 | South Florida Baptist Hospital | SFBH
94751 | 01/17/2021 02:44 PM | parts needed to finalize install of new display | 01/17/2021 02:44 PM | Next Day | Sue McCabe | Germaine Kinder | John Richardson | 755004502-0-CES | 01/18/2021 | Ordered | Sue McCabe | STERIS Corp |  |  | Next Day | Sue McCabe | MATERIAL | Ordered | P136812929 | printer harness | 2 | 0 | 47.67 | South Florida Baptist Hospital | SFBH
94786 | 01/18/2021 03:16 PM | devices need to be repaired. | 01/18/2021 03:16 PM | Next Day | Sue McCabe | Gary Maultsby | Dennis Davis | 726006570-0-CES | 01/19/2021 | Ordered | Sue McCabe | USOC Bio-Medical Services |  |  | Next Day | Sue McCabe | MATERIAL | Open | SHIPPING | Expedite charge | 1 | 0 | 79.95 | Winter Haven Hospital | WHH | WHH-Virtual ICU CMU
94790 | 01/18/2021 03:21 PM | POC Shane See Attached quote | 01/18/2021 03:21 PM | Next Day | Sue McCabe | Thomas Odaris | Dwayne Wilcox | 755004504-0-CES | 01/18/2021 | Ordered | Sue McCabe | GE Precision Healthcare LLC |  |  | Next Day | Sue McCabe | MATERIAL | Ordered | 5692044-2 | Gel warmer LS8 | 1 | 0 | 885 | South Florida Baptist Hospital | SFBH
94853 | 01/20/2021 12:27 PM | part needed for repair that was supplied by the vender *****Do Not Order Part****** | 01/20/2021 12:27 PM | On Site | Sue McCabe | Germaine Kinder | John Richardson | 726006573-0-CES | 01/20/2021 | Ordered | Sue McCabe | STERIS Corp |  |  | On Site | Sue McCabe | MATERIAL | Ordered | P146657822 | HEAT EXCHANGER STERILIZER | 1 | 0 | 1830.65 | Winter Haven Hospital | WHH | WHH-SURGERY
94891 | 01/21/2021 10:51 AM | Replacement bulb for a Compression Paddle Website was the POC Part was unavailable from POC | 01/21/2021 10:51 AM | Next Day | Brenda Kans | Gary Maultsby | John Richardson | PCARD 94891 | 01/21/2021 | Ordered | Brenda Kans | Eljay X Ray |  |  | Next Day | Brenda Kans | MATERIAL | Ordered | 435000 | Replacement Bulb | 1 | 0 | 39 | Bartow Regional Medical Center | BRMC
94891 | 01/21/2021 10:51 AM | Replacement bulb for a Compression Paddle Website was the POC Part was unavailable from POC | 01/21/2021 10:51 AM | Next Day | Brenda Kans | Gary Maultsby | John Richardson | PCARD 94891 | 01/21/2021 | Ordered | Brenda Kans | Eljay X Ray |  |  | Next Day | Brenda Kans | MATERIAL | Ordered | 435000 | Replacement Bulb | 1 | 0 | 39 | Bartow Regional Medical Center | BRMC
94892 | 01/21/2021 11:51 AM | Needed for Vendor T&M Repair an Osscora Surgical Set PCARD ORDER. Bill Dobsai was the POC bill.dobsai@wh.com | 01/21/2021 11:51 AM | Next Day | Brenda Kans | Gary Maultsby | John Richardson | PCARD 94892 | 01/21/2021 | Ordered | Brenda Kans | W & H Impex Inc |  |  | Next Day | Brenda Kans | MATERIAL | Ordered | 05137800 | Casing cover cpl | 1 | 0 | 44.15 | Bartow Regional Medical Center | BRMC
94892 | 01/21/2021 11:51 AM | Needed for Vendor T&M Repair an Osscora Surgical Set PCARD ORDER. Bill Dobsai was the POC bill.dobsai@wh.com | 01/21/2021 11:51 AM | Next Day | Brenda Kans | Gary Maultsby | John Richardson | PCARD 94892 | 01/21/2021 | Ordered | Brenda Kans | W & H Impex Inc |  |  | Next Day | Brenda Kans | MATERIAL | Ordered | 05549100 | Front Sticker | 1 | 0 | 31.94 | Bartow Regional Medical Center | BRMC
94892 | 01/21/2021 11:51 AM | Needed for Vendor T&M Repair an Osscora Surgical Set PCARD ORDER. Bill Dobsai was the POC bill.dobsai@wh.com | 01/21/2021 11:51 AM | Next Day | Brenda Kans | Gary Maultsby | John Richardson | PCARD 94892 | 01/21/2021 | Ordered | Brenda Kans | W & H Impex Inc |  |  | Next Day | Brenda Kans | MATERIAL | Ordered | SMALLCOMPONENTS | Small components | 1 | 0 | 20.6 | Bartow Regional Medical Center | BRMC
94892 | 01/21/2021 11:51 AM | Needed for Vendor T&M Repair an Osscora Surgical Set PCARD ORDER. Bill Dobsai was the POC bill.dobsai@wh.com | 01/21/2021 11:51 AM | Next Day | Brenda Kans | Gary Maultsby | John Richardson | PCARD 94892 | 01/21/2021 | Ordered | Brenda Kans | W & H Impex Inc |  |  | Next Day | Brenda Kans | MATERIAL | Ordered | 02821301 | Adhesive Plate | 1 | 0 | 7.23 | Bartow Regional Medical Center | BRMC
94892 | 01/21/2021 11:51 AM | Needed for Vendor T&M Repair an Osscora Surgical Set PCARD ORDER. Bill Dobsai was the POC bill.dobsai@wh.com | 01/21/2021 11:51 AM | Next Day | Brenda Kans | Gary Maultsby | John Richardson | PCARD 94892 | 01/21/2021 | Ordered | Brenda Kans | W & H Impex Inc |  |  | Next Day | Brenda Kans | MATERIAL | Ordered | SHIPPING | Expedite charge | 1 | 0 | 102 | Bartow Regional Medical Center | BRMC
94895 | 01/21/2021 02:21 PM | Ground POC Tristy | 01/21/2021 02:21 PM | Ground | Sue McCabe | George Rivera | John Richardson | 755004510-0-CES | 01/22/2021 | Ordered | Sue McCabe | Biomedical Repair & Consulting |  |  | Ground | Sue McCabe | MATERIAL | Ordered | PROCASE-KIT | case | 3 | 0 | 125 | South Florida Baptist Hospital | SFBH
94945 | 01/25/2021 11:42 AM | Item is part of MFR recall, NO CHARGE. | 01/25/2021 11:42 AM | Two Day | Sue McCabe | Michael Bach | Dennis Davis | 755004512-0-CES | 01/25/2021 | Ordered | Sue McCabe | CareFusion Alaris |  |  | Two Day | Sue McCabe | MATERIAL | Ordered | TC10012515 | BD Assy FR Case W/Keypad 8015 | 10 | 0 | 0 | South Florida Baptist Hospital | SFBH
95085 | 01/29/2021 09:11 AM | Needed for CES Website was the POC | 01/29/2021 09:11 AM | Ground | Brenda Kans | Gary Maultsby | John Richardson | 726006589-0-CES | 01/29/2021 | Ordered | Brenda Kans | Grainger |  |  | Ground | Brenda Kans | MATERIAL | Ordered | 3A145 | Reflective Tape | 1 | 0 | 17.85 | Bartow Regional Medical Center | BRMC
95085 | 01/29/2021 09:11 AM | Needed for CES Website was the POC | 01/29/2021 09:11 AM | Ground | Brenda Kans | Gary Maultsby | John Richardson | 726006589-0-CES | 01/29/2021 | Ordered | Brenda Kans | Grainger |  |  | Ground | Brenda Kans | MATERIAL | Ordered | 9CVA4 | Timer | 1 | 0 | 57.57 | Bartow Regional Medical Center | BRMC
95085 | 01/29/2021 09:11 AM | Needed for CES Website was the POC | 01/29/2021 09:11 AM | Ground | Brenda Kans | Gary Maultsby | John Richardson | 726006589-0-CES | 01/29/2021 | Ordered | Brenda Kans | Grainger |  |  | Ground | Brenda Kans | MATERIAL | Ordered | 2ZB53 | Utility Cart | 1 | 0 | 192.06 | Bartow Regional Medical Center | BRMC
95169 | 02/02/2021 01:22 PM | Needed for testing/calibration of Suntech NIBP monitors Susanne was the POC Not available from Partssource | 02/02/2021 01:22 PM | Two Day | Brenda Kans | Gary Maultsby | John Richardson | 726006615-0-CES | 02/08/2021 | Ordered | Brenda Kans | Medline Industries Inc |  |  | Two Day | Brenda Kans | MATERIAL | Ordered | 98-0030-00 | PM Kit Tango M2 | 1 | 0 | 55 | Bartow Regional Medical Center | BRMC
95169 | 02/02/2021 01:22 PM | Needed for testing/calibration of Suntech NIBP monitors Susanne was the POC Not available from Partssource | 02/02/2021 01:22 PM | Two Day | Brenda Kans | Gary Maultsby | John Richardson | 726006615-0-CES | 02/08/2021 | Ordered | Brenda Kans | Medline Industries Inc |  |  | Two Day | Brenda Kans | MATERIAL | Ordered | 98-0030-00 | PM Kit Tango M2 | 2 | 0 | 55 | Bartow Regional Medical Center | BRMC
95177 | 02/02/2021 02:19 PM | Needed for CMU spares Frank was the POC | 02/02/2021 02:19 PM | Ground | Sue McCabe | Gary Maultsby | John Richardson | 726006598-0-CES | 02/03/2021 | Ordered | Sue McCabe | Hall Research |  |  | Ground | Sue McCabe | MATERIAL | Ordered | UV2-S | Transmitter | 2 | 0 | 405 | Bartow Regional Medical Center | BRMC
95177 | 02/02/2021 02:19 PM | Needed for CMU spares Frank was the POC | 02/02/2021 02:19 PM | Ground | Sue McCabe | Gary Maultsby | John Richardson | 726006598-0-CES | 02/03/2021 | Ordered | Sue McCabe | Hall Research |  |  | Ground | Sue McCabe | MATERIAL | Ordered | URA | Receiver | 2 | 0 | 290 | Bartow Regional Medical Center | BRMC
95177 | 02/02/2021 02:19 PM | Needed for CMU spares Frank was the POC | 02/02/2021 02:19 PM | Ground | Sue McCabe | Gary Maultsby | John Richardson | 726006598-0-CES | 02/03/2021 | Ordered | Sue McCabe | Hall Research |  |  | Ground | Sue McCabe | MATERIAL | Ordered | 511-PS9016A | 511-PS9016A Power Supply | 2 | 0 | 46 | Bartow Regional Medical Center | BRMC
95180 | 02/02/2021 02:51 PM | PK Power 12V AC/DC Adapter for Sunfone ACW024A-12U GP-ACW024A-12U 12VDC 2A Power Supply Cord Cable Wall Charger Mains PSU | 02/02/2021 02:51 PM | Next Day AM | Brenda Kans | Brian Mace | John Richardson | PCARD 95180 | 02/02/2021 | Ordered | Brenda Kans | Amazon.com |  |  | Next Day AM | Brenda Kans | MATERIAL | Ordered | GP-ACW024A-12U | AC/DC POWER ADAPTER | 1 | 0 | 7.75 | Winter Haven Hospital | WHH | WHH-Cardiac Rehab
95220 | 02/03/2021 02:34 PM | Needed to repair Liposuction console Part is not available from Partssource Tammy was the POC | 02/03/2021 02:34 PM | Ground | Sue McCabe | Gary Maultsby | John Richardson | 726006601-0-CES | 02/04/2021 | Ordered | Sue McCabe | MicroAire Surgical Instruments |  |  | Ground | Sue McCabe | MATERIAL | Ordered | ASP-FOOT-1 | Footpedal | 1 | 0 | 90 | Bartow Regional Medical Center | BRMC
95220 | 02/03/2021 02:34 PM | Needed to repair Liposuction console Part is not available from Partssource Tammy was the POC | 02/03/2021 02:34 PM | Ground | Sue McCabe | Gary Maultsby | John Richardson | 726006601-0-CES | 02/04/2021 | Ordered | Sue McCabe | MicroAire Surgical Instruments |  |  | Ground | Sue McCabe | MATERIAL | Ordered | ASP-FOOT-1 | Footpedal | 1 | 0 | 90 | Bartow Regional Medical Center | BRMC
9528 | 05/17/2012 11:14 AM | POC:Ben Wiesenberg, BC34750,Shipping:2nd Day 585-247-1212, 800-8368422 | 05/17/2012 08:00 AM | Two Day | Brenda Kans | Howard Karp | John Richardson | PCARD-9528 | 05/17/2012 | Ordered | Brenda Kans | MAVIG GmbH |  |  | Two Day | Brenda Kans | MATERIAL | Ordered | E-7110693 | 4 metal covers for Portegra | 1 | 0 | 22 | South Florida Baptist Hospital | SFBH
9528 | 05/17/2012 11:14 AM | POC:Ben Wiesenberg, BC34750,Shipping:2nd Day 585-247-1212, 800-8368422 | 05/17/2012 08:00 AM | Two Day | Brenda Kans | Howard Karp | John Richardson | PCARD-9528 | 05/17/2012 | Ordered | Brenda Kans | MAVIG GmbH |  |  | Two Day | Brenda Kans | MATERIAL | Ordered | E-7110690 | PORTEGRA 2 ARM PLASTIC COVER | 1 | 0 | 405 | South Florida Baptist Hospital | SFBH
95299 | 02/05/2021 01:52 PM | Amazon Order for WHH CR Reader Work Orders 1419178, 1429072, 1429074 | 02/05/2021 01:52 PM | Ground | Brenda Kans | Robert Saunders | Dwayne Wilcox | PCARD 95299 | 02/05/2021 | Ordered | Brenda Kans | Amazon.com |  |  | Ground | Brenda Kans | MATERIAL | Ordered | HX850 | Modular Power Supply | 1 | 0 | 259.95 | Winter Haven Hospital | WHH | WHH-Radiology Services
95299 | 02/05/2021 01:52 PM | Amazon Order for WHH CR Reader Work Orders 1419178, 1429072, 1429074 | 02/05/2021 01:52 PM | Ground | Brenda Kans | Robert Saunders | Dwayne Wilcox | PCARD 95299 | 02/05/2021 | Ordered | Brenda Kans | Amazon.com |  |  | Ground | Brenda Kans | MATERIAL | Ordered | HX850 | Modular Power Supply | 1 | 0 | 259.95 | Winter Haven Hospital | WHH | WHH-Radiology Services
95299 | 02/05/2021 01:52 PM | Amazon Order for WHH CR Reader Work Orders 1419178, 1429072, 1429074 | 02/05/2021 01:52 PM | Ground | Brenda Kans | Robert Saunders | Dwayne Wilcox | PCARD 95299 | 02/05/2021 | Ordered | Brenda Kans | Amazon.com |  |  | Ground | Brenda Kans | MATERIAL | Ordered | HX850 | Modular Power Supply | 1 | 0 | 259.95 | Winter Haven Hospital | WHH | WHH-Radiology Services
95299 | 02/05/2021 01:52 PM | Amazon Order for WHH CR Reader Work Orders 1419178, 1429072, 1429074 | 02/05/2021 01:52 PM | Ground | Brenda Kans | Robert Saunders | Dwayne Wilcox | PCARD 95299 | 02/05/2021 | Ordered | Brenda Kans | Amazon.com |  |  | Ground | Brenda Kans | MATERIAL | Ordered | DDR48GB3600 | RAM Memory | 4 | 0 | 49.99 | Winter Haven Hospital | WHH | WHH-Radiology Services
95299 | 02/05/2021 01:52 PM | Amazon Order for WHH CR Reader Work Orders 1419178, 1429072, 1429074 | 02/05/2021 01:52 PM | Ground | Brenda Kans | Robert Saunders | Dwayne Wilcox | PCARD 95299 | 02/05/2021 | Ordered | Brenda Kans | Amazon.com |  |  | Ground | Brenda Kans | MATERIAL | Ordered | DDR48GB3600 | RAM Memory | 4 | 0 | 49.95 | Winter Haven Hospital | WHH | WHH-Radiology Services
95299 | 02/05/2021 01:52 PM | Amazon Order for WHH CR Reader Work Orders 1419178, 1429072, 1429074 | 02/05/2021 01:52 PM | Ground | Brenda Kans | Robert Saunders | Dwayne Wilcox | PCARD 95299 | 02/05/2021 | Ordered | Brenda Kans | Amazon.com |  |  | Ground | Brenda Kans | MATERIAL | Ordered | DDR48GB3600 | RAM Memory | 4 | 0 | 49.95 | Winter Haven Hospital | WHH | WHH-Radiology Services
95299 | 02/05/2021 01:52 PM | Amazon Order for WHH CR Reader Work Orders 1419178, 1429072, 1429074 | 02/05/2021 01:52 PM | Ground | Brenda Kans | Robert Saunders | Dwayne Wilcox | PCARD 95299 | 02/05/2021 | Ordered | Brenda Kans | Amazon.com |  |  | Ground | Brenda Kans | MATERIAL | Ordered | I9-10850K | Motherboard CPU Combo | 1 | 0 | 611.99 | Winter Haven Hospital | WHH | WHH-Radiology Services
95299 | 02/05/2021 01:52 PM | Amazon Order for WHH CR Reader Work Orders 1419178, 1429072, 1429074 | 02/05/2021 01:52 PM | Ground | Brenda Kans | Robert Saunders | Dwayne Wilcox | PCARD 95299 | 02/05/2021 | Ordered | Brenda Kans | Amazon.com |  |  | Ground | Brenda Kans | MATERIAL | Ordered | I9-10850K | Motherboard CPU Combo | 1 | 0 | 611.99 | Winter Haven Hospital | WHH | WHH-Radiology Services
95299 | 02/05/2021 01:52 PM | Amazon Order for WHH CR Reader Work Orders 1419178, 1429072, 1429074 | 02/05/2021 01:52 PM | Ground | Brenda Kans | Robert Saunders | Dwayne Wilcox | PCARD 95299 | 02/05/2021 | Ordered | Brenda Kans | Amazon.com |  |  | Ground | Brenda Kans | MATERIAL | Ordered | ASENNO960GBSSD | 1TB Solid State Drive | 2 | 0 | 83.99 | Winter Haven Hospital | WHH | WHH-Radiology Services
95299 | 02/05/2021 01:52 PM | Amazon Order for WHH CR Reader Work Orders 1419178, 1429072, 1429074 | 02/05/2021 01:52 PM | Ground | Brenda Kans | Robert Saunders | Dwayne Wilcox | PCARD 95299 | 02/05/2021 | Ordered | Brenda Kans | Amazon.com |  |  | Ground | Brenda Kans | MATERIAL | Ordered | ASENNO960GBSSD | 1TB Solid State Drive | 2 | 0 | 83.99 | Winter Haven Hospital | WHH | WHH-Radiology Services
95299 | 02/05/2021 01:52 PM | Amazon Order for WHH CR Reader Work Orders 1419178, 1429072, 1429074 | 02/05/2021 01:52 PM | Ground | Brenda Kans | Robert Saunders | Dwayne Wilcox | PCARD 95299 | 02/05/2021 | Ordered | Brenda Kans | Amazon.com |  |  | Ground | Brenda Kans | MATERIAL | Ordered | ASENNO960GBSSD | 1TB Solid State Drive | 2 | 0 | 83.99 | Winter Haven Hospital | WHH | WHH-Radiology Services
95316 | 02/08/2021 10:11 AM | poc GE Serviceshop part not on anesthesia parts contract | 02/08/2021 10:11 AM | Two Day | Sue McCabe | Tom Heath | John Richardson | 755004524-0-CES | 02/08/2021 | Ordered | Sue McCabe | Datex-Ohmeda Inc Div GE Health |  |  | Two Day | Sue McCabe | MATERIAL | Ordered | 1500-3378-000 | Bellows | 1 | 0 | 458.88 | South Florida Baptist Hospital | SFBH
95316 | 02/08/2021 10:11 AM | poc GE Serviceshop part not on anesthesia parts contract | 02/08/2021 10:11 AM | Two Day | Sue McCabe | Tom Heath | John Richardson | 755004524-0-CES | 02/08/2021 | Ordered | Sue McCabe | Datex-Ohmeda Inc Div GE Health |  |  | Two Day | Sue McCabe | MATERIAL | Ordered | 1500-3378-000 | Bellows | 1 | 0 | 458.88 | South Florida Baptist Hospital | SFBH
95316 | 02/08/2021 10:11 AM | poc GE Serviceshop part not on anesthesia parts contract | 02/08/2021 10:11 AM | Two Day | Sue McCabe | Tom Heath | John Richardson | 755004524-0-CES | 02/08/2021 | Ordered | Sue McCabe | Datex-Ohmeda Inc Div GE Health |  |  | Two Day | Sue McCabe | MATERIAL | Ordered | 1500-3378-000 | Bellows | 1 | 0 | 458.88 | South Florida Baptist Hospital | SFBH
95316 | 02/08/2021 10:11 AM | poc GE Serviceshop part not on anesthesia parts contract | 02/08/2021 10:11 AM | Two Day | Sue McCabe | Tom Heath | John Richardson | 755004524-0-CES | 02/08/2021 | Ordered | Sue McCabe | Datex-Ohmeda Inc Div GE Health |  |  | Two Day | Sue McCabe | MATERIAL | Ordered | 1500-3378-000 | Bellows | 1 | 0 | 458.88 | South Florida Baptist Hospital | SFBH
95316 | 02/08/2021 10:11 AM | poc GE Serviceshop part not on anesthesia parts contract | 02/08/2021 10:11 AM | Two Day | Sue McCabe | Tom Heath | John Richardson | 755004524-0-CES | 02/08/2021 | Ordered | Sue McCabe | Datex-Ohmeda Inc Div GE Health |  |  | Two Day | Sue McCabe | MATERIAL | Ordered | 1500-3378-000 | Bellows | 1 | 0 | 458.88 | South Florida Baptist Hospital | SFBH
95316 | 02/08/2021 10:11 AM | poc GE Serviceshop part not on anesthesia parts contract | 02/08/2021 10:11 AM | Two Day | Sue McCabe | Tom Heath | John Richardson | 755004524-0-CES | 02/08/2021 | Ordered | Sue McCabe | Datex-Ohmeda Inc Div GE Health |  |  | Two Day | Sue McCabe | MATERIAL | Ordered | 1500-3378-000 | Bellows | 1 | 0 | 458.88 | South Florida Baptist Hospital | SFBH
95316 | 02/08/2021 10:11 AM | poc GE Serviceshop part not on anesthesia parts contract | 02/08/2021 10:11 AM | Two Day | Sue McCabe | Tom Heath | John Richardson | 755004524-0-CES | 02/08/2021 | Ordered | Sue McCabe | Datex-Ohmeda Inc Div GE Health |  |  | Two Day | Sue McCabe | MATERIAL | Ordered | 1500-3378-000 | Bellows | 1 | 0 | 458.88 | South Florida Baptist Hospital | SFBH
95316 | 02/08/2021 10:11 AM | poc GE Serviceshop part not on anesthesia parts contract | 02/08/2021 10:11 AM | Two Day | Sue McCabe | Tom Heath | John Richardson | 755004524-0-CES | 02/08/2021 | Ordered | Sue McCabe | Datex-Ohmeda Inc Div GE Health |  |  | Two Day | Sue McCabe | MATERIAL | Ordered | 1500-3378-000 | Bellows | 1 | 0 | 458.88 | South Florida Baptist Hospital | SFBH
95316 | 02/08/2021 10:11 AM | poc GE Serviceshop part not on anesthesia parts contract | 02/08/2021 10:11 AM | Two Day | Sue McCabe | Tom Heath | John Richardson | 755004524-0-CES | 02/08/2021 | Ordered | Sue McCabe | Datex-Ohmeda Inc Div GE Health |  |  | Two Day | Sue McCabe | MATERIAL | Ordered | 1500-3378-000 | Bellows | 1 | 0 | 458.88 | South Florida Baptist Hospital | SFBH
95316 | 02/08/2021 10:11 AM | poc GE Serviceshop part not on anesthesia parts contract | 02/08/2021 10:11 AM | Two Day | Sue McCabe | Tom Heath | John Richardson | 755004524-0-CES | 02/08/2021 | Ordered | Sue McCabe | Datex-Ohmeda Inc Div GE Health |  |  | Two Day | Sue McCabe | MATERIAL | Ordered | 1500-3378-000 | Bellows | 1 | 0 | 458.88 | South Florida Baptist Hospital | SFBH
95377 | 02/09/2021 01:20 PM | POC Ram SFBH - 204304 | 02/09/2021 01:20 PM | Two Day | Sue McCabe | George Rivera | John Richardson | 755004528-0-CES | 02/09/2021 | Ordered | Sue McCabe | Mizuho OSI |  |  | Two Day | Sue McCabe | MATERIAL | Ordered | 5319-21 | Torque Limiter for Mdl 5830 | 2 | 0 | 294 | South Florida Baptist Hospital | SFBH
95392 | 02/10/2021 11:35 AM | Needed for Medivator Scopewasher Vern was the POC Not available from Partssource | 02/10/2021 11:35 AM | Ground | Sue McCabe | Gary Maultsby | John Richardson | 726006623-0-CES | 02/10/2021 | Ordered | Sue McCabe | Medivators Corp A Cantel Medic |  |  | Ground | Sue McCabe | MATERIAL | Ordered | DSD-110-HU0050 | Hook Up | 1 | 0 | 650 | Bartow Regional Medical Center | BRMC
95432 | 02/11/2021 10:24 AM | POC: Lindsay | 02/11/2021 10:24 AM | Two Day | Sue McCabe | Emanuel Colon | Dwayne Wilcox | 726006629-0-CES | 02/12/2021 | Ordered | Sue McCabe | TruTech Laser Corp |  |  | Two Day | Sue McCabe | MATERIAL | Ordered | 0641-063-01 | DI Filter, Lumenis Hol 20W Laser | 1 | 0 | 160 | Winter Haven Hospital | WHH | WHH-SURGERY
95432 | 02/11/2021 10:24 AM | POC: Lindsay | 02/11/2021 10:24 AM | Two Day | Sue McCabe | Emanuel Colon | Dwayne Wilcox | 726006629-0-CES | 02/12/2021 | Ordered | Sue McCabe | TruTech Laser Corp |  |  | Two Day | Sue McCabe | MATERIAL | Ordered | 0641-063-01 | DI Filter, Lumenis Hol 20W Laser | 3 | 0 | 160 | Winter Haven Hospital | WHH | WHH-SURGERY
95442 | 02/11/2021 11:53 AM | Printer is needed as a spare for CMU Website was the POC Not available from Partssource | 02/11/2021 11:53 AM | Ground | Brenda Kans | Gary Maultsby | John Richardson | PCARD HOLDING | 02/11/2021 | Ordered | Brenda Kans | Amazon.com |  |  | Ground | Brenda Kans | MATERIAL | Ordered | HPLASERJETENTM602NPRINTER | Laserjet Printer | 1 | 0 | 1724.99 | Bartow Regional Medical Center | BRMC
95448 | 02/11/2021 12:50 PM | POC Norma | 02/11/2021 12:50 PM | Next Day | Sue McCabe | Thomas Odaris | Dwayne Wilcox | 755004529-0-CES | 02/11/2021 | Ordered | Sue McCabe | Exclusive Medical Solutions |  |  | Next Day | Sue McCabe | MATERIAL | Ordered | IC5-9-D | Transducer Loaner to Exchange | 1 | 0 | 0 | South Florida Baptist Hospital | SFBH
95457 | 02/11/2021 02:33 PM | Boiler Inspection survey | 02/11/2021 02:33 PM | On Site | Sue McCabe | John Richardson | John Richardson | 726006642-0-CES | 02/19/2021 | Ordered | Sue McCabe | STERIS Corp |  |  | On Site | Sue McCabe | MATERIAL | Ordered | P764333985 | Flanged Boiler HTR 480V | 4 | 0 | 640.07 | Bartow Regional Medical Center | BRMC
95457 | 02/11/2021 02:33 PM | Boiler Inspection survey | 02/11/2021 02:33 PM | On Site | Sue McCabe | John Richardson | John Richardson | 726006642-0-CES | 02/19/2021 | Ordered | Sue McCabe | STERIS Corp |  |  | On Site | Sue McCabe | MATERIAL | Ordered | P764323643 | Bolt Heater 5/16in Hex | 24 | 0 | 4.1579 | Bartow Regional Medical Center | BRMC
95457 | 02/11/2021 02:33 PM | Boiler Inspection survey | 02/11/2021 02:33 PM | On Site | Sue McCabe | John Richardson | John Richardson | 726006642-0-CES | 02/19/2021 | Ordered | Sue McCabe | STERIS Corp |  |  | On Site | Sue McCabe | MATERIAL | Ordered | SHIPPING | Expedite charge | 1 | 0 | 250.01 | Bartow Regional Medical Center | BRMC
95457 | 02/11/2021 02:33 PM | Boiler Inspection survey | 02/11/2021 02:33 PM | On Site | Sue McCabe | John Richardson | John Richardson | 726006642-0-CES | 02/19/2021 | Ordered | Sue McCabe | STERIS Corp |  |  | On Site | Sue McCabe | MATERIAL | Ordered | P764333927 | Boiler Heater 480V/30KW | 1 | 0 | 425.28 | Bartow Regional Medical Center | BRMC
95457 | 02/11/2021 02:33 PM | Boiler Inspection survey | 02/11/2021 02:33 PM | On Site | Sue McCabe | John Richardson | John Richardson | 726006642-0-CES | 02/19/2021 | Ordered | Sue McCabe | STERIS Corp |  |  | On Site | Sue McCabe | MATERIAL | Ordered | P764323643 | Bolt Heater 5/16in Hex | 6 | 0 | 4.1583 | Bartow Regional Medical Center | BRMC
95457 | 02/11/2021 02:33 PM | Boiler Inspection survey | 02/11/2021 02:33 PM | On Site | Sue McCabe | John Richardson | John Richardson | 726006642-0-CES | 02/19/2021 | Ordered | Sue McCabe | STERIS Corp |  |  | On Site | Sue McCabe | MATERIAL | Ordered | SHIPPING | Expedite charge | 1 | 0 | 85 | Bartow Regional Medical Center | BRMC
95457 | 02/11/2021 02:33 PM | Boiler Inspection survey | 02/11/2021 02:33 PM | On Site | Sue McCabe | John Richardson | John Richardson | 726006642-0-CES | 02/19/2021 | Ordered | Sue McCabe | STERIS Corp |  |  | On Site | Sue McCabe | MATERIAL | Ordered | P764333927 | Boiler Heater 480V/30KW | 1 | 0 | 425.28 | Bartow Regional Medical Center | BRMC
95457 | 02/11/2021 02:33 PM | Boiler Inspection survey | 02/11/2021 02:33 PM | On Site | Sue McCabe | John Richardson | John Richardson | 726006642-0-CES | 02/19/2021 | Ordered | Sue McCabe | STERIS Corp |  |  | On Site | Sue McCabe | MATERIAL | Ordered | P764323643 | Bolt Heater 5/16in Hex | 6 | 0 | 4.158 | Bartow Regional Medical Center | BRMC
95457 | 02/11/2021 02:33 PM | Boiler Inspection survey | 02/11/2021 02:33 PM | On Site | Sue McCabe | John Richardson | John Richardson | 726006642-0-CES | 02/19/2021 | Ordered | Sue McCabe | STERIS Corp |  |  | On Site | Sue McCabe | MATERIAL | Ordered | SHIPPING | Expedite charge | 1 | 0 | 85 | Bartow Regional Medical Center | BRMC
95457 | 02/11/2021 02:33 PM | Boiler Inspection survey | 02/11/2021 02:33 PM | On Site | Sue McCabe | John Richardson | John Richardson | 726006642-0-CES | 02/19/2021 | Ordered | Sue McCabe | STERIS Corp |  |  | On Site | Sue McCabe | MATERIAL | Ordered | P764333927 | Boiler Heater 480V/30KW | 1 | 0 | 425.28 | Bartow Regional Medical Center | BRMC
95457 | 02/11/2021 02:33 PM | Boiler Inspection survey | 02/11/2021 02:33 PM | On Site | Sue McCabe | John Richardson | John Richardson | 726006642-0-CES | 02/19/2021 | Ordered | Sue McCabe | STERIS Corp |  |  | On Site | Sue McCabe | MATERIAL | Ordered | P764323643 | Bolt Heater 5/16in Hex | 6 | 0 | 4.1583 | Bartow Regional Medical Center | BRMC
95457 | 02/11/2021 02:33 PM | Boiler Inspection survey | 02/11/2021 02:33 PM | On Site | Sue McCabe | John Richardson | John Richardson | 726006642-0-CES | 02/19/2021 | Ordered | Sue McCabe | STERIS Corp |  |  | On Site | Sue McCabe | MATERIAL | Ordered | SHIPPING | Expedite charge | 1 | 0 | 85 | Bartow Regional Medical Center | BRMC
95474 | 02/12/2021 10:22 AM | POC Vendor: Debbie, WA TS SHIP TO: South Florida Baptist Hospital Attn: Mike Bach, CES 301 N Alexander St. Plant City, FL 33563 | 02/12/2021 10:22 AM | Ground | Sue McCabe | Michael Bach | Dennis Davis | 755004530-0-CES | 02/12/2021 | Ordered | Sue McCabe | Welch Allyn Inc |  |  | Ground | Sue McCabe | MATERIAL | Ordered | 107281 | SERV KIT CVSM NIBP MODULE | 1 | 0 | 686 | South Florida Baptist Hospital | SFBH
95486 | 02/12/2021 11:56 AM | Vendor T&M PM & Loaner Marcus was the POC | 02/12/2021 11:56 AM | Ground | Sue McCabe | Gary Maultsby | John Richardson | 726006633-0-CES | 02/15/2021 | Ordered | Sue McCabe | ERBE USA Inc |  |  | Ground | Sue McCabe | MATERIAL | Ordered | LOANER | loaner | 1 | 0 | 195 | Bartow Regional Medical Center | BRMC
95628 | 02/18/2021 04:37 PM | POC Shelley | 02/18/2021 04:37 PM | Next Day | Sue McCabe | Thomas Odaris | Dwayne Wilcox | 755004549-0-CES | 02/23/2021 | Ordered | Sue McCabe | GE Precision Healthcare LLC |  |  | Next Day | Sue McCabe | MATERIAL | Ordered | 5450061-2 | Polaris-Maru Battery Pack | 1 | 0 | 475.5 | South Florida Baptist Hospital | SFBH
95752 | 02/24/2021 09:21 AM | Order replacement parts Quote provided by Eric | 02/24/2021 09:21 AM | Two Day | Sue McCabe | Greg Hackworth | Dwayne Wilcox | 755004550-0-CES | 02/24/2021 | Ordered | Sue McCabe | Hologic Inc |  |  | Two Day | Sue McCabe | MATERIAL | Ordered | SR6026-01 | Pressure Regulator | 3 | 0 | 71.48 | South Florida Baptist Hospital | SFBH
95814 | 02/25/2021 05:55 PM | POC Tom | 02/25/2021 05:55 PM | Next Day | Sue McCabe | Thomas Odaris | Dennis Davis | 755004553-0-CES | 02/26/2021 | Ordered | Sue McCabe | GE Precision Healthcare LLC |  |  | Next Day | Sue McCabe | MATERIAL | Ordered | 5957000-1 | Oled Arm Covers LS8 | 2 | 0 | 72 | South Florida Baptist Hospital | SFBH
95838 | 02/26/2021 09:07 PM | POC: Adrianna D. | 02/26/2021 09:07 PM | Next Day | Sue McCabe | Robert Saunders | Dwayne Wilcox | 726006660-0-CES | 03/01/2021 | Ordered | Sue McCabe | Hologic Inc |  |  | Next Day | Sue McCabe | MATERIAL | Ordered | FAB-03473 | Face Shield Plastic | 1 | 0 | 1250.25 | Winter Haven Hospital | WHH | WHH-RMC Radiology
95865 | 03/01/2021 12:38 PM | POC Tom | 03/01/2021 12:38 PM | Next Day | Sue McCabe | Thomas Odaris | Dwayne Wilcox | 755004557-0-CES | 03/01/2021 | Ordered | Sue McCabe | GE Precision Healthcare LLC |  |  | Next Day | Sue McCabe | MATERIAL | Ordered | 5450061-2 | Polaris-Maru Battery Pack | 3 | 0 | 475.5 | South Florida Baptist Hospital | SFBH
95919 | 03/02/2021 03:23 PM | POC: Brad Dombroski | 03/02/2021 03:23 PM | Next Day | Sue McCabe | Robert Saunders | Dwayne Wilcox | 755004559-0-CES | 03/02/2021 | Ordered | Sue McCabe | GE Healthcare (OEC ONLY) |  |  | Next Day | Sue McCabe | MATERIAL | Ordered | 5885888-4 | Charger for Elite Miniview | 1 | 0 | 371.25 | South Florida Baptist Hospital | SFBH
96007 | 03/05/2021 08:16 AM | Ground GE website | 03/05/2021 08:16 AM | Ground | Sue McCabe | George Rivera | John Richardson | 755004563-0-CES | 03/05/2021 | Ordered | Sue McCabe | GE Healthcare IT (BIOMED ONLY) |  |  | Ground | Sue McCabe | MATERIAL | Ordered | 2069156-001 | Bed Hook, B450 | 2 | 0 | 181.35 | South Florida Baptist Hospital | SFBH
96015 | 03/05/2021 10:05 AM | Ground web site BC-482106 qty of 10 per pak | 03/05/2021 10:05 AM | Ground | Sue McCabe | George Rivera | John Richardson | 755004564-0-CES | 03/05/2021 | Ordered | Sue McCabe | GE Healthcare IT (BIOMED ONLY) |  |  | Ground | Sue McCabe | MATERIAL | Ordered | 2017569-009 | Serial Interface Dust Cover Cap Plug | 2 | 0 | 188.47 | South Florida Baptist Hospital | SFBH
96066 | 03/08/2021 02:17 PM | Ground web site | 03/08/2021 02:17 PM | Ground | Sue McCabe | George Rivera | John Richardson | 755004565-0-CES | 03/08/2021 | Ordered | Sue McCabe | GE Healthcare IT (BIOMED ONLY) |  |  | Ground | Sue McCabe | MATERIAL | Ordered | M1233483 | printer | 1 | 0 | 1585.84 | South Florida Baptist Hospital | SFBH
96090 | 03/09/2021 09:06 AM | CES stock nurse call parts. | 03/09/2021 09:06 AM | Ground | Sue McCabe | Ronnie Darby | Dennis Davis | 726006675-0-CES | 03/09/2021 | Ordered | Sue McCabe | Curbell Medical Products Inc |  |  | Ground | Sue McCabe | MATERIAL | Ordered | GEE-010 | EZ call 10 1/4 in. plug | 4 | 0 | 69.95 | Winter Haven Hospital | WHH | WHH-Nurse Call
96090 | 03/09/2021 09:06 AM | CES stock nurse call parts. | 03/09/2021 09:06 AM | Ground | Sue McCabe | Ronnie Darby | Dennis Davis | 726006675-0-CES | 03/09/2021 | Ordered | Sue McCabe | Curbell Medical Products Inc |  |  | Ground | Sue McCabe | MATERIAL | Ordered | ADP-0909-103 | 1/4 in adaptor | 4 | 0 | 88.95 | Winter Haven Hospital | WHH | WHH-Nurse Call
96102 | 03/09/2021 02:12 PM | Needed for repair of Ultrasound Probe disinfector repair and Loaner Hazel was the POC ***Please send a hard copy of the PO to Gary Maultsby*** | 03/09/2021 02:12 PM | Ground | Sue McCabe | Gary Maultsby | Dennis Davis | 726006676-0-CES | 03/10/2021 | Ordered | Sue McCabe | GE Precision Healthcare LLC |  |  | Ground | Sue McCabe | MATERIAL | Ordered | LOANER | loaner | 1 | 0 | 500 | Bartow Regional Medical Center | BRMC
96102 | 03/09/2021 02:12 PM | Needed for repair of Ultrasound Probe disinfector repair and Loaner Hazel was the POC ***Please send a hard copy of the PO to Gary Maultsby*** | 03/09/2021 02:12 PM | Ground | Sue McCabe | Gary Maultsby | Dennis Davis | 726006676-0-CES | 03/10/2021 | Ordered | Sue McCabe | GE Precision Healthcare LLC |  |  | Ground | Sue McCabe | MATERIAL | Ordered | SHIPPING | Expedite charge | 1 | 0 | 340 | Bartow Regional Medical Center | BRMC
96115 | 03/10/2021 09:06 AM | poc GE Service Shop Charge to ICU CC 13100 GL 722160 Approval attached Mary, Please order these cables and charge them to 13100 cost center. Thank you!! Alicia | 03/10/2021 09:06 AM | Ground | Sue McCabe | Mary Emery | John Richardson | 755004566-0-CES | 03/10/2021 | Ordered | Sue McCabe | GE Healthcare IT (BIOMED ONLY) |  |  | Ground | Sue McCabe | MATERIAL | Ordered | 2021701-001 | Temp Cable | 12 | 0 | 133 | South Florida Baptist Hospital | SFBH
96194 | 03/12/2021 01:03 PM | Needed for Vendor T&M Bench Repair Colin was the POC VENDOR INACTIVE IN LAWSON | 03/12/2021 01:03 PM | Ground | Brenda Kans | Gary Maultsby | John Richardson | PCARD 96194 | 04/27/2021 | Ordered | Brenda Kans | SunTech Medical Inc |  |  | Ground | Brenda Kans | MATERIAL | Ordered | SHIPPING | Expedite charge | 1 | 0 | 25 | Bartow Regional Medical Center | BRMC
96296 | 03/18/2021 08:44 AM | Ground POC Larry P: (727) 244-2013 F: 727) 259-1463 | 03/18/2021 08:44 AM | Ground | Sue McCabe | George Rivera | John Richardson | 755004569-0-CES | 03/18/2021 | Ordered | Sue McCabe | Integrity Medical Products Inc |  |  | Ground | Sue McCabe | MATERIAL | Ordered | AJ-CB73585R | ECG trunk cable | 2 | 0 | 72 | South Florida Baptist Hospital | SFBH
96296 | 03/18/2021 08:44 AM | Ground POC Larry P: (727) 244-2013 F: 727) 259-1463 | 03/18/2021 08:44 AM | Ground | Sue McCabe | George Rivera | John Richardson | 755004569-0-CES | 03/18/2021 | Ordered | Sue McCabe | Integrity Medical Products Inc |  |  | Ground | Sue McCabe | MATERIAL | Ordered | AJ-LW-30900R48/5A | ECG lead set | 2 | 0 | 223.95 | South Florida Baptist Hospital | SFBH
96297 | 03/18/2021 09:03 AM | Next Day AM | 03/18/2021 09:03 AM | Next Day AM | Sue McCabe | George Rivera | John Richardson | 755004568-0-CES | 03/18/2021 | Ordered | Sue McCabe | Olympus America Inc |  |  | Next Day AM | Sue McCabe | MATERIAL | Ordered | K10011134 | Pump Head | 2 | 0 | 220 | South Florida Baptist Hospital | SFBH
96321 | 03/18/2021 02:20 PM | EKG Broken on the Ultrasounds FEC Board. | 03/18/2021 02:20 PM | On Site | Sue McCabe | Tom Heath | John Richardson | 726006688-0-CES | 03/18/2021 | Ordered | Sue McCabe | AllParts Medical |  |  | On Site | Sue McCabe | MATERIAL | Ordered | 453561464291 | FEC Board | 1 | 0 | 2173.45 | Bartow Regional Medical Center | BRMC
96350 | 03/19/2021 01:18 PM | Ground plz add the case # to the PO 2103-28240 | 03/19/2021 01:18 PM | Ground | Sue McCabe | George Rivera | John Richardson | 755004570-0-CES | 03/19/2021 | Ordered | Sue McCabe | AccuVein LLC |  |  | Ground | Sue McCabe | MATERIAL | Ordered | HF470-R3-SV | Powered pole arm assy | 1 | 0 | 350 | South Florida Baptist Hospital | SFBH
96354 | 03/19/2021 02:28 PM | Install Numa SW on Windows 10 PC ****Please code to 0101-34000-731560****vendor not in Lawson. | 03/19/2021 02:28 PM | On Site | Sue McCabe | John Richardson | John Richardson | 726006773-0-CES | 04/19/2021 | Ordered | Sue McCabe | Numa Inc |  |  | On Site | Sue McCabe | MATERIAL | Ordered | NL-PC-RS | Numalink SW | 1 | 0 | 4960 | Bartow Regional Medical Center | BRMC
96467 | 03/25/2021 11:17 AM | Needed for repair of a Philips V60 Ventilator. One for CES shop Stock Jonathan was the POC **The item is available from Parts Source** | 03/25/2021 11:17 AM | Ground | Sue McCabe | Gary Maultsby | John Richardson | 726006719-0-CES | 03/30/2021 | Ordered | Sue McCabe | Philips Healthcare |  |  | Ground | Sue McCabe | MATERIAL | Ordered | 453561533521 | Power Switch Overlay | 1 | 0 | 150 | Winter Haven Hospital | WHH | WHH-Respiratory Care Services
96467 | 03/25/2021 11:17 AM | Needed for repair of a Philips V60 Ventilator. One for CES shop Stock Jonathan was the POC **The item is available from Parts Source** | 03/25/2021 11:17 AM | Ground | Sue McCabe | Gary Maultsby | John Richardson | 726006719-0-CES | 03/30/2021 | Ordered | Sue McCabe | Philips Healthcare |  |  | Ground | Sue McCabe | MATERIAL | Ordered | 453561533521 | Power Switch Overlay | 1 | 0 | 150 | Winter Haven Hospital | WHH | WHH-Respiratory Care Services
96489 | 03/25/2021 01:55 PM | Needed for Surgical Microscope repair Gary Lindsay was the POC **Parts do not need to be ordered the technician will have them delivered to the facility** | 03/25/2021 01:55 PM | Ground | Sue McCabe | Gary Maultsby | John Richardson | 726006711-0-CES | 03/26/2021 | Ordered | Sue McCabe | Prescotts Inc |  |  | Ground | Sue McCabe | MATERIAL | Ordered | HL150LS | 150 Watt Light Source | 1 | 0 | 1750 | Bartow Regional Medical Center | BRMC
96489 | 03/25/2021 01:55 PM | Needed for Surgical Microscope repair Gary Lindsay was the POC **Parts do not need to be ordered the technician will have them delivered to the facility** | 03/25/2021 01:55 PM | Ground | Sue McCabe | Gary Maultsby | John Richardson | 726006711-0-CES | 03/26/2021 | Ordered | Sue McCabe | Prescotts Inc |  |  | Ground | Sue McCabe | MATERIAL | Ordered | PML013 | Light Source Tray | 1 | 0 | 175 | Bartow Regional Medical Center | BRMC
96489 | 03/25/2021 01:55 PM | Needed for Surgical Microscope repair Gary Lindsay was the POC **Parts do not need to be ordered the technician will have them delivered to the facility** | 03/25/2021 01:55 PM | Ground | Sue McCabe | Gary Maultsby | John Richardson | 726006711-0-CES | 03/26/2021 | Ordered | Sue McCabe | Prescotts Inc |  |  | Ground | Sue McCabe | MATERIAL | Ordered | PMP013B | Light Source Mounting Bracket | 1 | 0 | 125 | Bartow Regional Medical Center | BRMC
96524 | 03/26/2021 11:12 AM | POC Tom | 03/26/2021 11:12 AM | DO NOT USE - Select Priority | Sue McCabe | Thomas Odaris | Mary Emery | 755004579-0-CES | 03/30/2021 | Ordered | Sue McCabe | BC Group International Inc |  |  | DO NOT USE - Select Priority | Sue McCabe | MATERIAL | Ordered | ULT-PA-19 | CX50 Transducer adaptor | 1 | 0 | 1235 | South Florida Baptist Hospital | SFBH
96530 | 03/26/2021 12:19 PM | poc Noemi | 03/26/2021 12:19 PM | Ground | Sue McCabe | Mary Emery | John Richardson | 755004575-0-CES | 03/26/2021 | Ordered | Sue McCabe | Rauland-Borg Inc |  |  | Ground | Sue McCabe | MATERIAL | Ordered | 354001 | Pull Cord Station, w/o audio | 5 | 0 | 107.25 | South Florida Baptist Hospital | SFBH
96571 | 03/29/2021 02:39 PM | Vendor T&M Repair of two surgical lights. Quote is attached ***Parts do not to be ordered. The vendor will have the parts shipped to BRMC.*** Sonny was the POC | 03/29/2021 02:39 PM | On Site | Sue McCabe | Gary Maultsby | John Richardson | 726006717-0-CES | 03/29/2021 | Ordered | Sue McCabe | STERIS Corp |  |  | On Site | Sue McCabe | MATERIAL | Ordered | P129389300 | LED MODULE PAIRS | 1 | 0 | 378.94 | Bartow Regional Medical Center | BRMC
96571 | 03/29/2021 02:39 PM | Vendor T&M Repair of two surgical lights. Quote is attached ***Parts do not to be ordered. The vendor will have the parts shipped to BRMC.*** Sonny was the POC | 03/29/2021 02:39 PM | On Site | Sue McCabe | Gary Maultsby | John Richardson | 726006717-0-CES | 03/29/2021 | Ordered | Sue McCabe | STERIS Corp |  |  | On Site | Sue McCabe | MATERIAL | Ordered | P129382909 | LCD Interface PCB for Steris Harmony LED Surg Light | 1 | 0 | 370.5 | Bartow Regional Medical Center | BRMC
96571 | 03/29/2021 02:39 PM | Vendor T&M Repair of two surgical lights. Quote is attached ***Parts do not to be ordered. The vendor will have the parts shipped to BRMC.*** Sonny was the POC | 03/29/2021 02:39 PM | On Site | Sue McCabe | Gary Maultsby | John Richardson | 726006717-0-CES | 03/29/2021 | Ordered | Sue McCabe | STERIS Corp |  |  | On Site | Sue McCabe | MATERIAL | Ordered | P129389300 | LED MODULE PAIRS | 1 | 0 | 378.94 | Bartow Regional Medical Center | BRMC
96571 | 03/29/2021 02:39 PM | Vendor T&M Repair of two surgical lights. Quote is attached ***Parts do not to be ordered. The vendor will have the parts shipped to BRMC.*** Sonny was the POC | 03/29/2021 02:39 PM | On Site | Sue McCabe | Gary Maultsby | John Richardson | 726006717-0-CES | 03/29/2021 | Ordered | Sue McCabe | STERIS Corp |  |  | On Site | Sue McCabe | MATERIAL | Ordered | P129382909 | LCD Interface PCB for Steris Harmony LED Surg Light | 1 | 0 | 370.49 | Bartow Regional Medical Center | BRMC
96571 | 03/29/2021 02:39 PM | Vendor T&M Repair of two surgical lights. Quote is attached ***Parts do not to be ordered. The vendor will have the parts shipped to BRMC.*** Sonny was the POC | 03/29/2021 02:39 PM | On Site | Sue McCabe | Gary Maultsby | John Richardson | 726006717-0-CES | 03/29/2021 | Ordered | Sue McCabe | STERIS Corp |  |  | On Site | Sue McCabe | MATERIAL | Ordered | SHIPPING | Expedite charge | 1 | 0 | 125 | Bartow Regional Medical Center | BRMC
96695 | 04/01/2021 03:25 PM | ***Attn: Brenda Kans / Amazon part order needed overnight*** DVI Splitter 1 in 2 Out 2 Port DVI Dual Monitors Distribution Duplicator Video Splitter (EDID Management) Support Resolution up to 4K2K/30HZ for PC Laptop DVR Projector HDTV https://www.amazon.com/Distribution-Duplicator-Management-Resolution-Projector/dp/B08HS7TYYB/ref=sr_1_3?dchild=1&keywords=dvi+in+two+dvi+out&qid=1617304960&sr=8-3 | 04/01/2021 03:25 PM | Next Day AM | Brenda Kans | Brian Mace | John Richardson | PCARD 96695 | 04/02/2021 | Ordered | Brenda Kans | Amazon.com |  |  | Next Day AM | Brenda Kans | MATERIAL | Ordered | B08HS7TYYB | DVI splitter 1 to 2 | 2 | 0 | 29.99 | Winter Haven Hospital | WHH | WHH-Cardiac Cath Lab
96703 | 04/02/2021 09:12 AM | Ultrasound is down and requires on site service Jay Masse the Manager on call provided an emergency PO#726006294-0-CES for the service | 04/02/2021 09:12 AM | On Site | Sue McCabe | Gary Maultsby | John Richardson | 726006294-0-CES | 04/02/2021 | Ordered | Sue McCabe | Philips Healthcare |  |  | On Site | Sue McCabe | MATERIAL | Ordered | 453561784221 | Display Touchscreen LCD | 1 | 0 | 6224 | Bartow Regional Medical Center | BRMC
96707 | 04/02/2021 09:47 AM | Fuses needed for CES Stock Website was the POC | 04/02/2021 09:47 AM | Ground | Sue McCabe | Gary Maultsby | John Richardson | 726006729-0-CES | 04/02/2021 | Ordered | Sue McCabe | Grainger |  |  | Ground | Sue McCabe | MATERIAL | Ordered | 2ABW2 | Fuse 32ma 250VAC | 1 | 0 | 24.75 | Bartow Regional Medical Center | BRMC
96737 | 04/05/2021 10:15 AM | POC: Tony Buford NOTE: Quote number: C M I 2 1 0 1 0 4 T B | 04/05/2021 10:15 AM | Next Day | Sue McCabe | Robert Saunders | Dwayne Wilcox | 755004586-0-CES | 04/05/2021 | Ordered | Sue McCabe | Clinical Measurements Inc |  |  | Next Day | Sue McCabe | MATERIAL | Ordered | K9307944 | MDRC-2222 BL 2MP DISPLAY | 1 | 0 | 689 | South Florida Baptist Hospital | SFBH
96947 | 04/13/2021 11:27 AM | CVOR's DVI-D to VGA Active Adapter Converter Cable went down. | 04/13/2021 11:27 AM | Next Day | Sue McCabe | Tom Heath | John Richardson | 726006758-0-CES | 04/13/2021 | Ordered | Sue McCabe | Grainger |  |  | Next Day | Sue McCabe | MATERIAL | Ordered | P120-06N-ACT | DVI-D to VGA Adapter | 2 | 0 | 33.48 | Winter Haven Hospital | WHH | WHH-Clinical Engineering Services
97013 | 04/15/2021 03:05 PM | POC: Dave Campbell | 04/15/2021 03:05 PM | Next Day | Brenda Kans | Robert Saunders | Dwayne Wilcox | 726006740-0-CES | 04/15/2021 | Ordered | Brenda Kans | CMS Imaging Inc |  |  | Next Day | Brenda Kans | MATERIAL | Ordered | BM72329000 | Plate Battery Cover | 1 | 0 | 1006.27 | Winter Haven Hospital | WHH | WHH-Radiology Services
97212 | 04/26/2021 10:44 AM | Computer Hard Drives are needed for Philips Central Monitoring Telemetry computers Website was the POC | 04/26/2021 10:44 AM | Ground | Brenda Kans | Gary Maultsby | John Richardson | 726006741-0-CES | 04/26/2021 | Ordered | Brenda Kans | CDW Computer Center |  |  | Ground | Brenda Kans | MATERIAL | Ordered | 4247171 | Hard Drive | 4 | 0 | 43.99 | Bartow Regional Medical Center | BRMC
97254 | 04/27/2021 11:46 AM | POC: Brad Dombroski | 04/27/2021 11:46 AM | Ground | Brenda Kans | Robert Saunders | Dwayne Wilcox | 726006782-0-CES | 04/27/2021 | Ordered | Brenda Kans | GE Healthcare (OEC ONLY) |  |  | Ground | Brenda Kans | MATERIAL | Ordered | 5342150 | Power Cord Assembly, 9900 | 2 | 0 | 637.5 | Winter Haven Hospital | WHH | WHH-Radiology Services
97254 | 04/27/2021 11:46 AM | POC: Brad Dombroski | 04/27/2021 11:46 AM | Ground | Brenda Kans | Robert Saunders | Dwayne Wilcox | 726006782-0-CES | 04/27/2021 | Ordered | Brenda Kans | GE Healthcare (OEC ONLY) |  |  | Ground | Brenda Kans | MATERIAL | Ordered | 5694681-01 | High Voltage Cable Assembly, STD-C 9900 | 1 | 0 | 3300 | Winter Haven Hospital | WHH | WHH-Radiology Services
97369 | 05/03/2021 08:20 AM | Ground, could not fine this part on the web site, had to call to get a price | 05/03/2021 08:20 AM | Ground | Sue McCabe | George Rivera | John Richardson | 755004600-0-CES | 05/03/2021 | Ordered | Sue McCabe | GE Healthcare IT (BIOMED ONLY) |  |  | Ground | Sue McCabe | MATERIAL | Ordered | 2069156-001 | Bed Hook, B450 | 2 | 0 | 195 | South Florida Baptist Hospital | SFBH
97444 | 05/05/2021 10:34 AM | poc cust service | 05/05/2021 10:34 AM | Ground | Sue McCabe | Mary Emery | John Richardson | 755004605-0-CES | 05/05/2021 | Partial | Sue McCabe | R & D Batteries Inc |  |  | Ground | Sue McCabe | MATERIAL | Partial | 11141-000068 | Battery, LP20, NIMH | 1 | 0 | 185 | South Florida Baptist Hospital | SFBH
97444 | 05/05/2021 10:34 AM | poc cust service | 05/05/2021 10:34 AM | Ground | Sue McCabe | Mary Emery | John Richardson | 755004605-0-CES | 05/05/2021 | Partial | Sue McCabe | R & D Batteries Inc |  |  | Ground | Sue McCabe | MATERIAL | Partial | 11141-000068 | Battery, LP20, NIMH | 1 | 0 | 185 | South Florida Baptist Hospital | SFBH
97444 | 05/05/2021 10:34 AM | poc cust service | 05/05/2021 10:34 AM | Ground | Sue McCabe | Mary Emery | John Richardson | 755004605-0-CES | 05/05/2021 | Partial | Sue McCabe | R & D Batteries Inc |  |  | Ground | Sue McCabe | MATERIAL | Partial | CR2032 | RENATA 3 VOLT LITHIUM COIN BATTERY | 1 | 1 | 1.8 | South Florida Baptist Hospital | SFBH
97444 | 05/05/2021 10:34 AM | poc cust service | 05/05/2021 10:34 AM | Ground | Sue McCabe | Mary Emery | John Richardson | 755004605-0-CES | 05/05/2021 | Partial | Sue McCabe | R & D Batteries Inc |  |  | Ground | Sue McCabe | MATERIAL | Partial | CR2032 | RENATA 3 VOLT LITHIUM COIN BATTERY | 1 | 1 | 1.8 | South Florida Baptist Hospital | SFBH
97444 | 05/05/2021 10:34 AM | poc cust service | 05/05/2021 10:34 AM | Ground | Sue McCabe | Mary Emery | John Richardson | 755004605-0-CES | 05/05/2021 | Partial | Sue McCabe | R & D Batteries Inc |  |  | Ground | Sue McCabe | MATERIAL | Partial | CR2032 | RENATA 3 VOLT LITHIUM COIN BATTERY | 1 | 0 | 1.8 | South Florida Baptist Hospital | SFBH
97487 | 05/06/2021 09:32 AM | POC Sherry SJH10499 + SJH11501 Ground | 05/06/2021 09:32 AM | Ground | Sonja Wiesenberger | Brock Miller | Jamie Clark | 751036909-0-CES | 05/07/2021 | Ordered | Sonja Wiesenberger | R & D Batteries Inc |  |  | Ground | Sonja Wiesenberger | MATERIAL | Ordered | 5042 | Battery, LP20 | 1 | 0 | 89 | Bartow Regional Medical Center | SJH
97487 | 05/06/2021 09:32 AM | POC Sherry SJH10499 + SJH11501 Ground | 05/06/2021 09:32 AM | Ground | Sonja Wiesenberger | Brock Miller | Jamie Clark | 751036909-0-CES | 05/07/2021 | Ordered | Sonja Wiesenberger | R & D Batteries Inc |  |  | Ground | Sonja Wiesenberger | MATERIAL | Ordered | 5042 | Battery, LP20 | 1 | 0 | 89 | Bartow Regional Medical Center | SJH
97640 | 02/01/2021 09:00 AM | Replacement part necessary. System outside of OEM warranty | 05/12/2021 01:54 PM | On Site | Brenda Kans | John Richardson | Walter Barrionuevo | 726006787-0-CES | 05/14/2021 | Ordered | Brenda Kans | GE Precision Healthcare LLC |  |  | On Site | Brenda Kans | MATERIAL | Ordered | 5413429-R | FRU TSSC IPX4 CDRH | 1 | 0 | 22950 | Winter Haven Hospital | WHH | WHH-Cardiac Cath Lab
97647 | 05/12/2021 03:31 PM | vendor requested on site PM's | 05/12/2021 03:31 PM | On Site | Sue McCabe | Brian Pruiett | John Richardson | 726006842-0-CES | 05/21/2021 | Reopen | Sue McCabe | Physio-Control Inc |  |  | On Site | Sue McCabe | MATERIAL | Ordered | 11141-000112 | Battery, LP20e, Lithium Ion | 1 | 0 | 312 | Winter Haven Hospital | WHH | WHH-Emergency Service
97647 | 05/12/2021 03:31 PM | vendor requested on site PM's | 05/12/2021 03:31 PM | On Site | Sue McCabe | Brian Pruiett | John Richardson | 726006842-0-CES | 05/21/2021 | Reopen | Sue McCabe | Physio-Control Inc |  |  | On Site | Sue McCabe | MATERIAL | Ordered | 11141-000112 | Battery, LP20e, Lithium Ion | 1 | 0 | 312 | Winter Haven Hospital | WHH | WHH-Emergency Service
97647 | 05/12/2021 03:31 PM | vendor requested on site PM's | 05/12/2021 03:31 PM | On Site | Sue McCabe | Brian Pruiett | John Richardson | 726006842-0-CES | 05/21/2021 | Reopen | Sue McCabe | Physio-Control Inc |  |  | On Site | Sue McCabe | MATERIAL | Ordered | 11141-000112 | Battery, LP20e, Lithium Ion | 1 | 0 | 312 | Winter Haven Hospital | WHH | WHH-Emergency Service
97647 | 05/12/2021 03:31 PM | vendor requested on site PM's | 05/12/2021 03:31 PM | On Site | Sue McCabe | Brian Pruiett | John Richardson | 726006842-0-CES | 05/21/2021 | Reopen | Sue McCabe | Physio-Control Inc |  |  | On Site | Sue McCabe | MATERIAL | Ordered | 11141-000112 | Battery, LP20e, Lithium Ion | 1 | 0 | 312 | Winter Haven Hospital | WHH | WHH-Emergency Service
97647 | 05/12/2021 03:31 PM | vendor requested on site PM's | 05/12/2021 03:31 PM | On Site | Sue McCabe | Brian Pruiett | John Richardson | 726006842-0-CES | 05/21/2021 | Reopen | Sue McCabe | Physio-Control Inc |  |  | On Site | Sue McCabe | MATERIAL | Ordered | 11141-000112 | Battery, LP20e, Lithium Ion | 1 | 0 | 312 | Winter Haven Hospital | WHH | WHH-Emergency Service
97647 | 05/12/2021 03:31 PM | vendor requested on site PM's | 05/12/2021 03:31 PM | On Site | Sue McCabe | Brian Pruiett | John Richardson | 726006842-0-CES | 05/21/2021 | Reopen | Sue McCabe | Physio-Control Inc |  |  | On Site | Sue McCabe | MATERIAL | Ordered | 11141-000112 | Battery, LP20e, Lithium Ion | 1 | 0 | 312 | Winter Haven Hospital | WHH | WHH-Emergency Service
97701 | 05/14/2021 10:21 AM | POC Ike Please do not order part for the GE FSE will order for it | 05/14/2021 10:21 AM | Next Day | Sue McCabe | Thomas Odaris | Dwayne Wilcox | 755004610-0-CES | 05/14/2021 | Ordered | Sue McCabe | GE Precision Healthcare LLC |  |  | Next Day | Sue McCabe | MATERIAL | Ordered | 5599699 | LP9 Sony Printer | 1 | 0 | 4114 | South Florida Baptist Hospital | SFBH
97768 | 05/19/2021 08:57 AM | Ground POC Mike | 05/19/2021 08:57 AM | Ground | Sue McCabe | George Rivera | John Richardson | 755004614-0-CES | 05/19/2021 | Ordered | Sue McCabe | Biomedical Repair & Consulting |  |  | Ground | Sue McCabe | MATERIAL | Ordered | PRN-50-M | printer | 2 | 0 | 400 | South Florida Baptist Hospital | SFBH
97818 | 05/21/2021 08:58 AM | need to order 100 AeroScout tags ORDER 4560003 | 05/21/2021 08:58 AM | Ground | Sue McCabe | Brian Pruiett | John Richardson | 260822372 | 06/09/2021 | Ordered | Sue McCabe | BISC Integrated Service Center |  |  | Ground | Sue McCabe | MATERIAL | Ordered | 188869 | Aeroscout tag | 100 | 0 | 64.24 | Winter Haven Hospital | WHH | WHH-Clinical Engineering Services
97830 | 05/21/2021 10:44 AM | Charger lost. Need STAT replacement per AOD Code PO to 0101-10000-722660 Approved by Julie the AOD | 05/21/2021 10:44 AM | Next Day | Sue McCabe | John Richardson | John Richardson | 726006843-0-CES | 05/21/2021 | Ordered | Sue McCabe | Parks Medical Electronics Inc |  |  | Next Day | Sue McCabe | MATERIAL | Ordered | 984-0022-00R | 24V/Dc Charger | 2 | 0 | 26 | Bartow Regional Medical Center | BRMC
98030 | 06/01/2021 02:00 PM | Requested set of replacement balloons | 06/01/2021 02:00 PM | Ground | Brenda Kans | Victor LaFoucade | John Richardson | 726006804-0-CES | 06/01/2021 | Ordered | Brenda Kans | Edge Medical Solutions Inc |  |  | Ground | Brenda Kans | MATERIAL | Ordered | 301306 | Balloon Kit | 2 | 0 | 200 | Winter Haven Hospital | WHH | WHH-Respiratory Care Services
98040 | 06/01/2021 03:54 PM | NOTE: Amazon order, Brenda and Sue made aware through email. | 06/01/2021 03:54 PM | Ground | Brenda Kans | Robert Saunders | Dwayne Wilcox | PCARD 98040 | 06/01/2021 | Ordered | Brenda Kans | Amazon.com |  |  | Ground | Brenda Kans | MATERIAL | Ordered | ASSD-3PL256-2TBF | 2TB External Encrypted SSD Drive | 1 | 0 | 591.87 | South Florida Baptist Hospital | SFBH
98040 | 06/01/2021 03:54 PM | NOTE: Amazon order, Brenda and Sue made aware through email. | 06/01/2021 03:54 PM | Ground | Brenda Kans | Robert Saunders | Dwayne Wilcox | PCARD 98040 | 06/01/2021 | Ordered | Brenda Kans | Amazon.com |  |  | Ground | Brenda Kans | MATERIAL | Ordered | MZ-77E2TBOB/AM | Internal SSD Drive | 2 | 0 | 249.99 | South Florida Baptist Hospital | SFBH
98056 | 06/02/2021 02:19 PM | Balloon Pump Vendor PM Wilber was the POC | 06/02/2021 02:19 PM | On Site | Sue McCabe | Gary Maultsby | John Richardson | 726006866-0-CES | 06/02/2021 | Ordered | Sue McCabe | Getinge USA Inc |  |  | On Site | Sue McCabe | MATERIAL | Open | MISC | 9V Alkaline battery | 1 | 0 | 13.1 | Bartow Regional Medical Center | BRMC
98113 | 06/04/2021 09:55 AM | poc Noemi Rivas | 06/04/2021 09:55 AM | Ground | Sue McCabe | Mary Emery | John Richardson | 755004623-0-CES | 06/04/2021 | Ordered | Sue McCabe | Rauland-Borg Inc |  |  | Ground | Sue McCabe | MATERIAL | Ordered | VP1352 | Handset master console | 2 | 0 | 42.55 | South Florida Baptist Hospital | SFBH
98113 | 06/04/2021 09:55 AM | poc Noemi Rivas | 06/04/2021 09:55 AM | Ground | Sue McCabe | Mary Emery | John Richardson | 755004623-0-CES | 06/04/2021 | Ordered | Sue McCabe | Rauland-Borg Inc |  |  | Ground | Sue McCabe | MATERIAL | Ordered | VW2751 | Coiled cord master console | 2 | 0 | 14.8 | South Florida Baptist Hospital | SFBH
98262 | 06/10/2021 12:59 PM | Ground | 06/10/2021 12:59 PM | Ground | Sue McCabe | George Rivera | Mary Emery | 755004629-0-CES | 06/10/2021 | Ordered | Sue McCabe | GE Healthcare IT (BIOMED ONLY) |  |  | Ground | Sue McCabe | MATERIAL | Ordered | 5514145 | transport handle | 2 | 0 | 195 | South Florida Baptist Hospital | SFBH
98269 | 06/10/2021 02:57 PM | parts order POC Stephanie Polakoski Quote Number: 1625091 | 06/10/2021 02:57 PM | Ground | Brenda Kans | Tim McElrath | Jamie Clark | 751036361-0-CES | 06/10/2021 | Ordered | Brenda Kans | Medtronic Minimally Invasive T |  |  | Ground | Brenda Kans | MATERIAL | Ordered | 02-0160 | conformplus II Body scanner cable | 2 | 0 | 275 | Winter Haven Hospital | SJS
98276 | 06/11/2021 08:15 AM | parts needed for repair. | 06/11/2021 08:15 AM | Next Day | Sue McCabe | Germaine Kinder | Dennis Davis | 726006879-0-CES | 06/11/2021 | Ordered | Sue McCabe | Welch Allyn Inc |  |  | Next Day | Sue McCabe | MATERIAL | Ordered | 104299 | Handle assy | 2 | 0 | 159 | Winter Haven Hospital | WHH | WHH-Clinical Engineering Services
98276 | 06/11/2021 08:15 AM | parts needed for repair. | 06/11/2021 08:15 AM | Next Day | Sue McCabe | Germaine Kinder | Dennis Davis | 726006879-0-CES | 06/11/2021 | Ordered | Sue McCabe | Welch Allyn Inc |  |  | Next Day | Sue McCabe | MATERIAL | Ordered | 104714 | power cord 1 1 1/2 twin usb | 3 | 0 | 55 | Winter Haven Hospital | WHH | WHH-Clinical Engineering Services
98276 | 06/11/2021 08:15 AM | parts needed for repair. | 06/11/2021 08:15 AM | Next Day | Sue McCabe | Germaine Kinder | Dennis Davis | 726006879-0-CES | 06/11/2021 | Ordered | Sue McCabe | Welch Allyn Inc |  |  | Next Day | Sue McCabe | MATERIAL | Ordered | 713263 | AC Plug Adapter | 3 | 0 | 13.5 | Winter Haven Hospital | WHH | WHH-Clinical Engineering Services
98322 | 06/14/2021 02:34 PM | For the repair of Swann 7 stand up scale. | 06/14/2021 02:34 PM | Ground | Brenda Kans | Tom Heath | John Richardson | 726006811-0-CES | 06/14/2021 | Ordered | Brenda Kans | Welch Allyn Inc |  |  | Ground | Brenda Kans | MATERIAL | Ordered | 720024 | FRONT PANEL OVERLAY | 1 | 0 | 54.5 | Winter Haven Hospital | WHH | WHH-Nursing Neurology
98350 | 06/15/2021 12:59 PM | poc Dawn Patterson | 06/15/2021 12:59 PM | Ground | Sue McCabe | Mary Emery | John Richardson | 755004632-0-CES | 06/15/2021 | Ordered | Sue McCabe | Pivot Technology Services Corp |  |  | Ground | Sue McCabe | MATERIAL | Ordered | MYLA2LL/A | IPAD WI-FI 32G Silver | 1 | 0 | 328 | South Florida Baptist Hospital | SFBH
98350 | 06/15/2021 12:59 PM | poc Dawn Patterson | 06/15/2021 12:59 PM | Ground | Sue McCabe | Mary Emery | John Richardson | 755004632-0-CES | 06/15/2021 | Ordered | Sue McCabe | Pivot Technology Services Corp |  |  | Ground | Sue McCabe | MATERIAL | Ordered | MI-UEM-D-1YMC-D | Mobileiron Subscription | 1 | 0 | 38.4 | South Florida Baptist Hospital | SFBH
98350 | 06/15/2021 12:59 PM | poc Dawn Patterson | 06/15/2021 12:59 PM | Ground | Sue McCabe | Mary Emery | John Richardson | 755004632-0-CES | 06/15/2021 | Ordered | Sue McCabe | Pivot Technology Services Corp |  |  | Ground | Sue McCabe | MATERIAL | Ordered | 77-62035 | Otterbox Carrying case | 1 | 0 | 65 | South Florida Baptist Hospital | SFBH
98350 | 06/15/2021 12:59 PM | poc Dawn Patterson | 06/15/2021 12:59 PM | Ground | Sue McCabe | Mary Emery | John Richardson | 755004632-0-CES | 06/15/2021 | Ordered | Sue McCabe | Pivot Technology Services Corp |  |  | Ground | Sue McCabe | MATERIAL | Ordered | B07QPV9MRY | Screen Protector | 1 | 0 | 14 | South Florida Baptist Hospital | SFBH
98423 | 06/17/2021 01:30 PM | Ground Mike | 06/17/2021 01:30 PM | Ground | Sue McCabe | George Rivera | John Richardson | 755004633-0-CES | 06/17/2021 | Ordered | Sue McCabe | Mercury Medical |  |  | Ground | Sue McCabe | MATERIAL | Ordered | HY37474 | power supply | 1 | 0 | 77 | South Florida Baptist Hospital | SFBH
98423 | 06/17/2021 01:30 PM | Ground Mike | 06/17/2021 01:30 PM | Ground | Sue McCabe | George Rivera | John Richardson | 755004633-0-CES | 06/17/2021 | Ordered | Sue McCabe | Mercury Medical |  |  | Ground | Sue McCabe | MATERIAL | Ordered | HY37474 | power supply | 1 | 0 | 77 | South Florida Baptist Hospital | SFBH
98495 | 06/21/2021 02:44 PM | POC: Nancy T. at Portable Power Systems NOTE: Partsource has stock at $23.75 apiece, but 1 week layover and more expensive. | 06/21/2021 02:44 PM | Next Day | Sue McCabe | Robert Saunders | Dwayne Wilcox | 726006889-0-CES | 06/21/2021 | Ordered | Sue McCabe | Portable Power System |  |  | Next Day | Sue McCabe | MATERIAL | Ordered | NPX-35FR | battery | 12 | 0 | 21 | Bartow Regional Medical Center | BRMC
98503 | 06/21/2021 04:16 PM | POC Lyn | 06/21/2021 04:16 PM | Next Day | Sue McCabe | Thomas Odaris | Dwayne Wilcox | 755004634-0-CES | 06/22/2021 | Ordered | Sue McCabe | GE Precision Healthcare LLC |  |  | Next Day | Sue McCabe | MATERIAL | Ordered | 5692044-2 | Gel warmer LS8 | 1 | 0 | 885 | South Florida Baptist Hospital | SFBH
98576 | 06/23/2021 01:45 PM | POC: Trent Reichert | 06/23/2021 01:45 PM | Next Day | Sue McCabe | Robert Saunders | Dwayne Wilcox | 726006911-0-CES | 06/23/2021 | Cancelled | Sue McCabe | GE Healthcare (OEC ONLY) |  |  | Next Day | Sue McCabe | MATERIAL | Ordered | 5315470 | ISD-PC2 pcb | 1 | 0 | 2250 | Bartow Regional Medical Center | BRMC
98576 | 06/23/2021 01:45 PM | POC: Trent Reichert | 06/23/2021 01:45 PM | Next Day | Sue McCabe | Robert Saunders | Dwayne Wilcox | 726006911-0-CES | 06/23/2021 | Cancelled | Sue McCabe | GE Healthcare (OEC ONLY) |  |  | Next Day | Sue McCabe | MATERIAL | Ordered | 5315470 | ISD-PC2 pcb | 1 | 0 | 2250 | Bartow Regional Medical Center | BRMC
98581 | 06/23/2021 02:28 PM | Sp/w Joy | 06/23/2021 02:28 PM | Ground | Sue McCabe | Tiffany Baldwin | John Richardson | 726006915-0-CES | 06/24/2021 | Ordered | Sue McCabe | GE Healthcare IT (BIOMED ONLY) |  |  | Ground | Sue McCabe | MATERIAL | Ordered | 6600-0071-800 | TEMP PROBE | 1 | 0 | 453.9 | Winter Haven Hospital | WHH | WHW-NEONATAL INTENSIVE CARE(NICU)
98581 | 06/23/2021 02:28 PM | Sp/w Joy | 06/23/2021 02:28 PM | Ground | Sue McCabe | Tiffany Baldwin | John Richardson | 726006915-0-CES | 06/24/2021 | Ordered | Sue McCabe | GE Healthcare IT (BIOMED ONLY) |  |  | Ground | Sue McCabe | MATERIAL | Open | 6600-0071-800 | TEMP PROBE | 1 | 0 | 453 | Winter Haven Hospital | WHH | WHW-NEONATAL INTENSIVE CARE(NICU)
98595 | 06/24/2021 10:12 AM | POC Vendor: website Quote Number: na POC Site: Angela Site Info: BMG-Gynecology & Obstetrics Health BMG ship to address: BayCare Health System Attn: Andrew Wright Clinical Engineering MS 1055 2995 Drew Street Clearwater, FL 33759 | 06/24/2021 10:12 AM | Ground | Sue McCabe | Andrew Wright | Dennis Davis | 200025742 | 06/24/2021 | Ordered | Sue McCabe | PartsSource |  |  | Ground | Sue McCabe | MATERIAL | Ordered | A155 | handpiece cord | 2 | 0 | 4.44 | Bartow Regional Medical Center | BMG
98597 | 06/24/2021 10:48 AM | Ground POC Z | 06/24/2021 10:48 AM | Ground | Sue McCabe | George Rivera | John Richardson | 755004637-0-CES | 06/24/2021 | Ordered | Sue McCabe | STERIS Corp |  |  | Ground | Sue McCabe | MATERIAL | Ordered | P760265-867 | steam filter Oring | 1 | 0 | 16.29 | South Florida Baptist Hospital | SFBH
98597 | 06/24/2021 10:48 AM | Ground POC Z | 06/24/2021 10:48 AM | Ground | Sue McCabe | George Rivera | John Richardson | 755004637-0-CES | 06/24/2021 | Ordered | Sue McCabe | STERIS Corp |  |  | Ground | Sue McCabe | MATERIAL | Ordered | P760265-867 | steam filter Oring | 5 | 0 | 16.29 | South Florida Baptist Hospital | SFBH
98597 | 06/24/2021 10:48 AM | Ground POC Z | 06/24/2021 10:48 AM | Ground | Sue McCabe | George Rivera | John Richardson | 755004637-0-CES | 06/24/2021 | Ordered | Sue McCabe | STERIS Corp |  |  | Ground | Sue McCabe | MATERIAL | Ordered | P760265634 | o-ring | 6 | 0 | 22.58 | South Florida Baptist Hospital | SFBH
98611 | 06/24/2021 02:40 PM | Ground POC Ryan | 06/24/2021 02:40 PM | Ground | Sue McCabe | George Rivera | John Richardson | 755004638-0-CES | 06/24/2021 | Ordered | Sue McCabe | Hologic Inc |  |  | Ground | Sue McCabe | MATERIAL | Ordered | ASY-01945 | 24 X 29 Screening Paddle Frameless | 1 | 0 | 750 | South Florida Baptist Hospital | SFBH
98611 | 06/24/2021 02:40 PM | Ground POC Ryan | 06/24/2021 02:40 PM | Ground | Sue McCabe | George Rivera | John Richardson | 755004638-0-CES | 06/24/2021 | Ordered | Sue McCabe | Hologic Inc |  |  | Ground | Sue McCabe | MATERIAL | Ordered | ASY-01946 | 18X24CM Comp Paddle | 1 | 0 | 750 | South Florida Baptist Hospital | SFBH
98611 | 06/24/2021 02:40 PM | Ground POC Ryan | 06/24/2021 02:40 PM | Ground | Sue McCabe | George Rivera | John Richardson | 755004638-0-CES | 06/24/2021 | Ordered | Sue McCabe | Hologic Inc |  |  | Ground | Sue McCabe | MATERIAL | Ordered | ASY-01985 | 10cm Spot Paddle | 1 | 0 | 750 | South Florida Baptist Hospital | SFBH
98744 | 07/01/2021 08:57 AM | POC Dan | 07/01/2021 08:57 AM | Ground | Sue McCabe | George Rivera | John Richardson | 755004643-0-CES | 07/01/2021 | Ordered | Sue McCabe | Sechrist Industries Inc |  |  | Ground | Sue McCabe | MATERIAL | Ordered | HB238-09 | Three way valve block | 1 | 0 | 88.99 | South Florida Baptist Hospital | SFBH
98744 | 07/01/2021 08:57 AM | POC Dan | 07/01/2021 08:57 AM | Ground | Sue McCabe | George Rivera | John Richardson | 755004643-0-CES | 07/01/2021 | Ordered | Sue McCabe | Sechrist Industries Inc |  |  | Ground | Sue McCabe | MATERIAL | Ordered | 75002 | Krytox grease | 1 | 0 | 155.99 | South Florida Baptist Hospital | SFBH
98959 | 07/12/2021 08:35 AM | Needed for a Vendor T&M Repair of a Doppler Cuong Nguyen was the POC **The parts do not need to be ordered. The doppler has been sent to the vendor for repair** ***Please send a Hard Copy of the PO to cuong.nguyen@arjo.com*** | 07/12/2021 08:35 AM | Ground | Sue McCabe | Gary Maultsby | John Richardson | 726006947-0-CES | 07/12/2021 | Ordered | Sue McCabe | ArjoHuntleigh A Getinge Group |  |  | Ground | Sue McCabe | MATERIAL | Ordered | SHIPPING | Expedite charge | 1 | 0 | 10 | Bartow Regional Medical Center | BRMC
98959 | 07/12/2021 08:35 AM | Needed for a Vendor T&M Repair of a Doppler Cuong Nguyen was the POC **The parts do not need to be ordered. The doppler has been sent to the vendor for repair** ***Please send a Hard Copy of the PO to cuong.nguyen@arjo.com*** | 07/12/2021 08:35 AM | Ground | Sue McCabe | Gary Maultsby | John Richardson | 726006947-0-CES | 07/12/2021 | Ordered | Sue McCabe | ArjoHuntleigh A Getinge Group |  |  | Ground | Sue McCabe | MATERIAL | Ordered | SP-HEAD-VP8HS | VP-HS HEAD ASSEMBLY | 1 | 0 | 122.4 | Bartow Regional Medical Center | BRMC
98959 | 07/12/2021 08:35 AM | Needed for a Vendor T&M Repair of a Doppler Cuong Nguyen was the POC **The parts do not need to be ordered. The doppler has been sent to the vendor for repair** ***Please send a Hard Copy of the PO to cuong.nguyen@arjo.com*** | 07/12/2021 08:35 AM | Ground | Sue McCabe | Gary Maultsby | John Richardson | 726006947-0-CES | 07/12/2021 | Ordered | Sue McCabe | ArjoHuntleigh A Getinge Group |  |  | Ground | Sue McCabe | MATERIAL | Ordered | SP-6AE102 | SPARE CASE LID | 1 | 0 | 31.91 | Bartow Regional Medical Center | BRMC
98959 | 07/12/2021 08:35 AM | Needed for a Vendor T&M Repair of a Doppler Cuong Nguyen was the POC **The parts do not need to be ordered. The doppler has been sent to the vendor for repair** ***Please send a Hard Copy of the PO to cuong.nguyen@arjo.com*** | 07/12/2021 08:35 AM | Ground | Sue McCabe | Gary Maultsby | John Richardson | 726006947-0-CES | 07/12/2021 | Ordered | Sue McCabe | ArjoHuntleigh A Getinge Group |  |  | Ground | Sue McCabe | MATERIAL | Ordered | 6AE103/1 | SPARE CASE BASE WITHOUT CUT-OU | 1 | 0 | 31.91 | Bartow Regional Medical Center | BRMC
98959 | 07/12/2021 08:35 AM | Needed for a Vendor T&M Repair of a Doppler Cuong Nguyen was the POC **The parts do not need to be ordered. The doppler has been sent to the vendor for repair** ***Please send a Hard Copy of the PO to cuong.nguyen@arjo.com*** | 07/12/2021 08:35 AM | Ground | Sue McCabe | Gary Maultsby | John Richardson | 726006947-0-CES | 07/12/2021 | Ordered | Sue McCabe | ArjoHuntleigh A Getinge Group |  |  | Ground | Sue McCabe | MATERIAL | Ordered | SP-6AE107 | POCKET CLIP | 1 | 0 | 2.35 | Bartow Regional Medical Center | BRMC
98959 | 07/12/2021 08:35 AM | Needed for a Vendor T&M Repair of a Doppler Cuong Nguyen was the POC **The parts do not need to be ordered. The doppler has been sent to the vendor for repair** ***Please send a Hard Copy of the PO to cuong.nguyen@arjo.com*** | 07/12/2021 08:35 AM | Ground | Sue McCabe | Gary Maultsby | John Richardson | 726006947-0-CES | 07/12/2021 | Ordered | Sue McCabe | ArjoHuntleigh A Getinge Group |  |  | Ground | Sue McCabe | MATERIAL | Ordered | SP-726486 | Battery Compartment Lid | 1 | 0 | 1.82 | Bartow Regional Medical Center | BRMC
98959 | 07/12/2021 08:35 AM | Needed for a Vendor T&M Repair of a Doppler Cuong Nguyen was the POC **The parts do not need to be ordered. The doppler has been sent to the vendor for repair** ***Please send a Hard Copy of the PO to cuong.nguyen@arjo.com*** | 07/12/2021 08:35 AM | Ground | Sue McCabe | Gary Maultsby | John Richardson | 726006947-0-CES | 07/12/2021 | Ordered | Sue McCabe | ArjoHuntleigh A Getinge Group |  |  | Ground | Sue McCabe | MATERIAL | Ordered | SP-6AE114 | PROBE CASE HALF | 1 | 0 | 12.95 | Bartow Regional Medical Center | BRMC
98959 | 07/12/2021 08:35 AM | Needed for a Vendor T&M Repair of a Doppler Cuong Nguyen was the POC **The parts do not need to be ordered. The doppler has been sent to the vendor for repair** ***Please send a Hard Copy of the PO to cuong.nguyen@arjo.com*** | 07/12/2021 08:35 AM | Ground | Sue McCabe | Gary Maultsby | John Richardson | 726006947-0-CES | 07/12/2021 | Ordered | Sue McCabe | ArjoHuntleigh A Getinge Group |  |  | Ground | Sue McCabe | MATERIAL | Ordered | SP-726308 | LABEL SET FOR D900-P-USA | 1 | 0 | 30.5 | Bartow Regional Medical Center | BRMC
98959 | 07/12/2021 08:35 AM | Needed for a Vendor T&M Repair of a Doppler Cuong Nguyen was the POC **The parts do not need to be ordered. The doppler has been sent to the vendor for repair** ***Please send a Hard Copy of the PO to cuong.nguyen@arjo.com*** | 07/12/2021 08:35 AM | Ground | Sue McCabe | Gary Maultsby | John Richardson | 726006947-0-CES | 07/12/2021 | Ordered | Sue McCabe | ArjoHuntleigh A Getinge Group |  |  | Ground | Sue McCabe | MATERIAL | Ordered | SP-734303 | WINDOW LABEL D900P DOPPLER FRONT | 1 | 0 | 4.85 | Bartow Regional Medical Center | BRMC
98959 | 07/12/2021 08:35 AM | Needed for a Vendor T&M Repair of a Doppler Cuong Nguyen was the POC **The parts do not need to be ordered. The doppler has been sent to the vendor for repair** ***Please send a Hard Copy of the PO to cuong.nguyen@arjo.com*** | 07/12/2021 08:35 AM | Ground | Sue McCabe | Gary Maultsby | John Richardson | 726006947-0-CES | 07/12/2021 | Ordered | Sue McCabe | ArjoHuntleigh A Getinge Group |  |  | Ground | Sue McCabe | MATERIAL | Ordered | SP-726544 | SELF TAPPER PAN SCREW 4PK | 1 | 0 | 0.44 | Bartow Regional Medical Center | BRMC
98961 | 07/12/2021 09:02 AM | Two Day POC Dan | 07/12/2021 09:02 AM | Two Day | Sue McCabe | George Rivera | John Richardson | 755004649-0-CES | 07/12/2021 | Ordered | Sue McCabe | Sechrist Industries Inc |  |  | Two Day | Sue McCabe | MATERIAL | Ordered | HB238-09 | Three way valve block | 1 | 0 | 88.99 | South Florida Baptist Hospital | SFBH
98961 | 07/12/2021 09:02 AM | Two Day POC Dan | 07/12/2021 09:02 AM | Two Day | Sue McCabe | George Rivera | John Richardson | 755004649-0-CES | 07/12/2021 | Ordered | Sue McCabe | Sechrist Industries Inc |  |  | Two Day | Sue McCabe | MATERIAL | Ordered | 75002 | Krytox grease | 1 | 0 | 155.99 | South Florida Baptist Hospital | SFBH
98963 | 07/12/2021 09:37 AM | POC Joe Exchange | 07/12/2021 09:37 AM | Next Day | Sue McCabe | Thomas Odaris | Dwayne Wilcox | 755004651-0-CES | 07/12/2021 | Ordered | Sue McCabe | Probo Medical LLC |  |  | Next Day | Sue McCabe | MATERIAL | Ordered | ML6-15-D | Transducer Exchange | 1 | 0 | 5500 | South Florida Baptist Hospital | SFBH
99071 | 07/15/2021 02:04 PM | Ground POC Steven | 07/15/2021 02:04 PM | Ground | Sonja Wiesenberger | George Rivera | John Richardson | 755004647-0-CES | 07/16/2021 | Ordered | Sonja Wiesenberger | Mercury Medical |  |  | Ground | Sonja Wiesenberger | MATERIAL | Ordered | 6920234 | Vacuum DISS to 1/8 NPT | 10 | 0 | 9.13 | South Florida Baptist Hospital | SFBH
99113 | 07/19/2021 08:44 AM | Two Day GE website | 07/19/2021 08:44 AM | Two Day | Sue McCabe | George Rivera | John Richardson | 755004653-0-CES | 07/19/2021 | Ordered | Sue McCabe | GE Healthcare IT (BIOMED ONLY) |  |  | Two Day | Sue McCabe | MATERIAL | Ordered | 2093301-001 | Front Unit w/ T.S. Sensor | 1 | 0 | 501.81 | South Florida Baptist Hospital | SFBH
99113 | 07/19/2021 08:44 AM | Two Day GE website | 07/19/2021 08:44 AM | Two Day | Sue McCabe | George Rivera | John Richardson | 755004653-0-CES | 07/19/2021 | Ordered | Sue McCabe | GE Healthcare IT (BIOMED ONLY) |  |  | Two Day | Sue McCabe | MATERIAL | Ordered | 2093301-001 | Front Unit w/ T.S. Sensor | 1 | 0 | 501.81 | South Florida Baptist Hospital | SFBH
99173 | 07/20/2021 02:21 PM | poc | 07/20/2021 02:21 PM | Ground | Brenda Kans | Mary Emery | John Richardson | 755004543-0-CES | 07/21/2021 | Ordered | Brenda Kans | Stanley Supply & Services |  |  | Ground | Brenda Kans | MATERIAL | Ordered | 188869 | Aeroscout tag | 12 | 0 | 64.24 | South Florida Baptist Hospital | SFBH
99183 | 07/21/2021 07:03 AM | POC Vendor: Website Quote Number: na POC Site: Aimee Site Info: BMG-Palm Harbor Fam Care/Int Med BMG ship to address: BayCare Health System Attn: Andrew Wright Clinical Engineering MS 1055 2995 Drew Street Clearwater, FL 33759 | 07/21/2021 07:03 AM | Ground | Sue McCabe | Andrew Wright | Dennis Davis | 200025767 | 07/21/2021 | Ordered | Sue McCabe | PartsSource |  |  | Ground | Sue McCabe | MATERIAL | Ordered | LNCS-DCI | masimo, lncs-dci adult SPO2 finger sensor | 2 | 0 | 62.5 | Bartow Regional Medical Center | BMG
99223 | 07/22/2021 09:25 AM | POC Vendor: website Quote Number: na POC Site: Johnna Site Info: Turley BMG ship to address: BayCare Health System Attn:Andrew Wright Clinical Engineering MS 1055 2995 Drew Street Clearwater, FL 33759 | 07/22/2021 09:25 AM | Ground | Sue McCabe | Derrick Modest | Dennis Davis | 200025771 | 07/22/2021 | Ordered | Sue McCabe | PartsSource |  |  | Ground | Sue McCabe | MATERIAL | Ordered | 6209 | Battery for Omron NIBP | 3 | 0 | 10 | Bartow Regional Medical Center | BMG
99248 | 07/23/2021 08:39 AM | POC Mike | 07/23/2021 08:39 AM | Next Day | Sue McCabe | Thomas Odaris | Dwayne Wilcox | 755004655-0-CES | 07/23/2021 | Ordered | Sue McCabe | BC Group International Inc |  |  | Next Day | Sue McCabe | MATERIAL | Ordered | ULT-PC-30 | Probe Dual Conductivity | 2 | 0 | 397 | South Florida Baptist Hospital | SFBH
99277 | 07/26/2021 09:16 AM | Needed for Vendor T&M Repair of a Physio-Control LP20e Defibrillator and a Loaner LP20e A hardcopy of the PO needs to be sent to lifepaksupport@stryker.com Ben was the POC | 07/26/2021 09:16 AM | Ground | Sue McCabe | Gary Maultsby | John Richardson | 726006969-0-CES | 07/26/2021 | Ordered | Sue McCabe | Stryker Medical Div Stryker Co |  |  | Ground | Sue McCabe | MATERIAL | Ordered | LOANER | loaner | 1 | 0 | 400 | Bartow Regional Medical Center | BRMC
99292 | 07/26/2021 02:55 PM | Delivery of TOCO transducers ***DO NOT ORDER***** ***726006512-0-CES*** | 07/26/2021 02:55 PM | Vendor Pickup | Sue McCabe | John Richardson | John Richardson | 726006512-0-CES | 07/26/2021 | Ordered | Sue McCabe | Vyaire Medical Inc |  |  | Vendor Pickup | Sue McCabe | MATERIAL | Ordered | 2264LAX | TRANSDUCER, TOCO, LOOP, 8 FT | 5 | 0 | 259.28 | Winter Haven Hospital | WHH | WHH-Clinical Engineering Services
99322 | 07/27/2021 03:09 PM | poc BISC too late for next day Ref. 4614960 | 07/27/2021 03:09 PM | Next Day | Sue McCabe | Mary Emery | John Richardson | RQ4614810 | 08/06/2021 | Ordered | Sue McCabe | BISC Integrated Service Center |  |  | Next Day | Sue McCabe | MATERIAL | Ordered | 183180 | SCD hose | 1 | 0 | 200 | South Florida Baptist Hospital | SFBH
99386 | 07/30/2021 12:46 PM | poc Kevin Brahier please code to 5105-80100 GL722160 approval from administration: Great Mary sounds good and I am OK with this, minus the feeding pumps as we cannot get the tubing. Thanks to both you and JR for your quick responsiveness in our efforts. Beth Tancredo Director of Operations South Florida Baptist Hospital 813-757-1286 | 07/30/2021 12:46 PM | Next Day | Sue McCabe | Mary Emery | John Richardson | 755004671-0-CES | 07/30/2021 | Ordered | Sue McCabe | US Med-Equip LLC |  |  | Next Day | Sue McCabe | MATERIAL | Ordered | ALARISPUMPS | 8015 | 20 | 0 | 229.72 | South Florida Baptist Hospital | SFBH
99386 | 07/30/2021 12:46 PM | poc Kevin Brahier please code to 5105-80100 GL722160 approval from administration: Great Mary sounds good and I am OK with this, minus the feeding pumps as we cannot get the tubing. Thanks to both you and JR for your quick responsiveness in our efforts. Beth Tancredo Director of Operations South Florida Baptist Hospital 813-757-1286 | 07/30/2021 12:46 PM | Next Day | Sue McCabe | Mary Emery | John Richardson | 755004671-0-CES | 07/30/2021 | Ordered | Sue McCabe | US Med-Equip LLC |  |  | Next Day | Sue McCabe | MATERIAL | Ordered | PUMPS | 8100 | 80 | 0 | 82.6 | South Florida Baptist Hospital | SFBH
99386 | 07/30/2021 12:46 PM | poc Kevin Brahier please code to 5105-80100 GL722160 approval from administration: Great Mary sounds good and I am OK with this, minus the feeding pumps as we cannot get the tubing. Thanks to both you and JR for your quick responsiveness in our efforts. Beth Tancredo Director of Operations South Florida Baptist Hospital 813-757-1286 | 07/30/2021 12:46 PM | Next Day | Sue McCabe | Mary Emery | John Richardson | 755004671-0-CES | 07/30/2021 | Ordered | Sue McCabe | US Med-Equip LLC |  |  | Next Day | Sue McCabe | MATERIAL | Ordered | DASH | Monitor | 5 | 0 | 244.72 | South Florida Baptist Hospital | SFBH
99386 | 07/30/2021 12:46 PM | poc Kevin Brahier please code to 5105-80100 GL722160 approval from administration: Great Mary sounds good and I am OK with this, minus the feeding pumps as we cannot get the tubing. Thanks to both you and JR for your quick responsiveness in our efforts. Beth Tancredo Director of Operations South Florida Baptist Hospital 813-757-1286 | 07/30/2021 12:46 PM | Next Day | Sue McCabe | Mary Emery | John Richardson | 755004671-0-CES | 07/30/2021 | Ordered | Sue McCabe | US Med-Equip LLC |  |  | Next Day | Sue McCabe | MATERIAL | Ordered | RAD7 | SpO2 | 20 | 0 | 95.76 | South Florida Baptist Hospital | SFBH
99386 | 07/30/2021 12:46 PM | poc Kevin Brahier please code to 5105-80100 GL722160 approval from administration: Great Mary sounds good and I am OK with this, minus the feeding pumps as we cannot get the tubing. Thanks to both you and JR for your quick responsiveness in our efforts. Beth Tancredo Director of Operations South Florida Baptist Hospital 813-757-1286 | 07/30/2021 12:46 PM | Next Day | Sue McCabe | Mary Emery | John Richardson | 755004671-0-CES | 07/30/2021 | Ordered | Sue McCabe | US Med-Equip LLC |  |  | Next Day | Sue McCabe | MATERIAL | Ordered | VAC | Suction | 5 | 0 | 51.52 | South Florida Baptist Hospital | SFBH
99463 | 08/03/2021 01:57 PM | Additional Apex Pro telemetry transmitter | 08/03/2021 01:57 PM | On Site | Sue McCabe | John Richardson | John Richardson | 755004675-0-CES | 08/04/2021 | Ordered | Sue McCabe | Tenacore Holdings Inc |  |  | On Site | Sue McCabe | MATERIAL | Ordered | CH-TELEAPEXPROCH | ApexPro CH tele transmitter | 1 | 0 | 1200 | South Florida Baptist Hospital | SFBH
99463 | 08/03/2021 01:57 PM | Additional Apex Pro telemetry transmitter | 08/03/2021 01:57 PM | On Site | Sue McCabe | John Richardson | John Richardson | 755004675-0-CES | 08/04/2021 | Ordered | Sue McCabe | Tenacore Holdings Inc |  |  | On Site | Sue McCabe | MATERIAL | Ordered | CAB-40386-TE | 5-LEAD set for ApexPro CH | 5 | 0 | 62 | South Florida Baptist Hospital | SFBH
99467 | 08/03/2021 02:24 PM | poc BISC order ref# 4623015 | 08/03/2021 02:24 PM | Next Day | Sue McCabe | John Richardson | Mary Emery | 260831906 | 08/06/2021 | Ordered | Sue McCabe | BISC Integrated Service Center |  |  | Next Day | Sue McCabe | MATERIAL | Ordered | 162609 | GE EKG Trunk Cable | 10 | 0 | 0 | South Florida Baptist Hospital | SFBH
99467 | 08/03/2021 02:24 PM | poc BISC order ref# 4623015 | 08/03/2021 02:24 PM | Next Day | Sue McCabe | John Richardson | Mary Emery | 260831906 | 08/06/2021 | Ordered | Sue McCabe | BISC Integrated Service Center |  |  | Next Day | Sue McCabe | MATERIAL | Ordered | 163483 | 5 Lead wire cable with grabber clips | 10 | 0 | 0 | South Florida Baptist Hospital | SFBH
99467 | 08/03/2021 02:24 PM | poc BISC order ref# 4623015 | 08/03/2021 02:24 PM | Next Day | Sue McCabe | John Richardson | Mary Emery | 260831906 | 08/06/2021 | Ordered | Sue McCabe | BISC Integrated Service Center |  |  | Next Day | Sue McCabe | MATERIAL | Ordered | 193027 | NBP Hose | 15 | 0 | 0 | South Florida Baptist Hospital | SFBH
99467 | 08/03/2021 02:24 PM | poc BISC order ref# 4623015 | 08/03/2021 02:24 PM | Next Day | Sue McCabe | John Richardson | Mary Emery | 260831906 | 08/06/2021 | Ordered | Sue McCabe | BISC Integrated Service Center |  |  | Next Day | Sue McCabe | MATERIAL | Ordered | 169658 | Welch Allyn BP hose 5 FT | 5 | 0 | 0 | South Florida Baptist Hospital | SFBH
99467 | 08/03/2021 02:24 PM | poc BISC order ref# 4623015 | 08/03/2021 02:24 PM | Next Day | Sue McCabe | John Richardson | Mary Emery | 260831906 | 08/06/2021 | Ordered | Sue McCabe | BISC Integrated Service Center |  |  | Next Day | Sue McCabe | MATERIAL | Ordered | 172049 | Patient Cable Ref#2056 | 5 | 0 | 0 | South Florida Baptist Hospital | SFBH
99487 | 08/04/2021 10:16 AM | Two Day GE website | 08/04/2021 10:16 AM | Two Day | Sue McCabe | George Rivera | John Richardson | 755004676-0-CES | 08/04/2021 | Ordered | Sue McCabe | GE Healthcare IT (BIOMED ONLY) |  |  | Two Day | Sue McCabe | MATERIAL | Ordered | 2026653-017 | keypad assy | 1 | 0 | 526.38 | South Florida Baptist Hospital | SFBH
99494 | 08/04/2021 01:39 PM | Needed for Fan Kit replacement Walter was the POC The part was not available from Parts source | 08/04/2021 01:39 PM | Next Day | Sue McCabe | Gary Maultsby | John Richardson | 726006993-0-CES | 08/04/2021 | Ordered | Sue McCabe | STERIS Corp |  |  | Next Day | Sue McCabe | MATERIAL | Ordered | P617109290 | fan mounting plate | 3 | 0 | 48.31 | Bartow Regional Medical Center | BRMC
99530 | 08/05/2021 02:44 PM | Ground POC David power supply are back order | 08/05/2021 02:44 PM | Ground | Sue McCabe | George Rivera | Dwayne Wilcox | 755004678-0-CES | 08/06/2021 | Ordered | Sue McCabe | ResMed Corp |  |  | Ground | Sue McCabe | MATERIAL | Ordered | 37474 | Aircurve powersupply | 2 | 0 | 44 | South Florida Baptist Hospital | SFBH
99547 | 08/06/2021 11:38 AM | DVI panel/outlet plate needed for special project Cath Lab #3. Parts found on Amazon. I will email the links to each part needed to Brenda Kans | 08/06/2021 11:38 AM | Two Day | Brenda Kans | Brian Mace | John Richardson | PCARD 99547 | 08/06/2021 | Ordered | Brenda Kans | Amazon.com |  |  | Two Day | Brenda Kans | MATERIAL | Ordered | WP-DVI-SS | DVI wallplate | 5 | 0 | 7.83 | Winter Haven Hospital | WHH | WHH-Clinical Engineering Services
99547 | 08/06/2021 11:38 AM | DVI panel/outlet plate needed for special project Cath Lab #3. Parts found on Amazon. I will email the links to each part needed to Brenda Kans | 08/06/2021 11:38 AM | Two Day | Brenda Kans | Brian Mace | John Richardson | PCARD 99547 | 08/06/2021 | Ordered | Brenda Kans | Amazon.com |  |  | Two Day | Brenda Kans | MATERIAL | Ordered | WPL-1185 | DVI wallplate | 2 | 0 | 37.08 | Winter Haven Hospital | WHH | WHH-Clinical Engineering Services
99553 | 08/06/2021 12:59 PM | Ground POC Steve attach quote to the WO | 08/06/2021 12:59 PM | Ground | Sue McCabe | George Rivera | John Richardson | 755004679-0-CES | 08/06/2021 | Ordered | Sue McCabe | Mercury Medical |  |  | Ground | Sue McCabe | MATERIAL | Ordered | HOR129P22 | dual air/02 hose | 2 | 0 | 189 | South Florida Baptist Hospital | SFBH
99554 | 08/06/2021 12:59 PM | NOTE: GL Number Provided by Toby Edwards: 6100-34000-731050 NOTE: Per Email, part may be on backorder for 2-4 weeks after purchase | 08/06/2021 12:59 PM | Next Day | Sue McCabe | Robert Saunders | Dwayne Wilcox | 726007000-0-CES | 08/06/2021 | Ordered | Sue McCabe | CMS Imaging Inc |  |  | Next Day | Sue McCabe | MATERIAL | Ordered | 566-15990-10 | LCD assy | 1 | 0 | 13700.49 | Winter Haven Hospital | WHH | WHH-Radiology Services
99580 | 08/09/2021 12:28 PM | Demo Hemosphere monitoring system ****E-PO# 726007002-0-CES**** Include verbiage below: Evaluation is for a period of up to 90 days. Edwards Lifesciences retains ownership/title of the equipment. Equipment must be purchased, rented or returned to Edwards at the end of the 90 day | 08/09/2021 12:28 PM | Ground | Sue McCabe | Brian Pruiett | John Richardson | 726007002-0-CES | 08/09/2021 | Ordered | Sue McCabe | Edwards Lifesciences Corp |  |  | Ground | Sue McCabe | MATERIAL | Ordered | HEMSGAQCX2 | Hemosphere Advanced Monitoring system | 4 | 0 | 0 | Winter Haven Hospital | WHH | WHH-Clinical Engineering Services
99580 | 08/09/2021 12:28 PM | Demo Hemosphere monitoring system ****E-PO# 726007002-0-CES**** Include verbiage below: Evaluation is for a period of up to 90 days. Edwards Lifesciences retains ownership/title of the equipment. Equipment must be purchased, rented or returned to Edwards at the end of the 90 day | 08/09/2021 12:28 PM | Ground | Sue McCabe | Brian Pruiett | John Richardson | 726007002-0-CES | 08/09/2021 | Ordered | Sue McCabe | Edwards Lifesciences Corp |  |  | Ground | Sue McCabe | MATERIAL | Ordered | HEMCSMUPG | Hemosphere clearsight upgrade | 4 | 0 | 0 | Winter Haven Hospital | WHH | WHH-Clinical Engineering Services
99580 | 08/09/2021 12:28 PM | Demo Hemosphere monitoring system ****E-PO# 726007002-0-CES**** Include verbiage below: Evaluation is for a period of up to 90 days. Edwards Lifesciences retains ownership/title of the equipment. Equipment must be purchased, rented or returned to Edwards at the end of the 90 day | 08/09/2021 12:28 PM | Ground | Sue McCabe | Brian Pruiett | John Richardson | 726007002-0-CES | 08/09/2021 | Ordered | Sue McCabe | Edwards Lifesciences Corp |  |  | Ground | Sue McCabe | MATERIAL | Ordered | PCCVR | Pressure controller cover - PCCVR | 4 | 0 | 0 | Winter Haven Hospital | WHH | WHH-Clinical Engineering Services
99581 | 08/09/2021 12:40 PM | Quote in the WO | 08/09/2021 12:40 PM | Ground | Sue McCabe | Javier Colon | John Richardson | 755004682-0-CES | 08/09/2021 | Ordered | Sue McCabe | Stryker Medical Div Stryker Co |  |  | Ground | Sue McCabe | MATERIAL | Ordered | 77797000 | FLOW SWITCH ASSEMBLY | 1 | 0 | 183.89 | South Florida Baptist Hospital | SFBH
99637 | 08/10/2021 05:47 PM | Philips transducer support ***726006517-0-CES*** ***DO NOT ORDER *** | 08/10/2021 05:47 PM | Next Day AM | Sonja Wiesenberger | John Richardson | John Richardson | 726006517-0-CES | 08/11/2021 | Ordered | Sonja Wiesenberger | Tenacore Holdings Inc |  |  | Next Day AM | Sonja Wiesenberger | MATERIAL | Ordered | TC-BC-MR-ED | Philips 12 pin IVP adapter - Edwards connecrtor | 15 | 0 | 75 | Winter Haven Hospital | WHH | WHH-Clinical Engineering Services
99664 | 08/11/2021 11:50 AM | Windows 10 PC replacement - Need hard copy N/C PO ***Please add verbiage below to the hard copy PO*** ***LS10K PC upgrade / No charge*** | 08/11/2021 11:50 AM | Ground | Sue McCabe | Brian Mace | John Richardson | 726007011-0-CES | 08/11/2021 | Ordered | Sue McCabe | Boston Scientific Corp |  |  | Ground | Sue McCabe | MATERIAL | Ordered | MISC | LS10K PC upgrade | 1 | 0 | 0 | Winter Haven Hospital | WHH | WHH-Cardiac Cath Lab
99669 | 08/11/2021 01:52 PM | poc Cozette, GE service shop | 08/11/2021 01:52 PM | Ground | Sue McCabe | Mary Emery | John Richardson | 755004684-0-CES | 08/11/2021 | Ordered | Sue McCabe | GE Healthcare IT (BIOMED ONLY) |  |  | Ground | Sue McCabe | MATERIAL | Ordered | M1233483 | printer | 1 | 0 | 1585.84 | South Florida Baptist Hospital | SFBH
99685 | 08/12/2021 09:45 AM | poc Nick Starr Order 4633216 | 08/12/2021 09:45 AM | Ground | Sue McCabe | Mary Emery | John Richardson | 260833267 | 08/13/2021 | Ordered | Sue McCabe | BISC Integrated Service Center |  |  | Ground | Sue McCabe | MATERIAL | Ordered | 188869 | Aeroscout tag | 30 | 0 | 64.24 | South Florida Baptist Hospital | SFBH
99686 | 08/12/2021 09:54 AM | Ground POC Mike | 08/12/2021 09:54 AM | Ground | Sue McCabe | George Rivera | John Richardson | 755004685-0-CES | 08/12/2021 | Ordered | Sue McCabe | Biomedical Repair & Consulting |  |  | Ground | Sue McCabe | MATERIAL | Ordered | 2026653-034 | Inverter board | 2 | 0 | 350 | South Florida Baptist Hospital | SFBH
99736 | 08/16/2021 07:15 AM | Locking power cords are need for CES stock Larry Gardinal was the POC | 08/16/2021 07:15 AM | Ground | Sue McCabe | Gary Maultsby | John Richardson | 726007020-0-CES | 08/16/2021 | Ordered | Sue McCabe | Integrity Medical Products Inc |  |  | Ground | Sue McCabe | MATERIAL | Ordered | DN-27170 | Push Lock Powercord 8ft. | 10 | 0 | 18.25 | Bartow Regional Medical Center | BRMC
99742 | 08/16/2021 08:59 AM | poc Partssource please use cc 13100, GL 722160 manager approval below. Lets order both. Cost center 13100 Alicia Campbell BSN, RN Nurse Manager- Critical Care and Telemetry Services Office: 813-707-2050 Mobile: 813-361-0822 Fax: 813-707-2056 Email: alicia.campbell@baycare.org From: Emery, Mary <Mary.Emery@baycare.org> Sent: Friday, August 13, 2021 3:20 PM To: Campbell, Alicia <Alicia.Campbell@baycare.org> Subject: RE: You have a quote available for 5444142 90 days on both From: Campbell, Alicia <Alicia.Campbell@baycare.org> Sent: Friday, August 13, 2021 3:18 PM To: Emery, Mary <Mary.Emery@baycare.org> Subject: RE: You have a quote available for 5444142 Do these have warranties? Alicia Campbell BSN, RN Nurse Manager- Critical Care and Telemetry Services Office: 813-707-2050 Mobile: 813-361-0822 Fax: 813-707-2056 Email: alicia.campbell@baycare.org From: Emery, Mary <Mary.Emery@baycare.org> Sent: Friday, August 13, 2021 2:31 PM To: Campbell, Alicia <Alicia.Campbell@baycare.org> Subject: FW: You have a quote available for 5444142 CO2s are refurbished Alicia. OK with you? Mary | 08/16/2021 08:59 AM | Two Day | Jennah Judd | Mary Emery | John Richardson | 755004689-0-CES | 08/16/2021 | Cancelled | Jennah Judd | PartsSource |  |  | Two Day | Jennah Judd | MATERIAL | Ordered | E-MINIC-00 | CO2 module | 6 | 0 | 1250 | South Florida Baptist Hospital | SFBH
99742 | 08/16/2021 08:59 AM | poc Partssource please use cc 13100, GL 722160 manager approval below. Lets order both. Cost center 13100 Alicia Campbell BSN, RN Nurse Manager- Critical Care and Telemetry Services Office: 813-707-2050 Mobile: 813-361-0822 Fax: 813-707-2056 Email: alicia.campbell@baycare.org From: Emery, Mary <Mary.Emery@baycare.org> Sent: Friday, August 13, 2021 3:20 PM To: Campbell, Alicia <Alicia.Campbell@baycare.org> Subject: RE: You have a quote available for 5444142 90 days on both From: Campbell, Alicia <Alicia.Campbell@baycare.org> Sent: Friday, August 13, 2021 3:18 PM To: Emery, Mary <Mary.Emery@baycare.org> Subject: RE: You have a quote available for 5444142 Do these have warranties? Alicia Campbell BSN, RN Nurse Manager- Critical Care and Telemetry Services Office: 813-707-2050 Mobile: 813-361-0822 Fax: 813-707-2056 Email: alicia.campbell@baycare.org From: Emery, Mary <Mary.Emery@baycare.org> Sent: Friday, August 13, 2021 2:31 PM To: Campbell, Alicia <Alicia.Campbell@baycare.org> Subject: FW: You have a quote available for 5444142 CO2s are refurbished Alicia. OK with you? Mary | 08/16/2021 08:59 AM | Two Day | Jennah Judd | Mary Emery | John Richardson | 755004689-0-CES | 08/16/2021 | Cancelled | Jennah Judd | PartsSource |  |  | Two Day | Jennah Judd | MATERIAL | Ordered | KDL-382400 | Enteral Feeding Pump | 5 | 0 | 522.95 | South Florida Baptist Hospital | SFBH
99802 | 08/18/2021 10:21 AM | Stretcher Stoppers | 08/18/2021 10:21 AM | On Site | Brenda Kans | John Richardson | John Richardson | 726006902-0-CES | 08/18/2021 | Ordered | Brenda Kans | Grainger |  |  | On Site | Brenda Kans | MATERIAL | Ordered | HOB-36 | Stretcher Stopper | 72 | 0 | 57.84 | Bartow Regional Medical Center | BRMC
99802 | 08/18/2021 10:21 AM | Stretcher Stoppers | 08/18/2021 10:21 AM | On Site | Brenda Kans | John Richardson | John Richardson | 726006902-0-CES | 08/18/2021 | Ordered | Brenda Kans | Grainger |  |  | On Site | Brenda Kans | MATERIAL | Open | HOB-36 | Stretcher Stopper | 150 | 0 | 57.46 | Winter Haven Hospital | BRMC
99805 | 08/18/2021 10:27 AM | Black jack cables for Stryker beds **Please code to 0101-12250 GL#722160*** | 08/18/2021 10:27 AM | DO NOT USE - Select Priority | Brenda Kans | John Richardson | John Richardson | 726006901-0-CES | 08/18/2021 | Ordered | Brenda Kans | Integrity Medical Products Inc |  |  | DO NOT USE - Select Priority | Brenda Kans | MATERIAL | Ordered | DW-XM6/XA | Black jack cable | 24 | 0 | 233.3 | Bartow Regional Medical Center | BRMC
99805 | 08/18/2021 10:27 AM | Black jack cables for Stryker beds **Please code to 0101-12250 GL#722160*** | 08/18/2021 10:27 AM | DO NOT USE - Select Priority | Brenda Kans | John Richardson | John Richardson | 726006901-0-CES | 08/18/2021 | Ordered | Brenda Kans | Integrity Medical Products Inc |  |  | DO NOT USE - Select Priority | Brenda Kans | MATERIAL | Ordered | DW-DFR | Black Jack Magnetic Dummy Plug | 24 | 0 | 45.3 | Bartow Regional Medical Center | BRMC
99811 | 08/18/2021 12:50 PM | GE web site | 08/18/2021 12:50 PM | Next Day | Brenda Kans | George Rivera | John Richardson | 755004660-0-CES | 08/18/2021 | Ordered | Brenda Kans | GE Healthcare IT (BIOMED ONLY) |  |  | Next Day | Brenda Kans | MATERIAL | Ordered | 2026831-010 | software | 1 | 0 | 47.15 | South Florida Baptist Hospital | SFBH
99813 | 08/18/2021 01:31 PM | Needed to replenish CES Shop Stock Catalog was the POC Martial Koffi provided Cost Center 6100-35000 GL#731050 | 08/18/2021 01:31 PM | Next Day | Brenda Kans | Gary Maultsby | John Richardson | 726006903-0-CES | 08/18/2021 | Ordered | Brenda Kans | PartsSource |  |  | Next Day | Brenda Kans | MATERIAL | Ordered | 6696947 | Expiratory Casette, Servo i | 3 | 0 | 754.94 | Winter Haven Hospital | WHH | WHH-Clinical Engineering Services
99813 | 08/18/2021 01:31 PM | Needed to replenish CES Shop Stock Catalog was the POC Martial Koffi provided Cost Center 6100-35000 GL#731050 | 08/18/2021 01:31 PM | Next Day | Brenda Kans | Gary Maultsby | John Richardson | 726006903-0-CES | 08/18/2021 | Ordered | Brenda Kans | PartsSource |  |  | Next Day | Brenda Kans | MATERIAL | Ordered | 6487941 | Test Tube, Blue, Servo i Maquet | 2 | 0 | 49.61 | Winter Haven Hospital | WHH | WHH-Clinical Engineering Services
99813 | 08/18/2021 01:31 PM | Needed to replenish CES Shop Stock Catalog was the POC Martial Koffi provided Cost Center 6100-35000 GL#731050 | 08/18/2021 01:31 PM | Next Day | Brenda Kans | Gary Maultsby | John Richardson | 726006903-0-CES | 08/18/2021 | Ordered | Brenda Kans | PartsSource |  |  | Next Day | Brenda Kans | MATERIAL | Ordered | 6586791 | membrane, w/ washer and ring | 10 | 0 | 93.3 | Winter Haven Hospital | WHH | WHH-Clinical Engineering Services
99815 | 08/18/2021 02:02 PM | POC: Donnie Ginther | 08/18/2021 02:02 PM | Next Day | Brenda Kans | Robert Saunders | Dwayne Wilcox | 726006904-0-CES | 08/18/2021 | Ordered | Brenda Kans | Bayer Healthcare Diag Div |  |  | Next Day | Brenda Kans | MATERIAL | Ordered | 85864483 | Heating Blanket | 1 | 0 | 1364.55 | Bartow Regional Medical Center | BRMC
99830 | 08/19/2021 10:32 AM | parts needed for repair. | 08/19/2021 10:32 AM | Next Day AM | Brenda Kans | Germaine Kinder | John Richardson | 726006906-0-CES | 08/19/2021 | Ordered | Brenda Kans | Mar Cor Purification A Cantel |  |  | Next Day AM | Brenda Kans | MATERIAL | Ordered | 3032875 | o ring 30 pack | 2 | 0 | 58.54 | Winter Haven Hospital | WHH | WHH-Dialysis
99891 | 08/23/2021 02:34 PM | Black jack bed connections | 08/23/2021 02:34 PM | Two Day | Brenda Kans | John Richardson | John Richardson | 726007028-0-CES | 08/23/2021 | Ordered | Brenda Kans | Integrity Medical Products Inc |  |  | Two Day | Brenda Kans | MATERIAL | Ordered | DW-XM6 | Black Jack bed cable, 6ft - Stryker beds | 25 | 0 | 139 | Winter Haven Hospital | WHH | WHH-Clinical Engineering Services
99891 | 08/23/2021 02:34 PM | Black jack bed connections | 08/23/2021 02:34 PM | Two Day | Brenda Kans | John Richardson | John Richardson | 726007028-0-CES | 08/23/2021 | Ordered | Brenda Kans | Integrity Medical Products Inc |  |  | Two Day | Brenda Kans | MATERIAL | Ordered | DW-DFR | Black Jack Magnetic Dummy Plug | 25 | 0 | 45.3 | Winter Haven Hospital | WHH | WHH-Clinical Engineering Services
99891 | 08/23/2021 02:34 PM | Black jack bed connections | 08/23/2021 02:34 PM | Two Day | Brenda Kans | John Richardson | John Richardson | 726007028-0-CES | 08/23/2021 | Ordered | Brenda Kans | Integrity Medical Products Inc |  |  | Two Day | Brenda Kans | MATERIAL | Ordered | DW-XF6/XA | Black Jack kit for Hill-Rom | 10 | 0 | 233.3 | Winter Haven Hospital | WHH | WHH-Clinical Engineering Services
99892 | 08/23/2021 02:44 PM | POC: David Campbell | 08/23/2021 02:44 PM | Next Day | Brenda Kans | Robert Saunders | Dwayne Wilcox | 726007030-0-CES | 08/23/2021 | Ordered | Brenda Kans | CMS Imaging Inc |  |  | Next Day | Brenda Kans | MATERIAL | Ordered | 566-20442 | Front Bumper COVER L | 1 | 0 | 117.5 | Winter Haven Hospital | WHH | WHH-Radiology Services
99892 | 08/23/2021 02:44 PM | POC: David Campbell | 08/23/2021 02:44 PM | Next Day | Brenda Kans | Robert Saunders | Dwayne Wilcox | 726007030-0-CES | 08/23/2021 | Ordered | Brenda Kans | CMS Imaging Inc |  |  | Next Day | Brenda Kans | MATERIAL | Ordered | 566-20443 | Front Bumper COVER R | 1 | 0 | 117.5 | Winter Haven Hospital | WHH | WHH-Radiology Services
99919 | 08/24/2021 01:15 PM | Ivette De Leon please code to CC 35000, GL 722130 manager approval below. Yes thank you Mary Beth Tancredo Director of Operations South Florida Baptist Hospital 813-757-1286 From: Emery, Mary <Mary.Emery@baycare.org> Sent: Tuesday, August 24, 2021 1:11 PM To: Deshields, Robert <Robert.Deshields@baycare.org>; Tancredo, Beth <Beth.Tancredo@baycare.org> Subject: RE: Vent stands Thanks! From: Deshields, Robert <Robert.Deshields@baycare.org> Sent: Tuesday, August 24, 2021 1:08 PM To: Emery, Mary <Mary.Emery@baycare.org>; Tancredo, Beth <Beth.Tancredo@baycare.org> Subject: Re: Vent stands 5105-35000 GL 722130 Get Outlook for iOS ________________________________________ From: Emery, Mary <Mary.Emery@baycare.org> Sent: Tuesday, August 24, 2021 12:54:36 PM To: Tancredo, Beth <Beth.Tancredo@baycare.org>; Deshields, Robert <Robert.Deshields@baycare.org> Subject: Vent stands Hi Beth and Bob, I am attempting to get the roll stands for the LTV 1200 vents that just came in. They are $554.00 each, we need 5. Can I please have a cc and GL with written approval to get these ordered for overnight delivery? Mary Emery Team Lead, Clinical Engineering Services End-User and Infrastructure Services (EIS)I Baycare Health System mary.emery@baycare.org 813-707-2198 | 08/24/2021 01:15 PM | Next Day AM | Brenda Kans | Mary Emery | John Richardson | 755004665-0-CES | 08/24/2021 | Ordered | Brenda Kans | Vyaire Medical Inc |  |  | Next Day AM | Brenda Kans | MATERIAL | Ordered | 10611 | LTV 1200 stand | 5 | 0 | 554 | South Florida Baptist Hospital | SFBH
99936 | 08/25/2021 12:48 PM | Two Day Ge web site | 08/25/2021 12:48 PM | Two Day | Brenda Kans | George Rivera | John Richardson | 755004666-0-CES | 08/25/2021 | Ordered | Brenda Kans | GE Healthcare IT (BIOMED ONLY) |  |  | Two Day | Brenda Kans | MATERIAL | Ordered | 2062895-001 | B450 Battery | 4 | 0 | 325 | South Florida Baptist Hospital | SFBH
99964 | 08/26/2021 01:51 PM | POC: Brad Dombroski for Parts Availability and Pricing NOTE: Need parts early as possible for install to accommodate tomorrows cases | 08/26/2021 01:51 PM | Next Day AM | Brenda Kans | Robert Saunders | Dwayne Wilcox | 726007034-0-CES | 08/26/2021 | Ordered | Brenda Kans | GE Healthcare (OEC ONLY) |  |  | Next Day AM | Brenda Kans | MATERIAL | Ordered | 5694681-02 | High Voltage Cable | 1 | 0 | 3371.25 | Winter Haven Hospital | WHH | WHH-SURGERY
99964 | 08/26/2021 01:51 PM | POC: Brad Dombroski for Parts Availability and Pricing NOTE: Need parts early as possible for install to accommodate tomorrows cases | 08/26/2021 01:51 PM | Next Day AM | Brenda Kans | Robert Saunders | Dwayne Wilcox | 726007034-0-CES | 08/26/2021 | Ordered | Brenda Kans | GE Healthcare (OEC ONLY) |  |  | Next Day AM | Brenda Kans | MATERIAL | Ordered | 5694681-02 | High Voltage Cable | 1 | 0 | 3371.25 | Winter Haven Hospital | WHH | WHH-SURGERY
99964 | 08/26/2021 01:51 PM | POC: Brad Dombroski for Parts Availability and Pricing NOTE: Need parts early as possible for install to accommodate tomorrows cases | 08/26/2021 01:51 PM | Next Day AM | Brenda Kans | Robert Saunders | Dwayne Wilcox | 726007034-0-CES | 08/26/2021 | Ordered | Brenda Kans | GE Healthcare (OEC ONLY) |  |  | Next Day AM | Brenda Kans | MATERIAL | Ordered | 5328674FS | HV Supply Regulator | 1 | 0 | 2407.5 | Winter Haven Hospital | WHH | WHH-SURGERY
99964 | 08/26/2021 01:51 PM | POC: Brad Dombroski for Parts Availability and Pricing NOTE: Need parts early as possible for install to accommodate tomorrows cases | 08/26/2021 01:51 PM | Next Day AM | Brenda Kans | Robert Saunders | Dwayne Wilcox | 726007034-0-CES | 08/26/2021 | Ordered | Brenda Kans | GE Healthcare (OEC ONLY) |  |  | Next Day AM | Brenda Kans | MATERIAL | Ordered | 5328674FS | HV Supply Regulator | 1 | 0 | 2407.5 | Winter Haven Hospital | WHH | WHH-SURGERY
99964 | 08/26/2021 01:51 PM | POC: Brad Dombroski for Parts Availability and Pricing NOTE: Need parts early as possible for install to accommodate tomorrows cases | 08/26/2021 01:51 PM | Next Day AM | Brenda Kans | Robert Saunders | Dwayne Wilcox | 726007034-0-CES | 08/26/2021 | Ordered | Brenda Kans | GE Healthcare (OEC ONLY) |  |  | Next Day AM | Brenda Kans | MATERIAL | Ordered | 5812405 | Tech Monitor Kit | 1 | 0 | 2850 | Winter Haven Hospital | WHH | WHH-SURGERY