## Preventive Maintenance
TAG_NUMBER | PROCEDURE | PROCEDURE_DESC | TRADE_EMP_DESC | TRADE_EMP_CODE | TRADE_EMP_TYPE | FREQ_UNIT | FREQUENCY | EST_TIME | NEXT_DATE | LAST_PM_DATE | GRACE | GRACE_TYPE | FACILITY | FACILITY_DESC | DESCRIPTION | TYPE | TYPE_DESC | MANUFACTURER | MANUFACTURER_DESC | MODEL_NUM | SERIAL_NUM | BUILDING | BUILDING_DESC | COST_CTR | COST_CTR_DESC | INC_FACTOR | EQU_STATUS | EQU_STATUS_DESC
221859 | P123 | Monitor, Carbon Dioxide. | Gerson Colon | 94805 | EMPLOYEE | Y | 1 | 0.5 | 03/01/2025 | 03/01/2024 | 2 | M | SJS | SJS | Hand Held Capnometer Monitor | 20-729 | Capnometers, Exhaled Gas | 371567 | Masimo Corp | 605102 | 221859 |  |  | 5102-35000 | SJS-Respiratory Care Services | 16 | IU | Active
221890 | P123 | Monitor, Carbon Dioxide. | Gerson Colon | 94805 | EMPLOYEE | Y | 1 | 0.5 | 03/01/2025 | 03/01/2024 | 2 | M | SJS | SJS | Hand Held Capnometer Monitor | 20-729 | Capnometers, Exhaled Gas | 371567 | Masimo Corp | 605102 | 221890 |  |  | 5102-35000 | SJS-Respiratory Care Services | 16 | IU | Active
221891 | P123 | Monitor, Carbon Dioxide. | Gerson Colon | 94805 | EMPLOYEE | Y | 1 | 0.5 | 03/01/2025 | 03/01/2024 | 2 | M | SJS | SJS | Hand Held Capnometer Monitor | 20-729 | Capnometers, Exhaled Gas | 371567 | Masimo Corp | 605102 | 221891 |  |  | 5102-35000 | SJS-Respiratory Care Services | 16 | IU | Active
221892 | P123 | Monitor, Carbon Dioxide. | Gerson Colon | 94805 | EMPLOYEE | Y | 1 | 0.5 | 03/01/2025 | 03/01/2024 | 2 | M | SJS | SJS | Hand Held Capnometer Monitor | 20-729 | Capnometers, Exhaled Gas | 371567 | Masimo Corp | 605102 | 221892 |  |  | 5102-35000 | SJS-Respiratory Care Services | 16 | IU | Active
221893 | P123 | Monitor, Carbon Dioxide. | Gerson Colon | 94805 | EMPLOYEE | Y | 1 | 0.5 | 03/01/2025 | 03/01/2024 | 2 | M | SJS | SJS | Hand Held Capnometer Monitor | 20-729 | Capnometers, Exhaled Gas | 371567 | Masimo Corp | 605102 | 221893 |  |  | 5102-35000 | SJS-Respiratory Care Services | 16 | IU | Active
243812 | P10123 | -Pm Device Using Mfg Procedure | Gerson Colon | 94805 | EMPLOYEE | Y | 1 | 0.5 | 03/01/2025 | 03/01/2024 | 2 | M | SJS | SJS | Hand Held Capnometer Monitor | 20-729 | Capnometers, Exhaled Gas | 371567 | Masimo Corp | 605102 | 243812 |  |  | 5102-35000 | SJS-Respiratory Care Services | 16 | IU | Active
31629718 | P-VPM | -Vendor PM | Twanna Hardy | TWLUK | EMPLOYEE | Y | 1 | 0.5 | 03/01/2025 | 03/01/2024 | 2 | M | SJS | SJS | 500g weight | CC-040 | Test Equipment | 107660 | Sartorius Stedim North America | YCW552-AC-03 | 31629718 |  |  | 5102-88570 | SJS-Clinical Engineering | 13 | IU | Active
31629762 | P-VPM | -Vendor PM | Twanna Hardy | TWLUK | EMPLOYEE | Y | 1 | 0.5 | 03/01/2025 | 03/01/2024 | 2 | M | SJS | SJS | 500g weight | CC-040 | Test Equipment | 107660 | Sartorius Stedim North America | YCW552-AC-03 | 31629762 |  |  | 5102-88570 | SJS-Clinical Engineering | 13 | IU | Active
43237-1214 | P10123 | -Pm Device Using Mfg Procedure | Gerson Colon | 94805 | EMPLOYEE | Y | 1 | 0.5 | 01/01/2025 | 02/21/2024 | 2 | M | SJS | SJS | Pen-Like NonContact Tonometer | 24-811 | Ophthalmic Tonometers, Noncontact | 162917 | Reichert Ophthalmic Instrument | AVIA | 43237-1214 |  |  | 5102-23100 | SJS-Emergency Service | 12 | IU | Active
BC119697 | P10123 | -Pm Device Using Mfg Procedure | Thomas Odaris | 85190 | EMPLOYEE | Y | 1 | 0.83 | 06/01/2024 | 06/26/2023 | 2 | M | SJS | SJS | TEE Transducer 2-7MHz | 14-121TEE | Transducers, Ultrasonic, TEE | 453551 | Philips Healthcare | X7-2T | B15TQV |  |  | 5102-33900 | SJS-Ultrasound | 15 | IU | Active
BC119702 | P10123 | -Pm Device Using Mfg Procedure | Thomas Odaris | 85190 | EMPLOYEE | Y | 1 | 0.57 | 06/01/2024 | 06/26/2023 | 2 | M | SJS | SJS | Sector Transducer | 14-121 | Transducers, Ultrasonic | 453551 | Philips Healthcare | S5-1 | B15XYD |  |  | 5102-33900 | SJS-Ultrasound | 16 | IU | Active
BC122613 | P10123 | -Pm Device Using Mfg Procedure | Thomas Odaris | 85190 | EMPLOYEE | Y | 1 | 0.57 | 06/01/2024 | 06/01/2023 | 2 | M | SJS | SJS | Transducer Probe | 14-121 | Transducers, Ultrasonic | 439946 | GE Healthcare USA | 5394804 | 43501144 |  |  | 5102-33900 | SJS-Ultrasound | 16 | IU | Active
BC122616 | P10123 | -Pm Device Using Mfg Procedure | Thomas Odaris | 85190 | EMPLOYEE | Y | 1 | 0.57 | 06/01/2024 | 07/03/2023 | 2 | M | SJS | SJS | Linear Transducer | 14-121 | Transducers, Ultrasonic | 439946 | GE Healthcare USA | 5336965 | 148586YP1 |  |  | 5102-33900 | SJS-Ultrasound | 16 | IU | Active
BC122619 | P10123 | -Pm Device Using Mfg Procedure | Thomas Odaris | 85190 | EMPLOYEE | Y | 1 | 0.57 | 06/01/2024 | 06/26/2023 | 2 | M | SJS | SJS | Curve Transducer 2-5MHz | 14-121 | Transducers, Ultrasonic | 439946 | GE Healthcare USA | 5261135 | 149283YP4 |  |  | 5102-33900 | SJS-Ultrasound | 16 | IU | Active
BC122624 | P10123 | -Pm Device Using Mfg Procedure | Thomas Odaris | 85190 | EMPLOYEE | Y | 1 | 1.78 | 06/01/2024 | 12/05/2023 | 2 | M | SJS | SJS | Diagnostic Ultrasound System | 14-278 | Scanning Systems, Ultrasonic | 439946 | GE Healthcare USA | LOGIQ E | 392921WX3 |  |  | 5102-22100 | SJS-Labor & Delivery | 17 | IU | Active
BC122681 | P10123 | -Pm Device Using Mfg Procedure | Thomas Odaris | 85190 | EMPLOYEE | Y | 1 | 1 | 06/01/2024 | 06/01/2023 | 2 | M | SJS | SJS | US Probe High Lvl Desinfector | 31-266 | Disinfectors, Vapor Germicide, Ultrasonic Transducer Probe | 523789 | Nanosonics Inc | N00010-US | 88012--051 |  |  | 5102-33900 | SJS-Ultrasound | 16 | IU | Active
BC122717 | P10123 | -Pm Device Using Mfg Procedure | Thomas Odaris | 85190 | EMPLOYEE | Y | 1 | 0.57 | 06/01/2024 | 06/06/2023 | 2 | M | SJS | SJS | Ultrasound Transducer | 14-121 | Transducers, Ultrasonic | 439946 | GE Healthcare USA | 9L-D | 160059WP2 |  |  | 5102-33900 | SJS-Ultrasound | 16 | IU | Active
BC122719 | P10123 | -Pm Device Using Mfg Procedure | Thomas Odaris | 85190 | EMPLOYEE | Y | 1 | 0.57 | 06/01/2024 | 07/31/2023 | 2 | M | SJS | SJS | Linear Transducer 4-13MHz | 14-121 | Transducers, Ultrasonic | 439946 | GE Healthcare USA | ML6-15-D | 151312YP6 |  |  | 5102-33900 | SJS-Ultrasound | 16 | IU | Active
BC122720 | P10123 | -Pm Device Using Mfg Procedure | Thomas Odaris | 85190 | EMPLOYEE | Y | 1 | 0.57 | 06/01/2024 | 06/01/2023 | 2 | M | SJS | SJS | Transducer Probe | 14-121 | Transducers, Ultrasonic | 439946 | GE Healthcare USA | 5405253 | 147100YP2 |  |  | 5102-33900 | SJS-Ultrasound | 16 | IU | Active
BC122722 | P10123 | -Pm Device Using Mfg Procedure | Thomas Odaris | 85190 | EMPLOYEE | Y | 1 | 0.57 | 06/01/2024 | 06/07/2023 | 2 | M | SJS | SJS | Linear Transducer 4-13MHz | 14-121 | Transducers, Ultrasonic | 439946 | GE Healthcare USA | ML6-15-D | 151347YP2 |  |  | 5102-33900 | SJS-Ultrasound | 16 | IU | Active
BC122724 | P10123 | -Pm Device Using Mfg Procedure | Thomas Odaris | 85190 | EMPLOYEE | Y | 1 | 0.57 | 06/01/2024 | 06/01/2023 | 2 | M | SJS | SJS | Transducer Probe | 14-121 | Transducers, Ultrasonic | 439946 | GE Healthcare USA | 5394804 | 43101130 |  |  | 5102-33900 | SJS-Ultrasound | 16 | IU | Active
BC122738 | P10123 | -Pm Device Using Mfg Procedure | Gerson Colon Jr | GECOL | EMPLOYEE | Y | 1 | 0.5 | 10/01/2024 | 11/14/2023 | 2 | M | SJS | SJS | Computer Aided Detection Mammo | 19-697 | Computer Aided Detection System, Mammography | 106487 | Hologic Inc | ASY-02354 | C5229 |  |  | 5102-33020 | SJS-Imaging Central Ops | 12 | IU | Active
BC125438 | P10123 | -Pm Device Using Mfg Procedure | Thomas Odaris | 85190 | EMPLOYEE | Y | 1 | 1 | 06/01/2024 | 07/31/2023 | 2 | M | SJS | SJS | US Probe High Lvl Desinfector | 31-266 | Disinfectors, Vapor Germicide, Ultrasonic Transducer Probe | 523789 | Nanosonics Inc | N00010-US | 21737-060 |  |  | 5102-33900 | SJS-Ultrasound | 16 | IU | Active
BC125439 | P10123 | -Pm Device Using Mfg Procedure | Thomas Odaris | 85190 | EMPLOYEE | Y | 1 | 1 | 06/01/2024 | 07/20/2023 | 2 | M | SJS | SJS | US Probe High Lvl Desinfector | 31-266 | Disinfectors, Vapor Germicide, Ultrasonic Transducer Probe | 523789 | Nanosonics Inc | N00010-US | 24268-075 |  |  | 5102-33900 | SJS-Ultrasound | 16 | IU | Active
BC125574 | PSAFIN | Safety Inspection | Thomas Odaris | 85190 | EMPLOYEE | Y | 1 | 0.25 | 06/01/2024 | 06/26/2023 | 2 | M | SJS | SJS | Curved Transducer 2-5MHz | 14-121 | Transducers, Ultrasonic | 439946 | GE Healthcare USA | 5125386 | 390485WX1 |  |  | 5102-22100 | SJS-Labor & Delivery | 17 | IU | Active
BC125679 | P10123 | -Pm Device Using Mfg Procedure | Thomas Odaris | 85190 | EMPLOYEE | M | 6 | 2.03 | 06/01/2024 | 12/22/2023 | 2 | M | SJS | SJS | Cardiac Ultrasound System | 17-422 | Scanning Systems, Ultrasonic, Cardiac | 453551 | Philips Healthcare | CX50 | SGO1400154 |  |  | 5102-33020 | SJS-Imaging Central Ops | 17 | IU | Active
BC125743 | P-VPM | -Vendor PM | Gerson Colon | 94805 | EMPLOYEE | Y | 1 | 0.5 | 04/01/2024 | 04/04/2023 | 2 | M | SJS | SJS | Ultrasound Transducer Leakage | CC-040 | Test Equipment | 332256 | Sonora Medical Systems Inc | iTest Pro | 7331261831375 |  |  | 5102-21221 | SJS-Endoscopy | 26 | IU | Active
BC125768 | PWSDI | Ultrasound Diagnostic | Thomas Odaris | 85190 | EMPLOYEE | Y | 1 | 0.53 | 06/01/2024 | 06/21/2023 | 2 | M | SJS | SJS | Microconvex Array Probe | 14-121END | Transducers, Ultrasonic, Endocavity | 439946 | GE Healthcare USA | IC5-9-D | 250208WX6 |  |  | 5102-33900 | SJS-Ultrasound | 16 | IU | Active
BC125774 | P210 | Table, Examination-Treatment. | Gil Matos | GIMAT | EMPLOYEE | Y | 1 | 0.5 | 06/01/2024 | 06/15/2023 | 2 | M | SJS | SJS | Electric Exam Table | 18-374 | Tables, Examination/Treatment, Adjustable, Electric | 464134 | Intensa Inc | 460 | BL14HA11324B |  |  | 5100-49120 | SJS-Pedi Satellite SJS MOB | 13 | IU | Active
BC125895 | P10123 | -Pm Device Using Mfg Procedure | Demar Lemonius-MedStat | DELEM | EMPLOYEE | Y | 1 | 0.5 | 11/01/2024 | 01/22/2024 | 3 | M | SJS | SJS | Stretcher | 19-021 | Stretchers, Mobile, Hospital, Adjustable-Height w/SCALE | 271227 | Stryker Medical | 1115 | 1408031916 |  |  | 5102-33020 | SJS-Imaging Central Ops | 12 | IU | Active
BC125909 | P10123 | -Pm Device Using Mfg Procedure | Thomas Odaris | 85190 | EMPLOYEE | M | 6 | 1.78 | 06/01/2024 | 12/06/2023 | 2 | M | SJS | SJS | Diagnostic Ultrasound System | 14-278 | Scanning Systems, Ultrasonic | 439946 | GE Healthcare USA | 5756373 | 505036US2 |  |  | 5102-33900 | SJS-Ultrasound | 17 | IU | Active
BC131924 | P10123 | -Pm Device Using Mfg Procedure | Thomas Odaris | 85190 | EMPLOYEE | Y | 1 | 0.57 | 06/01/2024 | 06/07/2023 | 2 | M | SJS | SJS | Transducer Probe | 14-121 | Transducers, Ultrasonic | 439946 | GE Healthcare USA | 5418916 | 224097YP6 |  |  | 5102-33900 | SJS-Ultrasound | 16 | IU | Active
BC176504 | P10123 | -Pm Device Using Mfg Procedure | Thomas Odaris | 85190 | EMPLOYEE | M | 6 | 1.78 | 06/01/2024 | 11/29/2023 | 2 | M | SJS | SJS | Diagnostic Ultrasound System | 14-278 | Scanning Systems, Ultrasonic | 439946 | GE Healthcare USA | 52025000-9 | 204180US6 |  |  | 5102-33900 | SJS-Ultrasound | 17 | IU | Active
BC176505 | PSAFIN | Safety Inspection | Thomas Odaris | 85190 | EMPLOYEE | Y | 1 | 0.57 | 06/01/2024 | 07/03/2023 | 2 | M | SJS | SJS | Transducer Probe | 14-121 | Transducers, Ultrasonic | 439946 | GE Healthcare USA | 5493011 | 260132YP6 |  |  | 5102-33900 | SJS-Ultrasound | 16 | IU | Active
BC176506 | PSAFIN | Safety Inspection | Thomas Odaris | 85190 | EMPLOYEE | Y | 1 | 0.57 | 06/01/2024 | 06/01/2023 | 2 | M | SJS | SJS | Transducer Probe | 14-121 | Transducers, Ultrasonic | 439946 | GE Healthcare USA | 5418916 | 261894YPO |  |  | 5102-33900 | SJS-Ultrasound | 16 | IU | Active
BC176507 | P10123 | -Pm Device Using Mfg Procedure | Thomas Odaris | 85190 | EMPLOYEE | M | 6 | 1.78 | 06/01/2024 | 11/29/2023 | 2 | M | SJS | SJS | Diagnostic Ultrasound System | 14-278 | Scanning Systems, Ultrasonic | 439946 | GE Healthcare USA | 52025000-9 | 204184US6 |  |  | 5102-33900 | SJS-Ultrasound | 17 | IU | Active
BC176513 | PSAFIN | Safety Inspection | Thomas Odaris | 85190 | EMPLOYEE | Y | 1 | 0.25 | 06/01/2024 | 06/15/2023 | 2 | M | SJS | SJS | XDclear Convex Array Probe | 14-121 | Transducers, Ultrasonic | 439946 | GE Healthcare USA | C1-6-D | 267245YP9 |  |  | 5102-33900 | SJS-Ultrasound | 16 | IU | Active
BC176514 | PSAFIN | Safety Inspection | Thomas Odaris | 85190 | EMPLOYEE | Y | 1 | 0.57 | 06/01/2024 | 06/01/2023 | 2 | M | SJS | SJS | Ultrasound Transducer | 14-121 | Transducers, Ultrasonic | 439946 | GE Healthcare USA | 9L-D | 197174WP6 |  |  | 5102-33900 | SJS-Ultrasound | 16 | IU | Active
BC176515 | P10123 | -Pm Device Using Mfg Procedure | Thomas Odaris | 85190 | EMPLOYEE | Y | 1 | 1.78 | 06/01/2024 | 06/06/2023 | 2 | M | SJS | SJS | Diagnostic Ultrasound System | 14-278 | Scanning Systems, Ultrasonic | 439946 | GE Healthcare USA | 52025000-9 | 204175US6 |  |  | 5102-33900 | SJS-Ultrasound | 17 | IU | Active
BC176566 | PBEEL | Beds, Electronic | Demar Lemonius-MedStat | DELEM | EMPLOYEE | Y | 1 | 0.5 | 01/01/2025 | 01/02/2024 | 6 | M | SJS | SJS | Med Surg Bed | 10-347 | Beds, Electric | 101318 | Hill-Rom Company Inc | P7900A000010 | S297PF2062 | BEDS2 | BEDS 2 | 5102-23100 | SJS-Emergency Service | 13 | IU | Active
BC176580 | PSAFIN | Safety Inspection | Thomas Odaris | 85190 | EMPLOYEE | Y | 1 | 0.57 | 06/01/2024 | 06/06/2023 | 2 | M | SJS | SJS | Transducer Probe | 14-121 | Transducers, Ultrasonic | 439946 | GE Healthcare USA | 5418916 | 273778YP1 |  |  | 5102-33900 | SJS-Ultrasound | 16 | IU | Active
BC188676 | PBEEL | Beds, Electronic | Demar Lemonius-MedStat | DELEM | EMPLOYEE | Y | 1 | 0.5 | 01/01/2025 | 02/05/2024 | 6 | M | SJS | SJS | Patient Bed | 10-347 | Beds, Electric | 271227 | Stryker Medical | 3005S3EX | 140515105 | BEDS2 | BEDS 2 | 5102-13100 | SJS-Intensive Care Unit I | 13 | IU | Active
BC188677 | PBEEL | Beds, Electronic | Demar Lemonius-MedStat | DELEM | EMPLOYEE | Y | 1 | 0.5 | 01/01/2025 | 01/02/2024 | 6 | M | SJS | SJS | Critical Care Bed | 10-347 | Beds, Electric | 271227 | Stryker Medical | 2141-000-000 | U54524 | BEDMED | BEDS 1 | 5102-13100 | SJS-Intensive Care Unit I | 13 | IU | Active
BC188678 | PBEEL | Beds, Electronic | Demar Lemonius-MedStat | DELEM | EMPLOYEE | Y | 1 | 0.5 | 01/01/2025 | 01/02/2024 | 6 | M | SJS | SJS | Critical Care Bed | 10-347 | Beds, Electric | 271227 | Stryker Medical | 2141-000-000 | U54534 | BEDMED | BEDS 1 | 5102-13100 | SJS-Intensive Care Unit I | 13 | IU | Active
BC188679 | PBEEL | Beds, Electronic | Demar Lemonius-MedStat | DELEM | EMPLOYEE | Y | 1 | 0.5 | 01/01/2025 | 03/01/2024 | 6 | M | SJS | SJS | Critical Care Bed | 10-347 | Beds, Electric | 271227 | Stryker Medical | 2141-000-000 | U54535 | BEDMED | BEDS 1 | 5102-13100 | SJS-Intensive Care Unit I | 13 | IU | Active
BC188680 | PBEEL | Beds, Electronic | Demar Lemonius-MedStat | DELEM | EMPLOYEE | Y | 1 | 0.5 | 01/01/2025 | 02/16/2024 | 6 | M | SJS | SJS | Patient Bed | 10-347 | Beds, Electric | 271227 | Stryker Medical | 3005S3EX | 161015766 | BEDS2 | BEDS 2 | 5102-12213 | SJS-Med/Surg/Tele Overflow 3North | 13 | IU | Active
BC188681 | PBEEL | Beds, Electronic | Demar Lemonius-MedStat | DELEM | EMPLOYEE | Y | 1 | 0.5 | 01/01/2025 | 01/02/2024 | 6 | M | SJS | SJS | Patient Bed | 10-347 | Beds, Electric | 271227 | Stryker Medical | 3005S3EX | 140515102 | BEDS2 | BEDS 2 | 5102-13100 | SJS-Intensive Care Unit I | 13 | IU | Active
BC188683 | PBEEL | Beds, Electronic | Demar Lemonius-MedStat | DELEM | EMPLOYEE | Y | 1 | 0.5 | 01/01/2025 | 02/05/2024 | 6 | M | SJS | SJS | Patient Bed | 10-347 | Beds, Electric | 271227 | Stryker Medical | 3005S3EX | 161015752 | BEDS2 | BEDS 2 | 5102-12213 | SJS-Med/Surg/Tele Overflow 3North | 13 | IU | Active
BC188684 | PBEEL | Beds, Electronic | Demar Lemonius-MedStat | DELEM | EMPLOYEE | Y | 1 | 0.5 | 01/01/2025 | 02/09/2024 | 6 | M | SJS | SJS | Patient Bed | 10-347 | Beds, Electric | 271227 | Stryker Medical | 3005S3EX | 140715743 | BEDS2 | BEDS 2 | 5102-12225 | SJS-Med/Surg Unit I 4West | 13 | IU | Active
BC188685 | PBEEL | Beds, Electronic | Demar Lemonius-MedStat | DELEM | EMPLOYEE | Y | 1 | 0.5 | 01/01/2025 | 02/16/2024 | 6 | M | SJS | SJS | Patient Bed | 10-347 | Beds, Electric | 271227 | Stryker Medical | 3005S3EX | 140515097 | BEDS3 | BEDS 3 | 5102-13100 | SJS-Intensive Care Unit I | 13 | IU | Active
BC188686 | PBEEL | Beds, Electronic | Demar Lemonius-MedStat | DELEM | EMPLOYEE | Y | 1 | 0.5 | 01/01/2025 | 01/02/2024 | 6 | M | SJS | SJS | Birthing Bed | 15-732 | Beds, Electric, Birthing | 271227 | Stryker Medical | 4701-000-000 | 1606042049 | BEDS2 | BEDS 2 | 5102-22100 | SJS-Labor & Delivery | 13 | IU | Active
BC188700 | PBEEL | Beds, Electronic | Demar Lemonius-MedStat | DELEM | EMPLOYEE | Y | 1 | 0.5 | 01/01/2025 | 02/17/2024 | 6 | M | SJS | SJS | Patient Bed | 10-347 | Beds, Electric | 271227 | Stryker Medical | 3005S3EX | 140515112 | BEDS3 | BEDS 3 | 5102-12225 | SJS-Med/Surg Unit I 4West | 13 | IU | Active
BC188701 | PBEEL | Beds, Electronic | Demar Lemonius-MedStat | DELEM | EMPLOYEE | Y | 1 | 0.5 | 01/01/2025 | 02/15/2024 | 6 | M | SJS | SJS | Patient Bed | 10-347 | Beds, Electric | 271227 | Stryker Medical | 3005S3EX | 140715730 | BEDS3 | BEDS 3 | 5102-12210 | SJS-Med/Surg Unit II 4East | 13 | IU | Active
BC188702 | PBEEL | Beds, Electronic | Demar Lemonius-MedStat | DELEM | EMPLOYEE | Y | 1 | 0.5 | 01/01/2025 | 01/02/2024 | 6 | M | SJS | SJS | Patient Bed | 10-347 | Beds, Electric | 271227 | Stryker Medical | 3005S3EX | 140515103 | BEDS3 | BEDS 3 | 5102-12225 | SJS-Med/Surg Unit I 4West | 13 | IU | Active
BC188703 | PBEEL | Beds, Electronic | Demar Lemonius-MedStat | DELEM | EMPLOYEE | Y | 1 | 0.5 | 01/01/2025 | 02/21/2024 | 6 | M | SJS | SJS | Patient Bed | 10-347 | Beds, Electric | 271227 | Stryker Medical | 3005S3EX | 140515094 | BEDS3 | BEDS 3 | 5102-13100 | SJS-Intensive Care Unit I | 13 | IU | Active
BC188704 | PBEEL | Beds, Electronic | Demar Lemonius-MedStat | DELEM | EMPLOYEE | Y | 1 | 0.5 | 01/01/2025 | 02/05/2024 | 6 | M | SJS | SJS | Patient Bed | 10-347 | Beds, Electric | 271227 | Stryker Medical | 3005S3EX | 140715778 | BEDS3 | BEDS 3 | 5102-12225 | SJS-Med/Surg Unit I 4West | 13 | IU | Active
BC188705 | PBEEL | Beds, Electronic | Demar Lemonius-MedStat | DELEM | EMPLOYEE | Y | 1 | 0.5 | 01/01/2025 | 01/02/2024 | 6 | M | SJS | SJS | Patient Bed | 10-347 | Beds, Electric | 271227 | Stryker Medical | 3005S3EX | 140415021 | BED4 | BEDS 4 | 5102-16527 | SJS-Mother/Baby Unit | 13 | IU | Active
BC188706 | PBEEL | Beds, Electronic | Demar Lemonius-MedStat | DELEM | EMPLOYEE | Y | 1 | 0.5 | 01/01/2025 | 02/01/2024 | 6 | M | SJS | SJS | Patient Bed | 10-347 | Beds, Electric | 271227 | Stryker Medical | 3005S3EX | 140415014 | BED4 | BEDS 4 | 5102-16527 | SJS-Mother/Baby Unit | 13 | IU | Active
BC188708 | PBEEL | Beds, Electronic | Demar Lemonius-MedStat | DELEM | EMPLOYEE | Y | 1 | 0.5 | 01/01/2025 | 01/02/2024 | 6 | M | SJS | SJS | Med Surg Bed | 10-347 | Beds, Electric | 101318 | Hill-Rom Company Inc | P7900A000010 | S296PF2055 | BEDS2 | BEDS 2 | 5102-23100 | SJS-Emergency Service | 13 | IU | Active
BC188709 | PBEEL | Beds, Electronic | Demar Lemonius-MedStat | DELEM | EMPLOYEE | Y | 1 | 0.5 | 01/01/2025 | 02/21/2024 | 6 | M | SJS | SJS | Critical Care Bed | 10-347 | Beds, Electric | 271227 | Stryker Medical | 2141-000-000 | U54533 | BEDMED | BEDS 1 | 5102-13100 | SJS-Intensive Care Unit I | 13 | IU | Active
BC188710 | PBEEL | Beds, Electronic | Demar Lemonius-MedStat | DELEM | EMPLOYEE | Y | 1 | 0.5 | 01/01/2025 | 02/05/2024 | 6 | M | SJS | SJS | Critical Care Bed | 10-347 | Beds, Electric | 271227 | Stryker Medical | 2141-000-000 | U54525 | BEDMED | BEDS 1 | 5102-13100 | SJS-Intensive Care Unit I | 13 | IU | Active
BC188711 | PBEEL | Beds, Electronic | Demar Lemonius-MedStat | DELEM | EMPLOYEE | Y | 1 | 0.5 | 01/01/2025 | 12/28/2023 | 6 | M | SJS | SJS | Critical Care Bed | 10-347 | Beds, Electric | 271227 | Stryker Medical | 2141-000-000 | U54527 | BEDMED | BEDS 1 | 5102-13100 | SJS-Intensive Care Unit I | 13 | IU | Active
BC188712 | PBEEL | Beds, Electronic | Demar Lemonius-MedStat | DELEM | EMPLOYEE | Y | 1 | 0.5 | 01/01/2025 | 02/15/2024 | 6 | M | SJS | SJS | Critical Care Bed | 10-347 | Beds, Electric | 271227 | Stryker Medical | 2141-000-000 | U54529 | BEDMED | BEDS 1 | 5102-13100 | SJS-Intensive Care Unit I | 13 | IU | Active
BC188713 | PBEEL | Beds, Electronic | Demar Lemonius-MedStat | DELEM | EMPLOYEE | Y | 1 | 0.5 | 01/01/2025 | 03/12/2024 | 6 | M | SJS | SJS | Critical Care Bed | 10-347 | Beds, Electric | 271227 | Stryker Medical | 2141-000-000 | U54528 | BEDMED | BEDS 1 | 5102-13100 | SJS-Intensive Care Unit I | 13 | IU | Active
BC188714 | PBEEL | Beds, Electronic | Demar Lemonius-MedStat | DELEM | EMPLOYEE | Y | 1 | 0.5 | 01/01/2025 | 02/21/2024 | 6 | M | SJS | SJS | Med Surg Bed | 10-347 | Beds, Electric | 101318 | Hill-Rom Company Inc | P7900A000010 | S263PF1573 | BEDS2 | BEDS 2 | 5102-23100 | SJS-Emergency Service | 13 | IU | Active
BC188715 | PBEEL | Beds, Electronic | Demar Lemonius-MedStat | DELEM | EMPLOYEE | Y | 1 | 0.5 | 01/01/2025 | 01/02/2024 | 6 | M | SJS | SJS | Med Surg Bed | 10-347 | Beds, Electric | 101318 | Hill-Rom Company Inc | P7900A000010 | T011PF3238 | BEDS2 | BEDS 2 | 5102-23100 | SJS-Emergency Service | 13 | IU | Active
BC188716 | PBEEL | Beds, Electronic | Demar Lemonius-MedStat | DELEM | EMPLOYEE | Y | 1 | 0.5 | 01/01/2025 | 03/08/2024 | 6 | M | SJS | SJS | Patient Bed | 10-347 | Beds, Electric | 271227 | Stryker Medical | 3005S3EX | 161015765 | BED4 | BEDS 4 | 5102-12213 | SJS-Med/Surg/Tele Overflow 3North | 13 | IU | Active
BC188717 | PBEEL | Beds, Electronic | Demar Lemonius-MedStat | DELEM | EMPLOYEE | Y | 1 | 0.5 | 01/01/2025 | 02/26/2024 | 6 | M | SJS | SJS | Patient Bed | 10-347 | Beds, Electric | 271227 | Stryker Medical | 3005S3EX | 140715779 | BED4 | BEDS 4 | 5102-12225 | SJS-Med/Surg Unit I 4West | 13 | IU | Active
BC188718 | PBEEL | Beds, Electronic | Demar Lemonius-MedStat | DELEM | EMPLOYEE | Y | 1 | 0.5 | 01/01/2025 | 01/02/2024 | 6 | M | SJS | SJS | Patient Bed | 10-347 | Beds, Electric | 271227 | Stryker Medical | 3005S3EX | 140515119 | BED4 | BEDS 4 | 5102-12213 | SJS-Med/Surg/Tele Overflow 3North | 13 | IU | Active
BC188719 | PBEEL | Beds, Electronic | Demar Lemonius-MedStat | DELEM | EMPLOYEE | Y | 1 | 0.5 | 01/01/2025 | 01/02/2024 | 6 | M | SJS | SJS | Patient Bed | 10-347 | Beds, Electric | 271227 | Stryker Medical | 3005S3EX | 161015761 | BEDS3 | BEDS 3 | 5102-12213 | SJS-Med/Surg/Tele Overflow 3North | 13 | IU | Active
BC188720 | PBEEL | Beds, Electronic | Demar Lemonius-MedStat | DELEM | EMPLOYEE | Y | 1 | 0.5 | 01/01/2025 | 01/02/2024 | 6 | M | SJS | SJS | Patient Bed | 10-347 | Beds, Electric | 271227 | Stryker Medical | 3005S3EX | 140715740 | BEDS3 | BEDS 3 | 5102-12210 | SJS-Med/Surg Unit II 4East | 13 | IU | Active
BC188722 | PBEEL | Beds, Electronic | Demar Lemonius-MedStat | DELEM | EMPLOYEE | Y | 1 | 0.5 | 01/01/2025 | 02/05/2024 | 6 | M | SJS | SJS | Patient Bed | 10-347 | Beds, Electric | 271227 | Stryker Medical | 3005S3EX | 140715795 | BEDS3 | BEDS 3 | 5102-12225 | SJS-Med/Surg Unit I 4West | 13 | IU | Active
BC188723 | PBEEL | Beds, Electronic | Demar Lemonius-MedStat | DELEM | EMPLOYEE | Y | 1 | 0.5 | 01/01/2025 | 01/02/2024 | 6 | M | SJS | SJS | Patient Bed | 10-347 | Beds, Electric | 271227 | Stryker Medical | 3005S3EX | 140515120 | BEDS3 | BEDS 3 | 5102-12213 | SJS-Med/Surg/Tele Overflow 3North | 13 | IU | Active
BC188724 | PBEEL | Beds, Electronic | Demar Lemonius-MedStat | DELEM | EMPLOYEE | Y | 1 | 0.5 | 01/01/2025 | 01/02/2024 | 6 | M | SJS | SJS | Patient Bed | 10-347 | Beds, Electric | 271227 | Stryker Medical | 3005S3EX | 140515099 | BEDS3 | BEDS 3 | 5102-12213 | SJS-Med/Surg/Tele Overflow 3North | 13 | IU | Active
BC188725 | PBEEL | Beds, Electronic | Demar Lemonius-MedStat | DELEM | EMPLOYEE | Y | 1 | 0.5 | 01/01/2025 | 02/21/2024 | 6 | M | SJS | SJS | Patient Bed | 10-347 | Beds, Electric | 271227 | Stryker Medical | 3005S3EX | 140715738 | BEDS3 | BEDS 3 | 5102-12213 | SJS-Med/Surg/Tele Overflow 3North | 13 | IU | Active
BC188726 | PBEEL | Beds, Electronic | Demar Lemonius-MedStat | DELEM | EMPLOYEE | Y | 1 | 0.5 | 01/01/2025 | 01/02/2024 | 6 | M | SJS | SJS | Patient Bed | 10-347 | Beds, Electric | 271227 | Stryker Medical | 3005S3EX | 161015762 | BEDS3 | BEDS 3 | 5102-12213 | SJS-Med/Surg/Tele Overflow 3North | 13 | IU | Active
BC188727 | PBEEL | Beds, Electronic | Demar Lemonius-MedStat | DELEM | EMPLOYEE | Y | 1 | 0.5 | 01/01/2025 | 02/15/2024 | 6 | M | SJS | SJS | Patient Bed | 10-347 | Beds, Electric | 271227 | Stryker Medical | 3005S3EX | 140715800 | BEDS3 | BEDS 3 | 5102-12210 | SJS-Med/Surg Unit II 4East | 13 | IU | Active
BC188728 | PBEEL | Beds, Electronic | Demar Lemonius-MedStat | DELEM | EMPLOYEE | Y | 1 | 0.5 | 01/01/2025 | 03/01/2024 | 6 | M | SJS | SJS | Patient Bed | 10-347 | Beds, Electric | 271227 | Stryker Medical | 3005S3EX | 140715790 | BEDS3 | BEDS 3 | 5102-12210 | SJS-Med/Surg Unit II 4East | 13 | IU | Active
BC188729 | PBEEL | Beds, Electronic | Demar Lemonius-MedStat | DELEM | EMPLOYEE | Y | 1 | 0.5 | 01/01/2025 | 01/02/2024 | 6 | M | SJS | SJS | Patient Bed | 10-347 | Beds, Electric | 271227 | Stryker Medical | 3005S3EX | 161015773 | BEDS3 | BEDS 3 | 5102-12213 | SJS-Med/Surg/Tele Overflow 3North | 13 | IU | Active
BC188770 | PBEEL | Beds, Electronic | Demar Lemonius-MedStat | DELEM | EMPLOYEE | Y | 1 | 0.5 | 01/01/2025 | 02/01/2024 | 6 | M | SJS | SJS | Patient Bed | 10-347 | Beds, Electric | 271227 | Stryker Medical | 3005S3EX | 140715739 | BEDS3 | BEDS 3 | 5102-13100 | SJS-Intensive Care Unit I | 13 | IU | Active
BC188771 | PBEEL | Beds, Electronic | Demar Lemonius-MedStat | DELEM | EMPLOYEE | Y | 1 | 0.5 | 01/01/2025 | 03/11/2024 | 6 | M | SJS | SJS | Patient Bed | 10-347 | Beds, Electric | 271227 | Stryker Medical | 3005S3EX | 140715780 | BEDS3 | BEDS 3 | 5102-12225 | SJS-Med/Surg Unit I 4West | 13 | IU | Active
BC188772 | PBEEL | Beds, Electronic | Demar Lemonius-MedStat | DELEM | EMPLOYEE | Y | 1 | 0.5 | 01/01/2025 | 03/01/2024 | 6 | M | SJS | SJS | Patient Bed | 10-347 | Beds, Electric | 271227 | Stryker Medical | 3005S3EX | 140515108 | BEDS3 | BEDS 3 | 5102-12213 | SJS-Med/Surg/Tele Overflow 3North | 13 | IU | Active
BC188773 | PBEEL | Beds, Electronic | Demar Lemonius-MedStat | DELEM | EMPLOYEE | Y | 1 | 0.5 | 01/01/2025 | 01/02/2024 | 6 | M | SJS | SJS | Patient Bed | 10-347 | Beds, Electric | 271227 | Stryker Medical | 3005S3EX | 161015771 | BEDS3 | BEDS 3 | 5102-12213 | SJS-Med/Surg/Tele Overflow 3North | 13 | IU | Active
BC188774 | PBEEL | Beds, Electronic | Demar Lemonius-MedStat | DELEM | EMPLOYEE | Y | 1 | 0.5 | 01/01/2025 | 02/05/2024 | 6 | M | SJS | SJS | Patient Bed | 10-347 | Beds, Electric | 271227 | Stryker Medical | 3005S3EX | 140715793 | BEDS3 | BEDS 3 | 5102-12210 | SJS-Med/Surg Unit II 4East | 13 | IU | Active
BC188775 | PBEEL | Beds, Electronic | Demar Lemonius-MedStat | DELEM | EMPLOYEE | Y | 1 | 0.5 | 01/01/2025 | 02/05/2024 | 6 | M | SJS | SJS | Patient Bed | 10-347 | Beds, Electric | 271227 | Stryker Medical | 3005S3EX | 161015763 | BEDS3 | BEDS 3 | 5102-12213 | SJS-Med/Surg/Tele Overflow 3North | 13 | IU | Active
BC188776 | PBEEL | Beds, Electronic | Demar Lemonius-MedStat | DELEM | EMPLOYEE | Y | 1 | 0.5 | 01/01/2025 | 02/21/2024 | 6 | M | SJS | SJS | Patient Bed | 10-347 | Beds, Electric | 271227 | Stryker Medical | 3005S3EX | 140715792 | BEDS3 | BEDS 3 | 5102-12225 | SJS-Med/Surg Unit I 4West | 13 | IU | Active
BC188777 | PBEEL | Beds, Electronic | Demar Lemonius-MedStat | DELEM | EMPLOYEE | Y | 1 | 0.5 | 01/01/2025 | 01/02/2024 | 6 | M | SJS | SJS | Critical Care Bed | 10-347 | Beds, Electric | 271227 | Stryker Medical | 2141-000-000 | U54530 | BEDMED | BEDS 1 | 5102-13100 | SJS-Intensive Care Unit I | 13 | IU | Active
BC188779 | PBEEL | Beds, Electronic | Demar Lemonius-MedStat | DELEM | EMPLOYEE | Y | 1 | 0.5 | 01/01/2025 | 01/02/2024 | 6 | M | SJS | SJS | Patient Bed | 10-347 | Beds, Electric | 271227 | Stryker Medical | 3005S3EX | 140715801 | BEDS3 | BEDS 3 | 5102-12210 | SJS-Med/Surg Unit II 4East | 13 | IU | Active
BC188781 | PBEEL | Beds, Electronic | Demar Lemonius-MedStat | DELEM | EMPLOYEE | Y | 1 | 0.5 | 01/01/2025 | 02/06/2024 | 6 | M | SJS | SJS | Patient Bed | 10-347 | Beds, Electric | 271227 | Stryker Medical | 3005S3EX | 140515107 | BEDS3 | BEDS 3 | 5102-12213 | SJS-Med/Surg/Tele Overflow 3North | 13 | IU | Active
BC188782 | PBEEL | Beds, Electronic | Demar Lemonius-MedStat | DELEM | EMPLOYEE | Y | 1 | 0.5 | 01/01/2025 | 02/01/2024 | 6 | M | SJS | SJS | Patient Bed | 10-347 | Beds, Electric | 271227 | Stryker Medical | 3005S3EX | 161015757 | BEDS3 | BEDS 3 | 5102-12213 | SJS-Med/Surg/Tele Overflow 3North | 13 | IU | Active
BC188783 | PBEEL | Beds, Electronic | Demar Lemonius-MedStat | DELEM | EMPLOYEE | Y | 1 | 0.5 | 01/01/2025 | 01/02/2024 | 6 | M | SJS | SJS | Patient Bed | 10-347 | Beds, Electric | 271227 | Stryker Medical | 3005S3EX | 140715733 | BEDS3 | BEDS 3 | 5102-12210 | SJS-Med/Surg Unit II 4East | 13 | IU | Active
BC188784 | PBEEL | Beds, Electronic | Demar Lemonius-MedStat | DELEM | EMPLOYEE | Y | 1 | 0.5 | 01/01/2025 | 02/15/2024 | 6 | M | SJS | SJS | Patient Bed | 10-347 | Beds, Electric | 271227 | Stryker Medical | 3005S3EX | 140715803 | BEDS3 | BEDS 3 | 5102-12225 | SJS-Med/Surg Unit I 4West | 13 | IU | Active
BC188817 | PBEEL | Beds, Electronic | Demar Lemonius-MedStat | DELEM | EMPLOYEE | Y | 1 | 0.5 | 01/01/2025 | 01/02/2024 | 6 | M | SJS | SJS | Patient Bed | 10-347 | Beds, Electric | 271227 | Stryker Medical | 3005S3EX | 140715783 | BEDS3 | BEDS 3 | 5102-12225 | SJS-Med/Surg Unit I 4West | 13 | IU | Active
BC188818 | PBEEL | Beds, Electronic | Demar Lemonius-MedStat | DELEM | EMPLOYEE | Y | 1 | 0.5 | 01/01/2025 | 02/05/2024 | 6 | M | SJS | SJS | Patient Bed | 10-347 | Beds, Electric | 271227 | Stryker Medical | 3005S3EX | 140715805 | BEDS3 | BEDS 3 | 5102-12225 | SJS-Med/Surg Unit I 4West | 13 | IU | Active
BC188819 | PBEEL | Beds, Electronic | Demar Lemonius-MedStat | DELEM | EMPLOYEE | Y | 1 | 0.5 | 01/01/2025 | 01/02/2024 | 6 | M | SJS | SJS | Patient Bed | 10-347 | Beds, Electric | 271227 | Stryker Medical | 3005S3EX | 140515116 | BED4 | BEDS 4 | 5102-12213 | SJS-Med/Surg/Tele Overflow 3North | 13 | IU | Active
BC188820 | PBEEL | Beds, Electronic | Demar Lemonius-MedStat | DELEM | EMPLOYEE | Y | 1 | 0.5 | 01/01/2025 | 12/07/2023 | 6 | M | SJS | SJS | Patient Bed | 10-347 | Beds, Electric | 271227 | Stryker Medical | 3005S3EX | 140715731 | BED4 | BEDS 4 | 5102-12210 | SJS-Med/Surg Unit II 4East | 13 | IU | Active
BC188821 | PBEEL | Beds, Electronic | Demar Lemonius-MedStat | DELEM | EMPLOYEE | Y | 1 | 0.5 | 01/01/2025 | 03/01/2024 | 6 | M | SJS | SJS | Critical Care Bed | 10-347 | Beds, Electric | 271227 | Stryker Medical | 2141-000-000 | U54532 | BEDMED | BEDS 1 | 5102-13100 | SJS-Intensive Care Unit I | 13 | IU | Active
BC188822 | PBEEL | Beds, Electronic | Demar Lemonius-MedStat | DELEM | EMPLOYEE | Y | 1 | 0.5 | 01/01/2025 | 01/02/2024 | 6 | M | SJS | SJS | Critical Care Bed | 10-347 | Beds, Electric | 271227 | Stryker Medical | 2141-000-000 | U54531 | BEDMED | BEDS 1 | 5102-13100 | SJS-Intensive Care Unit I | 13 | IU | Active
BC188823 | PBEEL | Beds, Electronic | Demar Lemonius-MedStat | DELEM | EMPLOYEE | Y | 1 | 0.5 | 01/01/2025 | 02/06/2024 | 6 | M | SJS | SJS | Patient Bed | 10-347 | Beds, Electric | 271227 | Stryker Medical | 3005S3EX | 140715737 | BED4 | BEDS 4 | 5102-12225 | SJS-Med/Surg Unit I 4West | 13 | IU | Active
BC188883 | PBEEL | Beds, Electronic | Demar Lemonius-MedStat | DELEM | EMPLOYEE | Y | 1 | 0.5 | 01/01/2025 | 02/05/2024 | 6 | M | SJS | SJS | Patient Bed | 10-347 | Beds, Electric | 271227 | Stryker Medical | 3005S3EX | 161015768 | BED4 | BEDS 4 | 5102-12213 | SJS-Med/Surg/Tele Overflow 3North | 13 | IU | Active
BC188884 | PBEEL | Beds, Electronic | Demar Lemonius-MedStat | DELEM | EMPLOYEE | Y | 1 | 0.5 | 01/01/2025 | 01/02/2024 | 6 | M | SJS | SJS | Patient Bed | 10-347 | Beds, Electric | 271227 | Stryker Medical | 3005S3EX | 140715729 | BED4 | BEDS 4 | 5102-12210 | SJS-Med/Surg Unit II 4East | 13 | IU | Active
BC188885 | PBEEL | Beds, Electronic | Demar Lemonius-MedStat | DELEM | EMPLOYEE | Y | 1 | 0.5 | 01/01/2025 | 02/26/2024 | 6 | M | SJS | SJS | Patient Bed | 10-347 | Beds, Electric | 271227 | Stryker Medical | 3005S3EX | 140715735 | BED4 | BEDS 4 | 5102-12225 | SJS-Med/Surg Unit I 4West | 13 | IU | Active
BC188886 | PBEEL | Beds, Electronic | Demar Lemonius-MedStat | DELEM | EMPLOYEE | Y | 1 | 0.5 | 01/01/2025 | 02/01/2024 | 6 | M | SJS | SJS | Patient Bed | 10-347 | Beds, Electric | 271227 | Stryker Medical | 3005S3EX | 140515122 | BED4 | BEDS 4 | 5102-12213 | SJS-Med/Surg/Tele Overflow 3North | 13 | IU | Active
BC188887 | PBEEL | Beds, Electronic | Demar Lemonius-MedStat | DELEM | EMPLOYEE | Y | 1 | 0.5 | 01/01/2025 | 02/16/2024 | 6 | M | SJS | SJS | Patient Bed | 10-347 | Beds, Electric | 271227 | Stryker Medical | 3005S3EX | 161015760 | BED4 | BEDS 4 | 5102-12213 | SJS-Med/Surg/Tele Overflow 3North | 13 | IU | Active
BC188888 | PBEEL | Beds, Electronic | Demar Lemonius-MedStat | DELEM | EMPLOYEE | Y | 1 | 0.5 | 01/01/2025 | 02/05/2024 | 6 | M | SJS | SJS | Patient Bed | 10-347 | Beds, Electric | 271227 | Stryker Medical | 3005S3EX | 140715776 | BED4 | BEDS 4 | 5102-12225 | SJS-Med/Surg Unit I 4West | 13 | IU | Active
BC188890 | PBEEL | Beds, Electronic | Demar Lemonius-MedStat | DELEM | EMPLOYEE | Y | 1 | 0.5 | 01/01/2025 | 02/15/2024 | 6 | M | SJS | SJS | Critical Care Bed | 10-347 | Beds, Electric | 271227 | Stryker Medical | 2141-000-000 | U54521 | BEDMED | BEDS 1 | 5102-13100 | SJS-Intensive Care Unit I | 13 | IU | Active
BC188891 | PBEEL | Beds, Electronic | Demar Lemonius-MedStat | DELEM | EMPLOYEE | Y | 1 | 0.5 | 01/01/2025 | 02/21/2024 | 6 | M | SJS | SJS | Med Surg Bed | 10-347 | Beds, Electric | 101318 | Hill-Rom Company Inc | P7900A000010 | T002PF3054 | BEDS2 | BEDS 2 | 5102-23100 | SJS-Emergency Service | 13 | IU | Active
BC188892 | PBEEL | Beds, Electronic | Demar Lemonius-MedStat | DELEM | EMPLOYEE | Y | 1 | 0.5 | 01/01/2025 | 01/02/2024 | 6 | M | SJS | SJS | Patient Bed | 10-347 | Beds, Electric | 271227 | Stryker Medical | 3005S3EX | 140515106 | BED4 | BEDS 4 | 5102-12213 | SJS-Med/Surg/Tele Overflow 3North | 13 | IU | Active
BC188894 | PBEEL | Beds, Electronic | Demar Lemonius-MedStat | DELEM | EMPLOYEE | Y | 1 | 0.5 | 01/01/2025 | 02/16/2024 | 6 | M | SJS | SJS | Patient Bed | 10-347 | Beds, Electric | 271227 | Stryker Medical | 3005S3EX | 140715782 | BED4 | BEDS 4 | 5102-12210 | SJS-Med/Surg Unit II 4East | 13 | IU | Active
BC188895 | PBEEL | Beds, Electronic | Demar Lemonius-MedStat | DELEM | EMPLOYEE | Y | 1 | 0.5 | 01/01/2025 | 03/08/2024 | 6 | M | SJS | SJS | Patient Bed | 10-347 | Beds, Electric | 271227 | Stryker Medical | 3005S3EX | 140715724 | BED4 | BEDS 4 | 5102-12210 | SJS-Med/Surg Unit II 4East | 13 | IU | Active
BC188896 | PBEEL | Beds, Electronic | Demar Lemonius-MedStat | DELEM | EMPLOYEE | Y | 1 | 0.5 | 01/01/2025 | 01/02/2024 | 6 | M | SJS | SJS | Patient Bed | 10-347 | Beds, Electric | 271227 | Stryker Medical | 3005S3EX | 140715726 | BED4 | BEDS 4 | 5102-12210 | SJS-Med/Surg Unit II 4East | 13 | IU | Active
BC188897 | PBEEL | Beds, Electronic | Demar Lemonius-MedStat | DELEM | EMPLOYEE | Y | 1 | 0.5 | 01/01/2025 | 02/21/2024 | 6 | M | SJS | SJS | Patient Bed | 10-347 | Beds, Electric | 271227 | Stryker Medical | 3005S3EX | 140715798 | BED4 | BEDS 4 | 5102-12225 | SJS-Med/Surg Unit I 4West | 13 | IU | Active
BC188898 | PBEEL | Beds, Electronic | Demar Lemonius-MedStat | DELEM | EMPLOYEE | Y | 1 | 0.5 | 01/01/2025 | 01/02/2024 | 6 | M | SJS | SJS | Med Surg Bed | 10-347 | Beds, Electric | 101318 | Hill-Rom Company Inc | P7900A000010 | T011PF3241 | BEDS2 | BEDS 2 | 5102-23100 | SJS-Emergency Service | 13 | IU | Active
BC188899 | PBEEL | Beds, Electronic | Demar Lemonius-MedStat | DELEM | EMPLOYEE | Y | 1 | 0.5 | 01/01/2025 | 03/01/2024 | 6 | M | SJS | SJS | Med Surg Bed | 10-347 | Beds, Electric | 101318 | Hill-Rom Company Inc | P7900A000010 | S254PF1232 | BEDS2 | BEDS 2 | 5102-23100 | SJS-Emergency Service | 13 | IU | Active
BC188900 | PBEEL | Beds, Electronic | Demar Lemonius-MedStat | DELEM | EMPLOYEE | Y | 1 | 0.5 | 01/01/2025 | 01/02/2024 | 6 | M | SJS | SJS | Patient Bed | 10-347 | Beds, Electric | 271227 | Stryker Medical | 3005S3EX | 161015758 | BED4 | BEDS 4 | 5102-12213 | SJS-Med/Surg/Tele Overflow 3North | 13 | IU | Active
BC188901 | PBEEL | Beds, Electronic | Demar Lemonius-MedStat | DELEM | EMPLOYEE | Y | 1 | 0.5 | 01/01/2025 | 01/02/2024 | 6 | M | SJS | SJS | Patient Bed | 10-347 | Beds, Electric | 271227 | Stryker Medical | 3005S3EX | 140515115 | BED4 | BEDS 4 | 5102-12213 | SJS-Med/Surg/Tele Overflow 3North | 13 | IU | Active
BC188962 | PBEEL | Beds, Electronic | Demar Lemonius-MedStat | DELEM | EMPLOYEE | Y | 1 | 0.5 | 01/01/2025 | 01/02/2024 | 6 | M | SJS | SJS | Patient Bed | 10-347 | Beds, Electric | 271227 | Stryker Medical | 3005S3EX | 140715784 | BED4 | BEDS 4 | 5102-12225 | SJS-Med/Surg Unit I 4West | 13 | IU | Active
BC188963 | PBEEL | Beds, Electronic | Demar Lemonius-MedStat | DELEM | EMPLOYEE | Y | 1 | 0.5 | 01/01/2025 | 01/02/2024 | 6 | M | SJS | SJS | Patient Bed | 10-347 | Beds, Electric | 271227 | Stryker Medical | 3005S3EX | 140715796 | BED4 | BEDS 4 | 5102-12225 | SJS-Med/Surg Unit I 4West | 13 | IU | Active
BC188964 | PBEEL | Beds, Electronic | Demar Lemonius-MedStat | DELEM | EMPLOYEE | Y | 1 | 0.5 | 01/01/2025 | 02/08/2024 | 6 | M | SJS | SJS | Patient Bed | 10-347 | Beds, Electric | 271227 | Stryker Medical | 3005S3EX | 140715777 | BED4 | BEDS 4 | 5102-12225 | SJS-Med/Surg Unit I 4West | 13 | IU | Active
BC188965 | PBEEL | Beds, Electronic | Demar Lemonius-MedStat | DELEM | EMPLOYEE | Y | 1 | 0.5 | 01/01/2025 | 02/08/2024 | 6 | M | SJS | SJS | Patient Bed | 10-347 | Beds, Electric | 271227 | Stryker Medical | 3005S3EX | 140515110 | BED4 | BEDS 4 | 5102-12225 | SJS-Med/Surg Unit I 4West | 13 | IU | Active
BC188966 | PBEEL | Beds, Electronic | Demar Lemonius-MedStat | DELEM | EMPLOYEE | Y | 1 | 0.5 | 01/01/2025 | 02/21/2024 | 6 | M | SJS | SJS | Patient Bed | 10-347 | Beds, Electric | 271227 | Stryker Medical | 3005S3EX | 140715728 | BED4 | BEDS 4 | 5102-12210 | SJS-Med/Surg Unit II 4East | 13 | IU | Active
BC188967 | PBEEL | Beds, Electronic | Demar Lemonius-MedStat | DELEM | EMPLOYEE | Y | 1 | 0.5 | 01/01/2025 | 01/02/2024 | 6 | M | SJS | SJS | Patient Bed | 10-347 | Beds, Electric | 271227 | Stryker Medical | 3005S3EX | 161015769 | BED4 | BEDS 4 | 5102-12213 | SJS-Med/Surg/Tele Overflow 3North | 13 | IU | Active
BC188970 | PBEEL | Beds, Electronic | Demar Lemonius-MedStat | DELEM | EMPLOYEE | Y | 1 | 0.5 | 01/01/2025 | 02/16/2024 | 6 | M | SJS | SJS | Patient Bed | 10-347 | Beds, Electric | 271227 | Stryker Medical | 3005S3EX | 140515111 | BEDS3 | BEDS 3 | 5102-12225 | SJS-Med/Surg Unit I 4West | 13 | IU | Active
BC188971 | PBEEL | Beds, Electronic | Demar Lemonius-MedStat | DELEM | EMPLOYEE | Y | 1 | 0.5 | 01/01/2025 | 02/01/2024 | 6 | M | SJS | SJS | Patient Bed | 10-347 | Beds, Electric | 271227 | Stryker Medical | 3005S3EX | 140415023 | BEDS3 | BEDS 3 | 5102-16527 | SJS-Mother/Baby Unit | 13 | IU | Active
BC188972 | PBEEL | Beds, Electronic | Demar Lemonius-MedStat | DELEM | EMPLOYEE | Y | 1 | 0.5 | 01/01/2025 | 02/15/2024 | 6 | M | SJS | SJS | Patient Bed | 10-347 | Beds, Electric | 271227 | Stryker Medical | 3005S3EX | 140715742 | BEDS3 | BEDS 3 | 5102-12210 | SJS-Med/Surg Unit II 4East | 13 | IU | Active
BC188991 | PBEEL | Beds, Electronic | Demar Lemonius-MedStat | DELEM | EMPLOYEE | Y | 1 | 0.5 | 01/01/2025 | 01/02/2024 | 6 | M | SJS | SJS | Patient Bed | 10-347 | Beds, Electric | 271227 | Stryker Medical | 3005S3EX | 140715727 | BEDS3 | BEDS 3 | 5102-12210 | SJS-Med/Surg Unit II 4East | 13 | IU | Active
BC188992 | PBEEL | Beds, Electronic | Demar Lemonius-MedStat | DELEM | EMPLOYEE | Y | 1 | 0.5 | 01/01/2025 | 02/28/2024 | 6 | M | SJS | SJS | Patient Bed | 10-347 | Beds, Electric | 271227 | Stryker Medical | 3005S3EX | 140715734 | BEDS3 | BEDS 3 | 5102-12225 | SJS-Med/Surg Unit I 4West | 13 | IU | Active
BC188993 | PBEEL | Beds, Electronic | Demar Lemonius-MedStat | DELEM | EMPLOYEE | Y | 1 | 0.5 | 01/01/2025 | 01/02/2024 | 6 | M | SJS | SJS | Patient Bed | 10-347 | Beds, Electric | 271227 | Stryker Medical | 3005S3EX | 140515096 | BEDS3 | BEDS 3 | 5102-12225 | SJS-Med/Surg Unit I 4West | 13 | IU | Active
BC188994 | PBEEL | Beds, Electronic | Demar Lemonius-MedStat | DELEM | EMPLOYEE | Y | 1 | 0.5 | 01/01/2025 | 01/02/2024 | 6 | M | SJS | SJS | Patient Bed | 10-347 | Beds, Electric | 271227 | Stryker Medical | 3005S3EX | 140715804 | BEDS3 | BEDS 3 | 5102-12225 | SJS-Med/Surg Unit I 4West | 13 | IU | Active
BC188997 | PBEEL | Beds, Electronic | Demar Lemonius-MedStat | DELEM | EMPLOYEE | Y | 1 | 0.5 | 01/01/2025 | 01/02/2024 | 6 | M | SJS | SJS | Patient Bed | 10-347 | Beds, Electric | 271227 | Stryker Medical | 3005S3EX | 161015759 | BEDS3 | BEDS 3 | 5102-12213 | SJS-Med/Surg/Tele Overflow 3North | 13 | IU | Active
BC188998 | PBEEL | Beds, Electronic | Demar Lemonius-MedStat | DELEM | EMPLOYEE | Y | 1 | 0.5 | 01/01/2025 | 01/02/2024 | 6 | M | SJS | SJS | Patient Bed | 10-347 | Beds, Electric | 271227 | Stryker Medical | 3005S3EX | 140515121 | BEDS3 | BEDS 3 | 5102-13100 | SJS-Intensive Care Unit I | 13 | IU | Active
BC190481 | PBEEL | Beds, Electronic | Demar Lemonius-MedStat | DELEM | EMPLOYEE | Y | 1 | 0.5 | 01/01/2025 | 01/02/2024 | 6 | M | SJS | SJS | Med Surg Bed | 10-347 | Beds, Electric | 101318 | Hill-Rom Company Inc | P7900A000010 | S297PF2059 | BEDS2 | BEDS 2 | 5102-23100 | SJS-Emergency Service | 13 | IU | Active
BC190483 | PBEEL | Beds, Electronic | Demar Lemonius-MedStat | DELEM | EMPLOYEE | Y | 1 | 0.5 | 01/01/2025 | 01/02/2024 | 6 | M | SJS | SJS | Critical Care Bed | 10-347 | Beds, Electric | 271227 | Stryker Medical | 2141-000-000 | U54526 | BEDMED | BEDS 1 | 5102-13100 | SJS-Intensive Care Unit I | 13 | IU | Active
BC190484 | PBEEL | Beds, Electronic | Demar Lemonius-MedStat | DELEM | EMPLOYEE | Y | 1 | 0.5 | 01/01/2025 | 01/02/2024 | 6 | M | SJS | SJS | Critical Care Bed | 10-347 | Beds, Electric | 271227 | Stryker Medical | 2141-000-000 | U54520 | BEDMED | BEDS 1 | 5102-13100 | SJS-Intensive Care Unit I | 13 | IU | Active
BC190485 | PBEEL | Beds, Electronic | Demar Lemonius-MedStat | DELEM | EMPLOYEE | Y | 1 | 0.5 | 01/01/2025 | 02/16/2024 | 6 | M | SJS | SJS | Critical Care Bed | 10-347 | Beds, Electric | 271227 | Stryker Medical | 2141-000-000 | U54522 | BEDMED | BEDS 1 | 5102-13100 | SJS-Intensive Care Unit I | 13 | IU | Active
BC190486 | PBEEL | Beds, Electronic | Demar Lemonius-MedStat | DELEM | EMPLOYEE | Y | 1 | 0.5 | 01/01/2025 | 02/15/2024 | 6 | M | SJS | SJS | Patient Bed | 10-347 | Beds, Electric | 271227 | Stryker Medical | 3005S3EX | 161015753 | BEDS3 | BEDS 3 | 5102-12213 | SJS-Med/Surg/Tele Overflow 3North | 13 | IU | Active
BC190488 | PBEEL | Beds, Electronic | Demar Lemonius-MedStat | DELEM | EMPLOYEE | Y | 1 | 0.5 | 01/01/2025 | 01/02/2024 | 6 | M | SJS | SJS | Patient Bed | 10-347 | Beds, Electric | 271227 | Stryker Medical | 3005S3EX | 140715732 | BEDS3 | BEDS 3 | 5102-12210 | SJS-Med/Surg Unit II 4East | 13 | IU | Active
BC190489 | PBEEL | Beds, Electronic | Demar Lemonius-MedStat | DELEM | EMPLOYEE | Y | 1 | 0.5 | 01/01/2025 | 02/16/2024 | 6 | M | SJS | SJS | Patient Bed | 10-347 | Beds, Electric | 271227 | Stryker Medical | 3005S3EX | 140415018 | BEDS3 | BEDS 3 | 5102-16527 | SJS-Mother/Baby Unit | 13 | IU | Active
BC190490 | PBEEL | Beds, Electronic | Demar Lemonius-MedStat | DELEM | EMPLOYEE | Y | 1 | 0.5 | 01/01/2025 | 02/08/2024 | 6 | M | SJS | SJS | Patient Bed | 10-347 | Beds, Electric | 271227 | Stryker Medical | 3005S3EX | 140415019 | BEDS3 | BEDS 3 | 5102-16527 | SJS-Mother/Baby Unit | 13 | IU | Active
BC190491 | PBEEL | Beds, Electronic | Demar Lemonius-MedStat | DELEM | EMPLOYEE | Y | 1 | 0.5 | 01/01/2025 | 01/02/2024 | 6 | M | SJS | SJS | Patient Bed | 10-347 | Beds, Electric | 271227 | Stryker Medical | 3005S3EX | 140715787 | BEDS3 | BEDS 3 | 5102-12210 | SJS-Med/Surg Unit II 4East | 13 | IU | Active
BC190492 | PBEEL | Beds, Electronic | Demar Lemonius-MedStat | DELEM | EMPLOYEE | Y | 1 | 0.5 | 01/01/2025 | 02/06/2024 | 6 | M | SJS | SJS | Patient Bed | 10-347 | Beds, Electric | 271227 | Stryker Medical | 3005S3EX | 140515113 | BEDS3 | BEDS 3 | 5102-13100 | SJS-Intensive Care Unit I | 13 | IU | Active
BC190493 | PBEEL | Beds, Electronic | Demar Lemonius-MedStat | DELEM | EMPLOYEE | Y | 1 | 0.5 | 01/01/2025 | 01/02/2024 | 6 | M | SJS | SJS | Birthing Bed | 15-732 | Beds, Electric, Birthing | 271227 | Stryker Medical | 4701-000-000 | 1407030054 | BEDS2 | BEDS 2 | 5102-22100 | SJS-Labor & Delivery | 13 | IU | Active
BC190494 | PBEEL | Beds, Electronic | Demar Lemonius-MedStat | DELEM | EMPLOYEE | Y | 1 | 0.5 | 01/01/2025 | 01/02/2024 | 6 | M | SJS | SJS | Birthing Bed | 15-732 | Beds, Electric, Birthing | 271227 | Stryker Medical | 4701-000-000 | 1606042050 | BEDS2 | BEDS 2 | 5102-22100 | SJS-Labor & Delivery | 13 | IU | Active
BC190495 | PBEEL | Beds, Electronic | Demar Lemonius-MedStat | DELEM | EMPLOYEE | Y | 1 | 0.5 | 01/01/2025 | 01/02/2024 | 6 | M | SJS | SJS | Birthing Bed | 15-732 | Beds, Electric, Birthing | 271227 | Stryker Medical | 4701-000-000 | 1407030051 | BEDS2 | BEDS 2 | 5102-22100 | SJS-Labor & Delivery | 13 | IU | Active
BC190496 | PBEEL | Beds, Electronic | Demar Lemonius-MedStat | DELEM | EMPLOYEE | Y | 1 | 1 | 01/01/2025 | 01/02/2024 | 6 | M | SJS | SJS | Birthing Bed | 15-732 | Beds, Electric, Birthing | 271227 | Stryker Medical | 4701-000-000 | 1407030052 | BEDS2 | BEDS 2 | 5102-22100 | SJS-Labor & Delivery | 13 | IU | Active
BC190497 | PBEEL | Beds, Electronic | Demar Lemonius-MedStat | DELEM | EMPLOYEE | Y | 1 | 0.5 | 01/01/2025 | 03/04/2024 | 6 | M | SJS | SJS | Birthing Bed | 15-732 | Beds, Electric, Birthing | 271227 | Stryker Medical | 4701-000-000 | 1407030053 | BEDS2 | BEDS 2 | 5102-22100 | SJS-Labor & Delivery | 13 | IU | Active
BC190498 | PBEEL | Beds, Electronic | Demar Lemonius-MedStat | DELEM | EMPLOYEE | Y | 1 | 0.5 | 01/01/2025 | 03/04/2024 | 6 | M | SJS | SJS | Birthing Bed | 15-732 | Beds, Electric, Birthing | 271227 | Stryker Medical | 4701-000-000 | 1606042048 | BEDS2 | BEDS 2 | 5102-22100 | SJS-Labor & Delivery | 13 | IU | Active
BC190499 | PBEEL | Beds, Electronic | Demar Lemonius-MedStat | DELEM | EMPLOYEE | Y | 1 | 0.5 | 01/01/2025 | 01/02/2024 | 6 | M | SJS | SJS | Patient Bed | 10-347 | Beds, Electric | 271227 | Stryker Medical | 3005S3EX | 161015764 | BEDS3 | BEDS 3 | 5102-12213 | SJS-Med/Surg/Tele Overflow 3North | 13 | IU | Active
BC190500 | PBEEL | Beds, Electronic | Demar Lemonius-MedStat | DELEM | EMPLOYEE | Y | 1 | 0.5 | 01/01/2025 | 01/02/2024 | 6 | M | SJS | SJS | Patient Bed | 10-347 | Beds, Electric | 271227 | Stryker Medical | 3005S3EX | 140715797 | BEDS3 | BEDS 3 | 5102-12210 | SJS-Med/Surg Unit II 4East | 13 | IU | Active
BC191501 | PBEEL | Beds, Electronic | Demar Lemonius-MedStat | DELEM | EMPLOYEE | Y | 1 | 0.5 | 01/01/2025 | 03/01/2024 | 6 | M | SJS | SJS | Med Surg Bed | 10-347 | Beds, Electric | 101318 | Hill-Rom Company Inc | P7900B100010 | U287PF7914 | BEDMED | BEDS 1 | 5102-12255 | SJS-ED Observation Unit 1South | 13 | IU | Active
BC191503 | PBEEL | Beds, Electronic | Demar Lemonius-MedStat | DELEM | EMPLOYEE | Y | 1 | 0.5 | 01/01/2025 | 01/02/2024 | 6 | M | SJS | SJS | Med Surg Bed | 10-347 | Beds, Electric | 101318 | Hill-Rom Company Inc | P7900B100010 | U291PF8261 | BEDMED | BEDS 1 | 5102-12255 | SJS-ED Observation Unit 1South | 13 | IU | Active
BC191504 | PBEEL | Beds, Electronic | Demar Lemonius-MedStat | DELEM | EMPLOYEE | Y | 1 | 0.5 | 01/01/2025 | 03/01/2024 | 6 | M | SJS | SJS | Med Surg Bed w/Air Surface Mat | 10-347 | Beds, Electric | 101318 | Hill-Rom Company Inc | P7900B100011 | U308PF9091 | BEDS3 | BEDS 3 | 5102-12213 | SJS-Med/Surg/Tele Overflow 3North | 13 | IU | Active
BC191505 | PBEEL | Beds, Electronic | Demar Lemonius-MedStat | DELEM | EMPLOYEE | Y | 1 | 0.5 | 01/01/2025 | 01/02/2024 | 6 | M | SJS | SJS | Med Surg Bed w/Air Surface Mat | 10-347 | Beds, Electric | 101318 | Hill-Rom Company Inc | P7900B100011 | U309PF9175 | BEDS3 | BEDS 3 | 5102-12213 | SJS-Med/Surg/Tele Overflow 3North | 13 | IU | Active
BC191506 | PBEEL | Beds, Electronic | Demar Lemonius-MedStat | DELEM | EMPLOYEE | Y | 1 | 0.5 | 01/01/2025 | 01/02/2024 | 6 | M | SJS | SJS | Med Surg Bed | 10-347 | Beds, Electric | 101318 | Hill-Rom Company Inc | P7900B100010 | U287PF7912 | BEDMED | BEDS 1 | 5102-12255 | SJS-ED Observation Unit 1South | 13 | IU | Active
BC191507 | PBEEL | Beds, Electronic | Demar Lemonius-MedStat | DELEM | EMPLOYEE | Y | 1 | 0.5 | 01/01/2025 | 01/02/2024 | 6 | M | SJS | SJS | Med Surg Bed | 10-347 | Beds, Electric | 101318 | Hill-Rom Company Inc | P7900B100010 | U294PF8326 | BEDMED | BEDS 1 | 5102-12255 | SJS-ED Observation Unit 1South | 13 | IU | Active
BC191508 | PBEEL | Beds, Electronic | Demar Lemonius-MedStat | DELEM | EMPLOYEE | Y | 1 | 0.5 | 01/01/2025 | 02/05/2024 | 6 | M | SJS | SJS | Med Surg Bed | 10-347 | Beds, Electric | 101318 | Hill-Rom Company Inc | P7900B100010 | U294PF8339 | BEDMED | BEDS 1 | 5102-12255 | SJS-ED Observation Unit 1South | 13 | IU | Active
BC191509 | PBEEL | Beds, Electronic | Demar Lemonius-MedStat | DELEM | EMPLOYEE | Y | 1 | 0.5 | 01/01/2025 | 01/02/2024 | 6 | M | SJS | SJS | Med Surg Bed | 10-347 | Beds, Electric | 101318 | Hill-Rom Company Inc | P7900B100010 | U294PF8343 | BEDMED | BEDS 1 | 5102-12255 | SJS-ED Observation Unit 1South | 13 | IU | Active
BC191510 | PBEEL | Beds, Electronic | Demar Lemonius-MedStat | DELEM | EMPLOYEE | Y | 1 | 0.5 | 01/01/2025 | 01/02/2024 | 6 | M | SJS | SJS | Med Surg Bed | 10-347 | Beds, Electric | 101318 | Hill-Rom Company Inc | P7900B100010 | U287PF7929 | BEDMED | BEDS 1 | 5102-12255 | SJS-ED Observation Unit 1South | 13 | IU | Active
BC191511 | PBEEL | Beds, Electronic | Demar Lemonius-MedStat | DELEM | EMPLOYEE | Y | 1 | 0.5 | 01/01/2025 | 01/02/2024 | 6 | M | SJS | SJS | Med Surg Bed | 10-347 | Beds, Electric | 101318 | Hill-Rom Company Inc | P7900B100010 | U296PF8464 | BEDMED | BEDS 1 | 5102-12255 | SJS-ED Observation Unit 1South | 13 | IU | Active
BC191512 | PBEEL | Beds, Electronic | Demar Lemonius-MedStat | DELEM | EMPLOYEE | Y | 1 | 0.5 | 01/01/2025 | 01/02/2024 | 6 | M | SJS | SJS | Med Surg Bed | 10-347 | Beds, Electric | 101318 | Hill-Rom Company Inc | P7900B100010 | U290PF8164 | BEDMED | BEDS 1 | 5102-12255 | SJS-ED Observation Unit 1South | 13 | IU | Active
BC191513 | PBEEL | Beds, Electronic | Demar Lemonius-MedStat | DELEM | EMPLOYEE | Y | 1 | 0.5 | 01/01/2025 | 01/02/2024 | 6 | M | SJS | SJS | Med Surg Bed | 10-347 | Beds, Electric | 101318 | Hill-Rom Company Inc | P7900B100010 | U291PF8259 | BEDMED | BEDS 1 | 5102-12255 | SJS-ED Observation Unit 1South | 13 | IU | Active
BC191514 | PBEEL | Beds, Electronic | Demar Lemonius-MedStat | DELEM | EMPLOYEE | Y | 1 | 0.5 | 01/01/2025 | 03/01/2024 | 6 | M | SJS | SJS | Med Surg Bed | 10-347 | Beds, Electric | 101318 | Hill-Rom Company Inc | P7900B100010 | U297PF8533 | BEDMED | BEDS 1 | 5102-12255 | SJS-ED Observation Unit 1South | 13 | IU | Active
BC191515 | PBEEL | Beds, Electronic | Demar Lemonius-MedStat | DELEM | EMPLOYEE | Y | 1 | 0.5 | 01/01/2025 | 02/05/2024 | 6 | M | SJS | SJS | Med Surg Bed | 10-347 | Beds, Electric | 101318 | Hill-Rom Company Inc | P7900A000010 | U294PF8341 | BEDMED | BEDS 1 | 5102-12255 | SJS-ED Observation Unit 1South | 13 | IU | Active
BC191516 | PBEEL | Beds, Electronic | Demar Lemonius-MedStat | DELEM | EMPLOYEE | Y | 1 | 0.5 | 01/01/2025 | 02/15/2024 | 6 | M | SJS | SJS | Med Surg Bed | 10-347 | Beds, Electric | 101318 | Hill-Rom Company Inc | P7900B100010 | U297PF8513 | BEDMED | BEDS 1 | 5102-12255 | SJS-ED Observation Unit 1South | 13 | IU | Active
BC191517 | PBEEL | Beds, Electronic | Demar Lemonius-MedStat | DELEM | EMPLOYEE | Y | 1 | 0.5 | 01/01/2025 | 01/02/2024 | 6 | M | SJS | SJS | Med Surg Bed | 10-347 | Beds, Electric | 101318 | Hill-Rom Company Inc | P7900B100010 | U284PF7845 | BEDMED | BEDS 1 | 5102-12255 | SJS-ED Observation Unit 1South | 13 | IU | Active
BC191518 | PBEEL | Beds, Electronic | Demar Lemonius-MedStat | DELEM | EMPLOYEE | Y | 1 | 0.5 | 01/01/2025 | 01/02/2024 | 6 | M | SJS | SJS | Med Surg Bed | 10-347 | Beds, Electric | 101318 | Hill-Rom Company Inc | P7900B100010 | U297PF8521 | BEDMED | BEDS 1 | 5102-12255 | SJS-ED Observation Unit 1South | 13 | IU | Active
BC191519 | PBEEL | Beds, Electronic | Demar Lemonius-MedStat | DELEM | EMPLOYEE | Y | 1 | 0.5 | 01/01/2025 | 01/02/2024 | 6 | M | SJS | SJS | Med Surg Bed | 10-347 | Beds, Electric | 101318 | Hill-Rom Company Inc | P7900B100010 | U290PF8173 | BEDMED | BEDS 1 | 5102-12255 | SJS-ED Observation Unit 1South | 13 | IU | Active
BC191520 | PBEEL | Beds, Electronic | Demar Lemonius-MedStat | DELEM | EMPLOYEE | Y | 1 | 0.5 | 01/01/2025 | 01/02/2024 | 6 | M | SJS | SJS | Med Surg Bed | 10-347 | Beds, Electric | 101318 | Hill-Rom Company Inc | P7900B100010 | U297PF8510 | BEDMED | BEDS 1 | 5102-12255 | SJS-ED Observation Unit 1South | 13 | IU | Active
BC192612 | PBEEL | Beds, Electronic | Demar Lemonius-MedStat | DELEM | EMPLOYEE | Y | 1 | 0.5 | 01/01/2025 | 03/01/2024 | 6 | M | SJS | SJS | Med Surg Bed w/Air Surface Mat | 10-347 | Beds, Electric | 101318 | Hill-Rom Company Inc | P7900B100009 | V090PF7530 | BEDS2 | BEDS 2 | 5102-16527 | SJS-Mother/Baby Unit | 13 | IU | Active
BC192613 | PBEEL | Beds, Electronic | Demar Lemonius-MedStat | DELEM | EMPLOYEE | Y | 1 | 0.5 | 01/01/2025 | 02/06/2024 | 6 | M | SJS | SJS | Med Surg Bed w/Air Surface Mat | 10-347 | Beds, Electric | 101318 | Hill-Rom Company Inc | P7900B100009 | V090PF7540 | BEDS2 | BEDS 2 | 5102-16527 | SJS-Mother/Baby Unit | 13 | IU | Active
BC192614 | PBEEL | Beds, Electronic | Demar Lemonius-MedStat | DELEM | EMPLOYEE | Y | 1 | 0.5 | 01/01/2025 | 02/06/2024 | 6 | M | SJS | SJS | Med Surg Bed w/Air Surface Mat | 10-347 | Beds, Electric | 101318 | Hill-Rom Company Inc | P7900B100009 | V090PF7538 | BEDS2 | BEDS 2 | 5102-16527 | SJS-Mother/Baby Unit | 13 | IU | Active
BC192615 | PBEEL | Beds, Electronic | Demar Lemonius-MedStat | DELEM | EMPLOYEE | Y | 1 | 0.5 | 01/01/2025 | 01/02/2024 | 6 | M | SJS | SJS | Med Surg Bed w/Air Surface Mat | 10-347 | Beds, Electric | 101318 | Hill-Rom Company Inc | P7900B100009 | V090PF7546 | BEDS2 | BEDS 2 | 5102-16527 | SJS-Mother/Baby Unit | 13 | IU | Active
BC192616 | PBEEL | Beds, Electronic | Demar Lemonius-MedStat | DELEM | EMPLOYEE | Y | 1 | 0.5 | 01/01/2025 | 01/02/2024 | 6 | M | SJS | SJS | Med Surg Bed w/Air Surface Mat | 10-347 | Beds, Electric | 101318 | Hill-Rom Company Inc | P7900B100009 | V090PF7533 | BEDS2 | BEDS 2 | 5102-16527 | SJS-Mother/Baby Unit | 13 | IU | Active
BC192617 | PBEEL | Beds, Electronic | Demar Lemonius-MedStat | DELEM | EMPLOYEE | Y | 1 | 0.5 | 01/01/2025 | 02/21/2024 | 6 | M | SJS | SJS | Med Surg Bed w/Air Surface Mat | 10-347 | Beds, Electric | 101318 | Hill-Rom Company Inc | P7900B100009 | V090PF7542 | BEDS2 | BEDS 2 | 5102-16527 | SJS-Mother/Baby Unit | 13 | IU | Active
BC192618 | PBEEL | Beds, Electronic | Demar Lemonius-MedStat | DELEM | EMPLOYEE | Y | 1 | 0.5 | 01/01/2025 | 01/02/2024 | 6 | M | SJS | SJS | Med Surg Bed w/Air Surface Mat | 10-347 | Beds, Electric | 101318 | Hill-Rom Company Inc | P7900B100009 | V090PF7536 | BEDS2 | BEDS 2 | 5102-16527 | SJS-Mother/Baby Unit | 13 | IU | Active
BC192619 | PBEEL | Beds, Electronic | Demar Lemonius-MedStat | DELEM | EMPLOYEE | Y | 1 | 0.5 | 01/01/2025 | 01/02/2024 | 6 | M | SJS | SJS | Med Surg Bed w/Air Surface Mat | 10-347 | Beds, Electric | 101318 | Hill-Rom Company Inc | P7900B100009 | V090PF7512 | BEDS2 | BEDS 2 | 5102-16527 | SJS-Mother/Baby Unit | 13 | IU | Active
BC192620 | PBEEL | Beds, Electronic | Demar Lemonius-MedStat | DELEM | EMPLOYEE | Y | 1 | 0.5 | 01/01/2025 | 02/21/2024 | 6 | M | SJS | SJS | Med Surg Bed w/Air Surface Mat | 10-347 | Beds, Electric | 101318 | Hill-Rom Company Inc | P7900B100009 | V090PF7518 | BEDS2 | BEDS 2 | 5102-16527 | SJS-Mother/Baby Unit | 13 | IU | Active
BC192621 | PBEEL | Beds, Electronic | Demar Lemonius-MedStat | DELEM | EMPLOYEE | Y | 1 | 0.5 | 01/01/2025 | 01/02/2024 | 6 | M | SJS | SJS | Med Surg Bed w/Air Surface Mat | 10-347 | Beds, Electric | 101318 | Hill-Rom Company Inc | P7900B100009 | V090PF7524 | BEDS2 | BEDS 2 | 5102-16527 | SJS-Mother/Baby Unit | 13 | IU | Active
BC192622 | PBEEL | Beds, Electronic | Demar Lemonius-MedStat | DELEM | EMPLOYEE | Y | 1 | 0.5 | 01/01/2025 | 03/01/2024 | 6 | M | SJS | SJS | Med Surg Bed w/Air Surface Mat | 10-347 | Beds, Electric | 101318 | Hill-Rom Company Inc | P7900B100009 | V090PF7527 | BEDS2 | BEDS 2 | 5102-16527 | SJS-Mother/Baby Unit | 13 | IU | Active
BC192623 | PBEEL | Beds, Electronic | Demar Lemonius-MedStat | DELEM | EMPLOYEE | Y | 1 | 0.5 | 01/01/2025 | 01/02/2024 | 6 | M | SJS | SJS | Med Surg Bed w/Air Surface Mat | 10-347 | Beds, Electric | 101318 | Hill-Rom Company Inc | P7900B100009 | V090PF7515 | BEDS2 | BEDS 2 | 5102-16527 | SJS-Mother/Baby Unit | 13 | IU | Active
BC192624 | PBEEL | Beds, Electronic | Demar Lemonius-MedStat | DELEM | EMPLOYEE | Y | 1 | 1 | 01/01/2025 | 01/02/2024 | 6 | M | SJS | SJS | Birthing Bed | 15-732 | Beds, Electric, Birthing | 101318 | Hill-Rom Company Inc | P3700E | Y076AA5946 |  |  | 5102-22100 | SJS-Labor & Delivery | 13 | IU | Active
BC192625 | PBEEL | Beds, Electronic | Demar Lemonius-MedStat | DELEM | EMPLOYEE | Y | 1 | 1 | 01/01/2025 | 01/02/2024 | 6 | M | SJS | SJS | Birthing Bed | 15-732 | Beds, Electric, Birthing | 101318 | Hill-Rom Company Inc | P3700E | Y079AA5951 |  |  | 5102-22100 | SJS-Labor & Delivery | 13 | IU | Active
BC192626 | PBEEL | Beds, Electronic | Demar Lemonius-MedStat | DELEM | EMPLOYEE | Y | 1 | 1 | 01/01/2025 | 01/02/2024 | 6 | M | SJS | SJS | Birthing Bed | 15-732 | Beds, Electric, Birthing | 101318 | Hill-Rom Company Inc | P3700E | Y079AA5950 |  |  | 5102-22100 | SJS-Labor & Delivery | 13 | IU | Active
BC192666 | PBEEL | Beds, Electronic | Demar Lemonius-MedStat | DELEM | EMPLOYEE | Y | 1 | 0.5 | 01/01/2025 | 01/02/2024 | 6 | M | SJS | SJS | Med Surg Bed w/Air Surface Mat | 10-347 | Beds, Electric | 101318 | Hill-Rom Company Inc | P7900B100009 | V090PF7486 | BEDMED | BEDS 1 | 5102-12213 | SJS-Med/Surg/Tele Overflow 3North | 13 | IU | Active
BC192667 | PBEEL | Beds, Electronic | Demar Lemonius-MedStat | DELEM | EMPLOYEE | Y | 1 | 0.5 | 01/01/2025 | 02/21/2024 | 6 | M | SJS | SJS | Med Surg Bed w/Air Surface Mat | 10-347 | Beds, Electric | 101318 | Hill-Rom Company Inc | P7900B100009 | V091PF7575 | BEDMED | BEDS 1 | 5102-12213 | SJS-Med/Surg/Tele Overflow 3North | 13 | IU | Active
BC192668 | PBEEL | Beds, Electronic | Demar Lemonius-MedStat | DELEM | EMPLOYEE | Y | 1 | 0.5 | 01/01/2025 | 01/02/2024 | 6 | M | SJS | SJS | Med Surg Bed w/Air Surface Mat | 10-347 | Beds, Electric | 101318 | Hill-Rom Company Inc | P7900B100009 | V091PF7563 | BEDMED | BEDS 1 | 5102-12213 | SJS-Med/Surg/Tele Overflow 3North | 13 | IU | Active
BC192669 | PBEEL | Beds, Electronic | Demar Lemonius-MedStat | DELEM | EMPLOYEE | Y | 1 | 0.5 | 01/01/2025 | 01/02/2024 | 6 | M | SJS | SJS | Med Surg Bed | 10-347 | Beds, Electric | 101318 | Hill-Rom Company Inc | P7900B100010 | V091PF7584 | BEDMED | BEDS 1 | 5102-12213 | SJS-Med/Surg/Tele Overflow 3North | 13 | IU | Active
BC192670 | PBEEL | Beds, Electronic | Demar Lemonius-MedStat | DELEM | EMPLOYEE | Y | 1 | 0.5 | 01/01/2025 | 01/02/2024 | 6 | M | SJS | SJS | Med Surg Bed | 10-347 | Beds, Electric | 101318 | Hill-Rom Company Inc | P7900B100010 | U290PF8162 | BEDMED | BEDS 1 | 5102-12213 | SJS-Med/Surg/Tele Overflow 3North | 13 | IU | Active
BC192671 | PBEEL | Beds, Electronic | Demar Lemonius-MedStat | DELEM | EMPLOYEE | Y | 1 | 0.5 | 01/01/2025 | 01/02/2024 | 6 | M | SJS | SJS | Med Surg Bed w/Air Surface Mat | 10-347 | Beds, Electric | 101318 | Hill-Rom Company Inc | P7900B100009 | V090PF7544 |  |  | 5102-12225 | SJS-Med/Surg Unit I 4West | 13 | IU | Active
BC192672 | PBEEL | Beds, Electronic | Gil Matos | GIMAT | EMPLOYEE | Y | 1 | 0.5 | 01/01/2025 | 02/09/2024 | 6 | M | SJS | SJS | Med Surg Bed w/Air Surface Mat | 10-347 | Beds, Electric | 101318 | Hill-Rom Company Inc | P7900B100009 | V091PF7578 |  |  | 5102-12213 | SJS-Med/Surg/Tele Overflow 3North | 13 | IU | Active
BC192673 | PBEEL | Beds, Electronic | Demar Lemonius-MedStat | DELEM | EMPLOYEE | Y | 1 | 0.5 | 01/01/2025 | 01/02/2024 | 6 | M | SJS | SJS | Med Surg Bed w/Air Surface Mat | 10-347 | Beds, Electric | 101318 | Hill-Rom Company Inc | P7900B100009 | V091PF7587 |  |  | 5102-12250 | SJS-Med/Surg/Tele Unit 4South | 13 | IU | Active
BC192674 | PBEEL | Beds, Electronic | Demar Lemonius-MedStat | DELEM | EMPLOYEE | Y | 1 | 0.5 | 01/01/2025 | 01/02/2024 | 6 | M | SJS | SJS | Med Surg Bed w/Air Surface Mat | 10-347 | Beds, Electric | 101318 | Hill-Rom Company Inc | P7900B100009 | V091PF7566 | BEDMED | BEDS 1 | 5102-12213 | SJS-Med/Surg/Tele Overflow 3North | 13 | IU | Active
BC192675 | PBEEL | Beds, Electronic | Demar Lemonius-MedStat | DELEM | EMPLOYEE | Y | 1 | 0.5 | 01/01/2025 | 01/02/2024 | 6 | M | SJS | SJS | Med Surg Bed w/Air Surface Mat | 10-347 | Beds, Electric | 101318 | Hill-Rom Company Inc | P7900B100009 | V091PF7572 | BEDMED | BEDS 1 | 5102-12213 | SJS-Med/Surg/Tele Overflow 3North | 13 | IU | Active
BC192676 | PBEEL | Beds, Electronic | Demar Lemonius-MedStat | DELEM | EMPLOYEE | Y | 1 | 0.5 | 01/01/2025 | 02/05/2024 | 6 | M | SJS | SJS | Med Surg Bed w/Air Surface Mat | 10-347 | Beds, Electric | 101318 | Hill-Rom Company Inc | P7900B100009 | V091PF7581 | BEDMED | BEDS 1 | 5102-12213 | SJS-Med/Surg/Tele Overflow 3North | 13 | IU | Active
BC192677 | PBEEL | Beds, Electronic | Demar Lemonius-MedStat | DELEM | EMPLOYEE | Y | 1 | 0.5 | 01/01/2025 | 02/05/2024 | 6 | M | SJS | SJS | Med Surg Bed w/Air Surface Mat | 10-347 | Beds, Electric | 101318 | Hill-Rom Company Inc | P7900B100009 | V091PF7690 | BEDMED | BEDS 1 | 5102-12213 | SJS-Med/Surg/Tele Overflow 3North | 13 | IU | Active
BC192678 | PBEEL | Beds, Electronic | Demar Lemonius-MedStat | DELEM | EMPLOYEE | Y | 1 | 0.5 | 01/01/2025 | 03/01/2024 | 6 | M | SJS | SJS | Med Surg Bed w/Air Surface Mat | 10-347 | Beds, Electric | 101318 | Hill-Rom Company Inc | P7900B100009 | V121PF1161 | BEDMED | BEDS 1 | 5102-12213 | SJS-Med/Surg/Tele Overflow 3North | 13 | IU | Active
BC192679 | PBEEL | Beds, Electronic | Demar Lemonius-MedStat | DELEM | EMPLOYEE | Y | 1 | 0.5 | 01/01/2025 | 01/02/2024 | 6 | M | SJS | SJS | Med Surg Bed w/Air Surface Mat | 10-347 | Beds, Electric | 101318 | Hill-Rom Company Inc | P7900B100009 | V091PF7675 | BEDMED | BEDS 1 | 5102-12213 | SJS-Med/Surg/Tele Overflow 3North | 13 | IU | Active
BC192682 | PBEEL | Beds, Electronic | Demar Lemonius-MedStat | DELEM | EMPLOYEE | Y | 1 | 0.5 | 01/01/2025 | 01/02/2024 | 6 | M | SJS | SJS | Med Surg Bed | 10-347 | Beds, Electric | 101318 | Hill-Rom Company Inc | P7900B100010 | U283PF7794 | BEDMED | BEDS 1 | 5102-12250 | SJS-Med/Surg/Tele Unit 4South | 13 | IU | Active
BC192687 | PBEEL | Beds, Electronic | Demar Lemonius-MedStat | DELEM | EMPLOYEE | Y | 1 | 0.5 | 01/01/2025 | 01/02/2024 | 6 | M | SJS | SJS | Med Surg Bed | 10-347 | Beds, Electric | 101318 | Hill-Rom Company Inc | P7900B100010 | U277PF7445 | BEDMED | BEDS 1 | 5102-12250 | SJS-Med/Surg/Tele Unit 4South | 13 | IU | Active
BC192689 | PBEEL | Beds, Electronic | Demar Lemonius-MedStat | DELEM | EMPLOYEE | Y | 1 | 0.5 | 01/01/2025 | 03/01/2024 | 6 | M | SJS | SJS | Med Surg Bed | 10-347 | Beds, Electric | 101318 | Hill-Rom Company Inc | P7900B100010 | U302PF8769 | BEDMED | BEDS 1 | 5102-12250 | SJS-Med/Surg/Tele Unit 4South | 13 | IU | Active
BC192690 | PBEEL | Beds, Electronic | Demar Lemonius-MedStat | DELEM | EMPLOYEE | Y | 1 | 0.5 | 01/01/2025 | 01/02/2024 | 6 | M | SJS | SJS | Med Surg Bed | 10-347 | Beds, Electric | 101318 | Hill-Rom Company Inc | P7900B100010 | U304PF8932 | BEDMED | BEDS 1 | 5102-12250 | SJS-Med/Surg/Tele Unit 4South | 13 | IU | Active
BC192695 | PBEEL | Beds, Electronic | Demar Lemonius-MedStat | DELEM | EMPLOYEE | Y | 1 | 0.5 | 01/01/2025 | 01/02/2024 | 6 | M | SJS | SJS | Med Surg Bed | 10-347 | Beds, Electric | 101318 | Hill-Rom Company Inc | P7900B100010 | U282PF7719 | BEDMED | BEDS 1 | 5102-12250 | SJS-Med/Surg/Tele Unit 4South | 13 | IU | Active
BC192696 | PBEEL | Beds, Electronic | Demar Lemonius-MedStat | DELEM | EMPLOYEE | Y | 1 | 0.5 | 01/01/2025 | 01/02/2024 | 6 | M | SJS | SJS | Med Surg Bed | 10-347 | Beds, Electric | 101318 | Hill-Rom Company Inc | P7900B100010 | U291PF8228 | BEDMED | BEDS 1 | 5102-12250 | SJS-Med/Surg/Tele Unit 4South | 13 | IU | Active
BC192697 | PBEEL | Beds, Electronic | Demar Lemonius-MedStat | DELEM | EMPLOYEE | Y | 1 | 0.5 | 01/01/2025 | 01/02/2024 | 6 | M | SJS | SJS | Med Surg Bed w/Air Surface Mat | 10-347 | Beds, Electric | 101318 | Hill-Rom Company Inc | P7900B100009 | U282PF7688 | BED4 | BEDS 4 | 5102-12250 | SJS-Med/Surg/Tele Unit 4South | 13 | IU | Active
BC192698 | PBEEL | Beds, Electronic | Demar Lemonius-MedStat | DELEM | EMPLOYEE | Y | 1 | 0.5 | 01/01/2025 | 01/02/2024 | 6 | M | SJS | SJS | Med Surg Bed | 10-347 | Beds, Electric | 101318 | Hill-Rom Company Inc | P7900B100010 | U276PF7417 | BEDMED | BEDS 1 | 5102-12250 | SJS-Med/Surg/Tele Unit 4South | 13 | IU | Active
BC192700 | PBEEL | Beds, Electronic | Demar Lemonius-MedStat | DELEM | EMPLOYEE | Y | 1 | 0.5 | 01/01/2025 | 02/05/2024 | 6 | M | SJS | SJS | Med Surg Bed | 10-347 | Beds, Electric | 101318 | Hill-Rom Company Inc | P7900B100010 | U283PF7777 | BEDMED | BEDS 1 | 5102-12250 | SJS-Med/Surg/Tele Unit 4South | 13 | IU | Active
BC192701 | PBEEL | Beds, Electronic | Demar Lemonius-MedStat | DELEM | EMPLOYEE | Y | 1 | 0.5 | 01/01/2025 | 02/15/2024 | 6 | M | SJS | SJS | Med Surg Bed | 10-347 | Beds, Electric | 101318 | Hill-Rom Company Inc | P7900A000010 | U282PF7708 | BED4 | BEDS 4 | 5102-12250 | SJS-Med/Surg/Tele Unit 4South | 13 | IU | Active
BC192702 | PBEEL | Beds, Electronic | Demar Lemonius-MedStat | DELEM | EMPLOYEE | Y | 1 | 0.5 | 01/01/2025 | 01/02/2024 | 6 | M | SJS | SJS | Med Surg Bed | 10-347 | Beds, Electric | 101318 | Hill-Rom Company Inc | P7900B100010 | U288PF7954 | BEDMED | BEDS 1 | 5102-12250 | SJS-Med/Surg/Tele Unit 4South | 13 | IU | Active
BC192704 | PBEEL | Beds, Electronic | Demar Lemonius-MedStat | DELEM | EMPLOYEE | Y | 1 | 0.5 | 01/01/2025 | 02/15/2024 | 6 | M | SJS | SJS | Med Surg Bed | 10-347 | Beds, Electric | 101318 | Hill-Rom Company Inc | P7900B100010 | U275PF7348 | BEDMED | BEDS 1 | 5102-12250 | SJS-Med/Surg/Tele Unit 4South | 13 | IU | Active
BC192705 | PBEEL | Beds, Electronic | Demar Lemonius-MedStat | DELEM | EMPLOYEE | Y | 1 | 0.5 | 01/01/2025 | 02/05/2024 | 6 | M | SJS | SJS | Med Surg Bed | 10-347 | Beds, Electric | 101318 | Hill-Rom Company Inc | P7900B100010 | U277PF7432 | BEDMED | BEDS 1 | 5102-12250 | SJS-Med/Surg/Tele Unit 4South | 13 | IU | Active
BC192707 | PBEEL | Beds, Electronic | Demar Lemonius-MedStat | DELEM | EMPLOYEE | Y | 1 | 0.5 | 01/01/2025 | 01/02/2024 | 6 | M | SJS | SJS | Med Surg Bed | 10-347 | Beds, Electric | 101318 | Hill-Rom Company Inc | P7900B100010 | U288PF7956 | BEDMED | BEDS 1 | 5102-12250 | SJS-Med/Surg/Tele Unit 4South | 13 | IU | Active
BC192708 | PBEEL | Beds, Electronic | Demar Lemonius-MedStat | DELEM | EMPLOYEE | Y | 1 | 0.5 | 01/01/2025 | 01/02/2024 | 6 | M | SJS | SJS | Med Surg Bed | 10-347 | Beds, Electric | 101318 | Hill-Rom Company Inc | P7900B100010 | U276PF7427 | BEDMED | BEDS 1 | 5102-12250 | SJS-Med/Surg/Tele Unit 4South | 13 | IU | Active
BC192710 | PBEEL | Beds, Electronic | Demar Lemonius-MedStat | DELEM | EMPLOYEE | Y | 1 | 0.5 | 01/01/2025 | 03/01/2024 | 6 | M | SJS | SJS | Med Surg Bed | 10-347 | Beds, Electric | 101318 | Hill-Rom Company Inc | P7900B100010 | U277PF7437 | BEDMED | BEDS 1 | 5102-12250 | SJS-Med/Surg/Tele Unit 4South | 13 | IU | Active
BC192711 | PBEEL | Beds, Electronic | Demar Lemonius-MedStat | DELEM | EMPLOYEE | Y | 1 | 0.5 | 01/01/2025 | 03/01/2024 | 6 | M | SJS | SJS | Med Surg Bed | 10-347 | Beds, Electric | 101318 | Hill-Rom Company Inc | P7900B100010 | U277PF7450 | BEDMED | BEDS 1 | 5102-12250 | SJS-Med/Surg/Tele Unit 4South | 13 | IU | Active
BC192716 | PBEEL | Beds, Electronic | Demar Lemonius-MedStat | DELEM | EMPLOYEE | Y | 1 | 0.5 | 01/01/2025 | 01/02/2024 | 6 | M | SJS | SJS | Med Surg Bed | 10-347 | Beds, Electric | 101318 | Hill-Rom Company Inc | P7900B100010 | U283PF7800 | BEDMED | BEDS 1 | 5102-12250 | SJS-Med/Surg/Tele Unit 4South | 13 | IU | Active
BC192718 | PBEEL | Beds, Electronic | Demar Lemonius-MedStat | DELEM | EMPLOYEE | Y | 1 | 0.5 | 01/01/2025 | 02/15/2024 | 6 | M | SJS | SJS | Med Surg Bed | 10-347 | Beds, Electric | 101318 | Hill-Rom Company Inc | P7900B100010 | U291PF8224 | BEDMED | BEDS 1 | 5102-12250 | SJS-Med/Surg/Tele Unit 4South | 13 | IU | Active
BC192719 | PBEEL | Beds, Electronic | Demar Lemonius-MedStat | DELEM | EMPLOYEE | Y | 1 | 0.5 | 01/01/2025 | 01/02/2024 | 6 | M | SJS | SJS | Med Surg Bed | 10-347 | Beds, Electric | 101318 | Hill-Rom Company Inc | P7900B100010 | W036PF9263 | BEDMED | BEDS 1 | 5102-12250 | SJS-Med/Surg/Tele Unit 4South | 13 | IU | Active
BC192720 | PBEEL | Beds, Electronic | Demar Lemonius-MedStat | DELEM | EMPLOYEE | Y | 1 | 0.5 | 01/01/2025 | 01/02/2024 | 6 | M | SJS | SJS | Med Surg Bed | 10-347 | Beds, Electric | 101318 | Hill-Rom Company Inc | P7900B100010 | W036PF9269 | BEDMED | BEDS 1 | 5102-12250 | SJS-Med/Surg/Tele Unit 4South | 13 | IU | Active
BC192721 | PBEEL | Beds, Electronic | Demar Lemonius-MedStat | DELEM | EMPLOYEE | Y | 1 | 0.5 | 01/01/2025 | 01/02/2024 | 6 | M | SJS | SJS | Med Surg Bed | 10-347 | Beds, Electric | 101318 | Hill-Rom Company Inc | P7900B100010 | V233PF2015 | BEDMED | BEDS 1 | 5102-12250 | SJS-Med/Surg/Tele Unit 4South | 13 | IU | Active
BC192722 | PBEEL | Beds, Electronic | Demar Lemonius-MedStat | DELEM | EMPLOYEE | Y | 1 | 0.5 | 01/01/2025 | 02/15/2024 | 6 | M | SJS | SJS | Med Surg Bed | 10-347 | Beds, Electric | 101318 | Hill-Rom Company Inc | P7900B100010 | W036PF9286 | BEDMED | BEDS 1 | 5102-12250 | SJS-Med/Surg/Tele Unit 4South | 13 | IU | Active
BC192723 | PBEEL | Beds, Electronic | Demar Lemonius-MedStat | DELEM | EMPLOYEE | Y | 1 | 0.5 | 01/01/2025 | 01/02/2024 | 6 | M | SJS | SJS | Med Surg Bed | 10-347 | Beds, Electric | 101318 | Hill-Rom Company Inc | P7900B100010 | W036PF9248 | BEDMED | BEDS 1 | 5102-12250 | SJS-Med/Surg/Tele Unit 4South | 13 | IU | Active
BC192724 | PBEEL | Beds, Electronic | Demar Lemonius-MedStat | DELEM | EMPLOYEE | Y | 1 | 0.5 | 01/01/2025 | 01/02/2024 | 6 | M | SJS | SJS | Med Surg Bed | 10-347 | Beds, Electric | 101318 | Hill-Rom Company Inc | P7900B100010 | W036PF9266 | BEDMED | BEDS 1 | 5102-12250 | SJS-Med/Surg/Tele Unit 4South | 13 | IU | Active
BC192725 | PBEEL | Beds, Electronic | Demar Lemonius-MedStat | DELEM | EMPLOYEE | Y | 1 | 0.5 | 01/01/2025 | 02/15/2024 | 6 | M | SJS | SJS | Med Surg Bed | 10-347 | Beds, Electric | 101318 | Hill-Rom Company Inc | P7900B100010 | W036PF9251 | BEDMED | BEDS 1 | 5102-12250 | SJS-Med/Surg/Tele Unit 4South | 13 | IU | Active
BC192726 | PBEEL | Beds, Electronic | Demar Lemonius-MedStat | DELEM | EMPLOYEE | Y | 1 | 0.5 | 01/01/2025 | 02/21/2024 | 6 | M | SJS | SJS | Med Surg Bed | 10-347 | Beds, Electric | 101318 | Hill-Rom Company Inc | P7900B100010 | W036PF9283 | BEDMED | BEDS 1 | 5102-12250 | SJS-Med/Surg/Tele Unit 4South | 13 | IU | Active
BC192727 | PBEEL | Beds, Electronic | Demar Lemonius-MedStat | DELEM | EMPLOYEE | Y | 1 | 0.5 | 01/01/2025 | 01/02/2024 | 6 | M | SJS | SJS | Med Surg Bed | 10-347 | Beds, Electric | 101318 | Hill-Rom Company Inc | P7900B100010 | W036PF9257 | BEDMED | BEDS 1 | 5102-12250 | SJS-Med/Surg/Tele Unit 4South | 13 | IU | Active
BC192728 | PBEEL | Beds, Electronic | Demar Lemonius-MedStat | DELEM | EMPLOYEE | Y | 1 | 0.5 | 01/01/2025 | 01/02/2024 | 6 | M | SJS | SJS | Med Surg Bed | 10-347 | Beds, Electric | 101318 | Hill-Rom Company Inc | P7900B100010 | W036PF9280 | BEDMED | BEDS 1 | 5102-12250 | SJS-Med/Surg/Tele Unit 4South | 13 | IU | Active
BC192729 | PBEEL | Beds, Electronic | Demar Lemonius-MedStat | DELEM | EMPLOYEE | Y | 1 | 0.5 | 01/01/2025 | 01/02/2024 | 6 | M | SJS | SJS | Med Surg Bed | 10-347 | Beds, Electric | 101318 | Hill-Rom Company Inc | P7900B100010 | W036PF9254 | BEDMED | BEDS 1 | 5102-12255 | SJS-ED Observation Unit 1South | 13 | IU | Active
BC192730 | PBEEL | Beds, Electronic | Demar Lemonius-MedStat | DELEM | EMPLOYEE | Y | 1 | 1 | 01/01/2025 | 01/02/2024 | 6 | M | SJS | SJS | Birthing Bed | 15-732 | Beds, Electric, Birthing | 271227 | Stryker Medical | 4701-000-000 | 2019007600586 |  |  | 5102-22100 | SJS-Labor & Delivery | 13 | IU | Active
BC192767 | PBEEL | Beds, Electronic | Demar Lemonius-MedStat | DELEM | EMPLOYEE | Y | 1 | 0.5 | 01/01/2025 | 01/02/2024 | 6 | M | SJS | SJS | Med Surg Bed | 10-347 | Beds, Electric | 101318 | Hill-Rom Company Inc | P7900B100010 | W036PF9234 | BEDMED | BEDS 1 | 5102-12250 | SJS-Med/Surg/Tele Unit 4South | 13 | IU | Active
BC192768 | PBEEL | Beds, Electronic | Demar Lemonius-MedStat | DELEM | EMPLOYEE | Y | 1 | 0.5 | 01/01/2025 | 01/02/2024 | 6 | M | SJS | SJS | Med Surg Bed | 10-347 | Beds, Electric | 101318 | Hill-Rom Company Inc | P7900B100010 | W036PF9272 | BEDMED | BEDS 1 | 5102-12250 | SJS-Med/Surg/Tele Unit 4South | 13 | IU | Active
BC192769 | PBEEL | Beds, Electronic | Demar Lemonius-MedStat | DELEM | EMPLOYEE | Y | 1 | 0.5 | 01/01/2025 | 01/02/2024 | 6 | M | SJS | SJS | Med Surg Bed | 10-347 | Beds, Electric | 101318 | Hill-Rom Company Inc | P7900B100010 | V233PF2016 | BEDMED | BEDS 1 | 5102-12250 | SJS-Med/Surg/Tele Unit 4South | 13 | IU | Active
BC192770 | PBEEL | Beds, Electronic | Demar Lemonius-MedStat | DELEM | EMPLOYEE | Y | 1 | 0.5 | 01/01/2025 | 01/02/2024 | 6 | M | SJS | SJS | Med Surg Bed | 10-347 | Beds, Electric | 101318 | Hill-Rom Company Inc | P7900B100010 | W036PF9260 | BEDMED | BEDS 1 | 5102-12250 | SJS-Med/Surg/Tele Unit 4South | 13 | IU | Active
BC192771 | PBEEL | Beds, Electronic | Demar Lemonius-MedStat | DELEM | EMPLOYEE | Y | 1 | 0.5 | 01/01/2025 | 01/02/2024 | 6 | M | SJS | SJS | Med Surg Bed | 10-347 | Beds, Electric | 101318 | Hill-Rom Company Inc | P7900B100010 | W036PF9275 | BEDMED | BEDS 1 | 5102-12250 | SJS-Med/Surg/Tele Unit 4South | 13 | IU | Active
BC192772 | PBEEL | Beds, Electronic | Demar Lemonius-MedStat | DELEM | EMPLOYEE | Y | 1 | 0.5 | 01/01/2025 | 02/01/2024 | 6 | M | SJS | SJS | Med Surg Bed | 10-347 | Beds, Electric | 101318 | Hill-Rom Company Inc | P7900B100010 | W036PF9277 | BEDMED | BEDS 1 | 5102-12250 | SJS-Med/Surg/Tele Unit 4South | 13 | IU | Active
BC192773 | PBEEL | Beds, Electronic | Demar Lemonius-MedStat | DELEM | EMPLOYEE | Y | 1 | 0.5 | 01/01/2025 | 02/07/2024 | 6 | M | SJS | SJS | Med Surg Bed | 10-347 | Beds, Electric | 101318 | Hill-Rom Company Inc | P7900B100010 | W036PF9287 | BEDMED | BEDS 1 | 5102-12250 | SJS-Med/Surg/Tele Unit 4South | 13 | IU | Active
BC192774 | PBEEL | Beds, Electronic | Demar Lemonius-MedStat | DELEM | EMPLOYEE | Y | 1 | 0.5 | 01/01/2025 | 01/02/2024 | 6 | M | SJS | SJS | Med Surg Bed | 10-347 | Beds, Electric | 101318 | Hill-Rom Company Inc | P7900B100010 | V087PF7365 | BEDMED | BEDS 1 | 5102-13100 | SJS-Intensive Care Unit I | 13 | IU | Active
BC192775 | PBEEL | Beds, Electronic | Demar Lemonius-MedStat | DELEM | EMPLOYEE | Y | 1 | 0.5 | 01/01/2025 | 01/02/2024 | 6 | M | SJS | SJS | Med Surg Bed | 10-347 | Beds, Electric | 101318 | Hill-Rom Company Inc | P7900B100010 | V086PF7292 | BEDMED | BEDS 1 | 5102-13100 | SJS-Intensive Care Unit I | 13 | IU | Active
BC192776 | PBEEL | Beds, Electronic | Demar Lemonius-MedStat | DELEM | EMPLOYEE | Y | 1 | 0.5 | 01/01/2025 | 01/02/2024 | 6 | M | SJS | SJS | Med Surg Bed | 10-347 | Beds, Electric | 101318 | Hill-Rom Company Inc | P7900B100010 | V086PF7276 | BEDMED | BEDS 1 | 5102-13100 | SJS-Intensive Care Unit I | 13 | IU | Active
BC192777 | PBEEL | Beds, Electronic | Demar Lemonius-MedStat | DELEM | EMPLOYEE | Y | 1 | 0.5 | 01/01/2025 | 02/05/2024 | 6 | M | SJS | SJS | Med Surg Bed | 10-347 | Beds, Electric | 101318 | Hill-Rom Company Inc | P7900B100010 | V087PF7344 | BEDMED | BEDS 1 | 5102-13100 | SJS-Intensive Care Unit I | 13 | IU | Active
BC192778 | PBEEL | Beds, Electronic | Demar Lemonius-MedStat | DELEM | EMPLOYEE | Y | 1 | 0.5 | 01/01/2025 | 01/02/2024 | 6 | M | SJS | SJS | Med Surg Bed | 10-347 | Beds, Electric | 101318 | Hill-Rom Company Inc | P7900B100010 | V087PF7377 | BEDMED | BEDS 1 | 5102-13100 | SJS-Intensive Care Unit I | 13 | IU | Active
BC192779 | PBEEL | Beds, Electronic | Demar Lemonius-MedStat | DELEM | EMPLOYEE | Y | 1 | 0.5 | 01/01/2025 | 01/02/2024 | 6 | M | SJS | SJS | Med Surg Bed | 10-347 | Beds, Electric | 101318 | Hill-Rom Company Inc | P7900B100010 | V092PF7864 | BEDMED | BEDS 1 | 5102-13100 | SJS-Intensive Care Unit I | 13 | IU | Active
BC192780 | PBEEL | Beds, Electronic | Demar Lemonius-MedStat | DELEM | EMPLOYEE | Y | 1 | 0.5 | 01/01/2025 | 01/02/2024 | 6 | M | SJS | SJS | Med Surg Bed | 10-347 | Beds, Electric | 101318 | Hill-Rom Company Inc | P7900B100010 | V087PF7341 | BEDMED | BEDS 1 | 5102-13100 | SJS-Intensive Care Unit I | 13 | IU | Active
BC192781 | PBEEL | Beds, Electronic | Demar Lemonius-MedStat | DELEM | EMPLOYEE | Y | 1 | 0.5 | 01/01/2025 | 01/02/2024 | 6 | M | SJS | SJS | Med Surg Bed | 10-347 | Beds, Electric | 101318 | Hill-Rom Company Inc | P7900B100010 | V092PF7863 | BEDMED | BEDS 1 | 5102-13100 | SJS-Intensive Care Unit I | 13 | IU | Active
BC192782 | PBEEL | Beds, Electronic | Demar Lemonius-MedStat | DELEM | EMPLOYEE | Y | 1 | 0.5 | 01/01/2025 | 01/02/2024 | 6 | M | SJS | SJS | Med Surg Bed | 10-347 | Beds, Electric | 101318 | Hill-Rom Company Inc | P7900B100010 | V092PF7868 | BEDMED | BEDS 1 | 5102-13100 | SJS-Intensive Care Unit I | 13 | IU | Active
BC192783 | PBEEL | Beds, Electronic | Demar Lemonius-MedStat | DELEM | EMPLOYEE | Y | 1 | 0.5 | 01/01/2025 | 01/02/2024 | 6 | M | SJS | SJS | Med Surg Bed | 10-347 | Beds, Electric | 101318 | Hill-Rom Company Inc | P7900B100010 | V078PF6439 | BEDMED | BEDS 1 | 5102-13100 | SJS-Intensive Care Unit I | 13 | IU | Active
BC192784 | PBEEL | Beds, Electronic | Demar Lemonius-MedStat | DELEM | EMPLOYEE | Y | 1 | 0.5 | 01/01/2025 | 01/02/2024 | 6 | M | SJS | SJS | Med Surg Bed | 10-347 | Beds, Electric | 101318 | Hill-Rom Company Inc | P7900B100010 | V079PF6475 | BEDMED | BEDS 1 | 5102-13100 | SJS-Intensive Care Unit I | 13 | IU | Active
BC192785 | PBEEL | Beds, Electronic | Demar Lemonius-MedStat | DELEM | EMPLOYEE | Y | 1 | 0.5 | 01/01/2025 | 02/15/2024 | 6 | M | SJS | SJS | Med Surg Bed w/Air Surface Mat | 10-347 | Beds, Electric | 101318 | Hill-Rom Company Inc | P7900B100009 | V087PF7336 | PROCAR | Progressive Care Unit | 5102-13100 | SJS-Intensive Care Unit I | 13 | IU | Active
BC192786 | PBEEL | Beds, Electronic | Demar Lemonius-MedStat | DELEM | EMPLOYEE | Y | 1 | 0.5 | 01/01/2025 | 01/02/2024 | 6 | M | SJS | SJS | Med Surg Bed | 10-347 | Beds, Electric | 101318 | Hill-Rom Company Inc | P7900B100010 | V086PF7300 | BEDMED | BEDS 1 | 5102-12250 | SJS-Med/Surg/Tele Unit 4South | 13 | IU | Active
BC192787 | PBEEL | Beds, Electronic | Demar Lemonius-MedStat | DELEM | EMPLOYEE | Y | 1 | 0.5 | 01/01/2025 | 01/02/2024 | 6 | M | SJS | SJS | Med Surg Bed | 10-347 | Beds, Electric | 101318 | Hill-Rom Company Inc | P7900B100010 | V087PF7353 | BEDMED | BEDS 1 | 5102-12250 | SJS-Med/Surg/Tele Unit 4South | 13 | IU | Active
BC192788 | PBEEL | Beds, Electronic | Demar Lemonius-MedStat | DELEM | EMPLOYEE | Y | 1 | 0.5 | 01/01/2025 | 02/15/2024 | 6 | M | SJS | SJS | Med Surg Bed | 10-347 | Beds, Electric | 101318 | Hill-Rom Company Inc | P7900B100010 | V078PF6435 | BEDMED | BEDS 1 | 5102-13100 | SJS-Intensive Care Unit I | 13 | IU | Active
BC192789 | PBEEL | Beds, Electronic | Demar Lemonius-MedStat | DELEM | EMPLOYEE | Y | 1 | 0.5 | 01/01/2025 | 01/02/2024 | 6 | M | SJS | SJS | Med Surg Bed | 10-347 | Beds, Electric | 101318 | Hill-Rom Company Inc | P7900B100010 | V087PF7350 | BEDMED | BEDS 1 | 5102-12250 | SJS-Med/Surg/Tele Unit 4South | 13 | IU | Active
BC192790 | PBEEL | Beds, Electronic | Demar Lemonius-MedStat | DELEM | EMPLOYEE | Y | 1 | 0.5 | 01/01/2025 | 01/02/2024 | 6 | M | SJS | SJS | Med Surg Bed | 10-347 | Beds, Electric | 101318 | Hill-Rom Company Inc | P7900B100010 | V094PF8082 | BEDMED | BEDS 1 | 5102-12250 | SJS-Med/Surg/Tele Unit 4South | 13 | IU | Active
BC192791 | PBEEL | Beds, Electronic | Demar Lemonius-MedStat | DELEM | EMPLOYEE | Y | 1 | 0.5 | 01/01/2025 | 03/01/2024 | 6 | M | SJS | SJS | Med Surg Bed | 10-347 | Beds, Electric | 101318 | Hill-Rom Company Inc | P7900B100010 | V094PF8091 | BEDMED | BEDS 1 | 5102-16527 | SJS-Mother/Baby Unit | 13 | IU | Active
BC192792 | PBEEL | Beds, Electronic | Demar Lemonius-MedStat | DELEM | EMPLOYEE | Y | 1 | 0.5 | 01/01/2025 | 01/02/2024 | 6 | M | SJS | SJS | Med Surg Bed | 10-347 | Beds, Electric | 101318 | Hill-Rom Company Inc | P7900B100010 | V094PF8075 | BEDMED | BEDS 1 | 5102-12255 | SJS-ED Observation Unit 1South | 13 | IU | Active
BC192793 | PBEEL | Beds, Electronic | Demar Lemonius-MedStat | DELEM | EMPLOYEE | Y | 1 | 0.5 | 01/01/2025 | 01/02/2024 | 6 | M | SJS | SJS | Med Surg Bed | 10-347 | Beds, Electric | 101318 | Hill-Rom Company Inc | P7900B100010 | V079PF6479 | BEDMED | BEDS 1 | 5102-12250 | SJS-Med/Surg/Tele Unit 4South | 13 | IU | Active
BC192794 | PBEEL | Beds, Electronic | Demar Lemonius-MedStat | DELEM | EMPLOYEE | Y | 1 | 0.5 | 01/01/2025 | 02/21/2024 | 6 | M | SJS | SJS | Med Surg Bed w/Air Surface Mat | 10-347 | Beds, Electric | 101318 | Hill-Rom Company Inc | P7900B100009 | V094PF8084 |  |  | 5102-12225 | SJS-Med/Surg Unit I 4West | 13 | IU | Active
BC192795 | PBEEL | Beds, Electronic | Demar Lemonius-MedStat | DELEM | EMPLOYEE | Y | 1 | 0.5 | 01/01/2025 | 03/01/2024 | 6 | M | SJS | SJS | Med Surg Bed | 10-347 | Beds, Electric | 101318 | Hill-Rom Company Inc | P7900B100010 | V076PF6131 | BEDMED | BEDS 1 | 5102-12213 | SJS-Med/Surg/Tele Overflow 3North | 13 | IU | Active
BC192796 | PBEEL | Beds, Electronic | Demar Lemonius-MedStat | DELEM | EMPLOYEE | Y | 1 | 0.5 | 01/01/2025 | 01/02/2024 | 6 | M | SJS | SJS | Med Surg Bed | 10-347 | Beds, Electric | 101318 | Hill-Rom Company Inc | P7900B100010 | V078PF6447 | BEDMED | BEDS 1 | 5102-13100 | SJS-Intensive Care Unit I | 13 | IU | Active
BC192797 | PBEEL | Beds, Electronic | Demar Lemonius-MedStat | DELEM | EMPLOYEE | Y | 1 | 0.5 | 01/01/2025 | 01/02/2024 | 6 | M | SJS | SJS | Med Surg Bed | 10-347 | Beds, Electric | 101318 | Hill-Rom Company Inc | P7900B100010 | V086PF7284 | BEDMED | BEDS 1 | 5102-12250 | SJS-Med/Surg/Tele Unit 4South | 13 | IU | Active
BC192798 | PBEEL | Beds, Electronic | Demar Lemonius-MedStat | DELEM | EMPLOYEE | Y | 1 | 0.5 | 01/01/2025 | 02/09/2024 | 6 | M | SJS | SJS | Med Surg Bed w/Air Surface Mat | 10-347 | Beds, Electric | 101318 | Hill-Rom Company Inc | P7900B100009 | V121PF1159 | BEDS3 | BEDS 3 | 5102-12213 | SJS-Med/Surg/Tele Overflow 3North | 13 | IU | Active
BC192799 | PBEEL | Beds, Electronic | Demar Lemonius-MedStat | DELEM | EMPLOYEE | Y | 1 | 0.5 | 01/01/2025 | 01/02/2024 | 6 | M | SJS | SJS | Med Surg Bed | 10-347 | Beds, Electric | 101318 | Hill-Rom Company Inc | P7900B100010 | V182PF8445 | BEDMED | BEDS 1 | 5102-12213 | SJS-Med/Surg/Tele Overflow 3North | 13 | IU | Active
BC192800 | PBEEL | Beds, Electronic | Demar Lemonius-MedStat | DELEM | EMPLOYEE | Y | 1 | 0.5 | 01/01/2025 | 01/02/2024 | 6 | M | SJS | SJS | Med Surg Bed w/Air Surface Mat | 10-347 | Beds, Electric | 101318 | Hill-Rom Company Inc | P7900B100009 | V121PF1180 | BEDS3 | BEDS 3 | 5102-12213 | SJS-Med/Surg/Tele Overflow 3North | 13 | IU | Active
BC192801 | PBEEL | Beds, Electronic | Demar Lemonius-MedStat | DELEM | EMPLOYEE | Y | 1 | 0.5 | 01/01/2025 | 01/02/2024 | 6 | M | SJS | SJS | Med Surg Bed | 10-347 | Beds, Electric | 101318 | Hill-Rom Company Inc | P7900B100010 | V090PF7560 | BEDMED | BEDS 1 | 5102-12213 | SJS-Med/Surg/Tele Overflow 3North | 13 | IU | Active
BC192802 | PBEEL | Beds, Electronic | Demar Lemonius-MedStat | DELEM | EMPLOYEE | Y | 1 | 0.5 | 01/01/2025 | 01/02/2024 | 6 | M | SJS | SJS | Med Surg Bed w/Air Surface Mat | 10-347 | Beds, Electric | 101318 | Hill-Rom Company Inc | P7900B100009 | V182PF8439 | BEDS2 | BEDS 2 | 5102-12213 | SJS-Med/Surg/Tele Overflow 3North | 13 | IU | Active
BC192803 | PBEEL | Beds, Electronic | Demar Lemonius-MedStat | DELEM | EMPLOYEE | Y | 1 | 0.5 | 01/01/2025 | 02/15/2024 | 6 | M | SJS | SJS | Med Surg Bed | 10-347 | Beds, Electric | 101318 | Hill-Rom Company Inc | P7900B100010 | V121PF1182 | BEDMED | BEDS 1 | 5102-12213 | SJS-Med/Surg/Tele Overflow 3North | 13 | IU | Active
BC192804 | PBEEL | Beds, Electronic | Demar Lemonius-MedStat | DELEM | EMPLOYEE | Y | 1 | 0.5 | 01/01/2025 | 03/01/2024 | 6 | M | SJS | SJS | Med Surg Bed w/Air Surface Mat | 10-347 | Beds, Electric | 101318 | Hill-Rom Company Inc | P7900B100009 | V091PF7569 | BEDS3 | BEDS 3 | 5102-12213 | SJS-Med/Surg/Tele Overflow 3North | 13 | IU | Active
BC193697 | PBEEL | Beds, Electronic | Demar Lemonius-MedStat | DELEM | EMPLOYEE | Y | 1 | 0.5 | 01/01/2025 | 01/02/2024 | 6 | M | SJS | SJS | Patient Bed | 10-347 | Beds, Electric | 271227 | Stryker Medical | 3005S3EX | 161015767 | BEDS2 | BEDS 2 | 5102-12213 | SJS-Med/Surg/Tele Overflow 3North | 13 | IU | Active
BC193698 | PBEEL | Beds, Electronic | Demar Lemonius-MedStat | DELEM | EMPLOYEE | Y | 1 | 0.5 | 01/01/2025 | 01/02/2024 | 6 | M | SJS | SJS | Med Surg Bed w/Air Surface Mat | 10-347 | Beds, Electric | 101318 | Hill-Rom Company Inc | P7900A000011 | S257PF1400 | BEDS2 | BEDS 2 | 5102-23100 | SJS-Emergency Service | 13 | IU | Active
BC193699 | PBEEL | Beds, Electronic | Demar Lemonius-MedStat | DELEM | EMPLOYEE | Y | 1 | 0.5 | 01/01/2025 | 03/01/2024 | 6 | M | SJS | SJS | Med Surg Bed w/Air Surface Mat | 10-347 | Beds, Electric | 101318 | Hill-Rom Company Inc | P7900A000011 | S257PF1395 | BEDS2 | BEDS 2 | 5102-23100 | SJS-Emergency Service | 13 | IU | Active
BC193700 | PBEEL | Beds, Electronic | Demar Lemonius-MedStat | DELEM | EMPLOYEE | Y | 1 | 0.5 | 01/01/2025 | 03/13/2024 | 6 | M | SJS | SJS | Patient Bed | 10-347 | Beds, Electric | 271227 | Stryker Medical | 3005S3EX | 161015770 | BEDS2 | BEDS 2 | 5102-12213 | SJS-Med/Surg/Tele Overflow 3North | 13 | IU | Active
BC193701 | PBEEL | Beds, Electronic | Demar Lemonius-MedStat | DELEM | EMPLOYEE | Y | 1 | 0.5 | 01/01/2025 | 01/02/2024 | 6 | M | SJS | SJS | Patient Bed | 10-347 | Beds, Electric | 271227 | Stryker Medical | 3005S3EX | 140515101 | BEDS2 | BEDS 2 | 5102-13100 | SJS-Intensive Care Unit I | 13 | IU | Active
BC193702 | PBEEL | Beds, Electronic | Demar Lemonius-MedStat | DELEM | EMPLOYEE | Y | 1 | 0.5 | 01/01/2025 | 02/15/2024 | 6 | M | SJS | SJS | Patient Bed | 10-347 | Beds, Electric | 271227 | Stryker Medical | 3005S3EX | 140515093 | BEDS2 | BEDS 2 | 5102-13100 | SJS-Intensive Care Unit I | 13 | IU | Active
BC193703 | PBEEL | Beds, Electronic | Demar Lemonius-MedStat | DELEM | EMPLOYEE | Y | 1 | 0.5 | 01/01/2025 | 02/16/2024 | 6 | M | SJS | SJS | Patient Bed | 10-347 | Beds, Electric | 271227 | Stryker Medical | 3005S3EX | 140715788 | BEDS2 | BEDS 2 | 5102-12210 | SJS-Med/Surg Unit II 4East | 13 | IU | Active
BC193706 | PBEEL | Beds, Electronic | Demar Lemonius-MedStat | DELEM | EMPLOYEE | Y | 1 | 0.5 | 01/01/2025 | 01/02/2024 | 6 | M | SJS | SJS | Patient Bed | 10-347 | Beds, Electric | 271227 | Stryker Medical | 3005S3EX | 140715723 | BEDS2 | BEDS 2 | 5102-12210 | SJS-Med/Surg Unit II 4East | 13 | IU | Active
BC193707 | PBEEL | Beds, Electronic | Demar Lemonius-MedStat | DELEM | EMPLOYEE | Y | 1 | 0.5 | 01/01/2025 | 01/02/2024 | 6 | M | SJS | SJS | Med Surg Bed | 10-347 | Beds, Electric | 101318 | Hill-Rom Company Inc | P7900A000010 | T002PF3055 | BEDS2 | BEDS 2 | 5102-23100 | SJS-Emergency Service | 13 | IU | Active
BC193765 | PBEEL | Beds, Electronic | Demar Lemonius-MedStat | DELEM | EMPLOYEE | Y | 1 | 0.5 | 01/01/2025 | 01/02/2024 | 6 | M | SJS | SJS | Med Surg Bed | 10-347 | Beds, Electric | 101318 | Hill-Rom Company Inc | P7900A000010 | S251PF1205 | BEDS2 | BEDS 2 | 5102-23100 | SJS-Emergency Service | 13 | IU | Active
BC193767 | PBEEL | Beds, Electronic | Demar Lemonius-MedStat | DELEM | EMPLOYEE | Y | 1 | 0.5 | 01/01/2025 | 01/02/2024 | 6 | M | SJS | SJS | Patient Bed | 10-347 | Beds, Electric | 271227 | Stryker Medical | 3005S3EX | 140515109 | BEDS2 | BEDS 2 | 5102-13100 | SJS-Intensive Care Unit I | 13 | IU | Active
BC195014 | PBEEL | Beds, Electronic | Demar Lemonius-MedStat | DELEM | EMPLOYEE | Y | 1 | 0.5 | 01/01/2025 | 02/15/2024 | 6 | M | SJS | SJS | Patient Bed | 10-347 | Beds, Electric | 271227 | Stryker Medical | 3005S3EX | 140515114 | BEDS2 | BEDS 2 | 5102-12213 | SJS-Med/Surg/Tele Overflow 3North | 13 | IU | Active
BC195015 | PBEEL | Beds, Electronic | Demar Lemonius-MedStat | DELEM | EMPLOYEE | Y | 1 | 0.5 | 01/01/2025 | 01/02/2024 | 6 | M | SJS | SJS | Patient Bed | 10-347 | Beds, Electric | 271227 | Stryker Medical | 3005S3EX | 161015751 | BEDS2 | BEDS 2 | 5102-12213 | SJS-Med/Surg/Tele Overflow 3North | 13 | IU | Active
BC195016 | PBEEL | Beds, Electronic | Demar Lemonius-MedStat | DELEM | EMPLOYEE | Y | 1 | 0.5 | 01/01/2025 | 01/02/2024 | 6 | M | SJS | SJS | Patient Bed | 10-347 | Beds, Electric | 271227 | Stryker Medical | 3005S3EX | 140515100 | BEDS2 | BEDS 2 | 5102-12225 | SJS-Med/Surg Unit I 4West | 13 | IU | Active
BC195017 | PBEEL | Beds, Electronic | Demar Lemonius-MedStat | DELEM | EMPLOYEE | Y | 1 | 0.5 | 01/01/2025 | 02/16/2024 | 6 | M | SJS | SJS | Patient Bed | 10-347 | Beds, Electric | 271227 | Stryker Medical | 3005S3EX | 140715786 | BEDS2 | BEDS 2 | 5102-12225 | SJS-Med/Surg Unit I 4West | 13 | IU | Active
BC195018 | PBEEL | Beds, Electronic | Demar Lemonius-MedStat | DELEM | EMPLOYEE | Y | 1 | 0.5 | 01/01/2025 | 01/02/2024 | 6 | M | SJS | SJS | Patient Bed | 10-347 | Beds, Electric | 271227 | Stryker Medical | 3005S3EX | 140715721 | BEDS2 | BEDS 2 | 5102-12210 | SJS-Med/Surg Unit II 4East | 13 | IU | Active
BC195019 | PBEEL | Beds, Electronic | Demar Lemonius-MedStat | DELEM | EMPLOYEE | Y | 1 | 0.5 | 01/01/2025 | 02/21/2024 | 6 | M | SJS | SJS | Patient Bed | 10-347 | Beds, Electric | 271227 | Stryker Medical | 3005S3EX | 161015754 | BEDS2 | BEDS 2 | 5102-12213 | SJS-Med/Surg/Tele Overflow 3North | 13 | IU | Active
BC195020 | PBEEL | Beds, Electronic | Demar Lemonius-MedStat | DELEM | EMPLOYEE | Y | 1 | 0.5 | 01/01/2025 | 02/06/2024 | 6 | M | SJS | SJS | Patient Bed | 10-347 | Beds, Electric | 271227 | Stryker Medical | 3005S3EX | 140715725 | BEDS2 | BEDS 2 | 5102-12210 | SJS-Med/Surg Unit II 4East | 13 | IU | Active
BC195021 | PBEEL | Beds, Electronic | Demar Lemonius-MedStat | DELEM | EMPLOYEE | Y | 1 | 0.5 | 01/01/2025 | 01/02/2024 | 6 | M | SJS | SJS | Patient Bed | 10-347 | Beds, Electric | 271227 | Stryker Medical | 3005S3EX | 140715791 | BEDS2 | BEDS 2 | 5102-12210 | SJS-Med/Surg Unit II 4East | 13 | IU | Active
BC195022 | PBEEL | Beds, Electronic | Demar Lemonius-MedStat | DELEM | EMPLOYEE | Y | 1 | 0.5 | 01/01/2025 | 03/01/2024 | 6 | M | SJS | SJS | Critical Care Bed | 10-347 | Beds, Electric | 271227 | Stryker Medical | 2141-000-000 | U54523 | BEDMED | BEDS 1 | 5102-13100 | SJS-Intensive Care Unit I | 13 | IU | Active
BC195023 | PBEEL | Beds, Electronic | Demar Lemonius-MedStat | DELEM | EMPLOYEE | Y | 1 | 0.5 | 01/01/2025 | 01/02/2024 | 6 | M | SJS | SJS | Patient Bed | 10-347 | Beds, Electric | 271227 | Stryker Medical | 3005S3EX | 140715785 | BEDS2 | BEDS 2 | 5102-12225 | SJS-Med/Surg Unit I 4West | 13 | IU | Active
BC195024 | PBEEL | Beds, Electronic | Demar Lemonius-MedStat | DELEM | EMPLOYEE | Y | 1 | 0.5 | 01/01/2025 | 02/05/2024 | 6 | M | SJS | SJS | Patient Bed | 10-347 | Beds, Electric | 271227 | Stryker Medical | 3005S3EX | 140515098 | BEDS2 | BEDS 2 | 5102-12225 | SJS-Med/Surg Unit I 4West | 13 | IU | Active
BC195025 | PBEEL | Beds, Electronic | Demar Lemonius-MedStat | DELEM | EMPLOYEE | Y | 1 | 0.5 | 01/01/2025 | 02/15/2024 | 6 | M | SJS | SJS | Patient Bed | 10-347 | Beds, Electric | 271227 | Stryker Medical | 3005S3EX | 161015774 | BEDS2 | BEDS 2 | 5102-12213 | SJS-Med/Surg/Tele Overflow 3North | 13 | IU | Active
BC195026 | PBEEL | Beds, Electronic | Demar Lemonius-MedStat | DELEM | EMPLOYEE | Y | 1 | 0.5 | 01/01/2025 | 01/02/2024 | 6 | M | SJS | SJS | Patient Bed | 10-347 | Beds, Electric | 271227 | Stryker Medical | 3005S3EX | 140515118 | BEDS2 | BEDS 2 | 5102-12225 | SJS-Med/Surg Unit I 4West | 13 | IU | Active
BC195027 | PBEEL | Beds, Electronic | Demar Lemonius-MedStat | DELEM | EMPLOYEE | Y | 1 | 0.5 | 01/01/2025 | 01/02/2024 | 6 | M | SJS | SJS | Patient Bed | 10-347 | Beds, Electric | 271227 | Stryker Medical | 3005S3EX | 140415015 | BEDS2 | BEDS 2 | 5102-16527 | SJS-Mother/Baby Unit | 13 | IU | Active
BC195028 | PBEEL | Beds, Electronic | Demar Lemonius-MedStat | DELEM | EMPLOYEE | Y | 1 | 0.5 | 01/01/2025 | 03/05/2024 | 6 | M | SJS | SJS | Patient Bed | 10-347 | Beds, Electric | 271227 | Stryker Medical | 3005S3EX | 140715736 | BEDS2 | BEDS 2 | 5102-12210 | SJS-Med/Surg Unit II 4East | 13 | IU | Active
BC195030 | PBEEL | Beds, Electronic | Demar Lemonius-MedStat | DELEM | EMPLOYEE | Y | 1 | 0.5 | 01/01/2025 | 01/02/2024 | 6 | M | SJS | SJS | Patient Bed | 10-347 | Beds, Electric | 271227 | Stryker Medical | 3005S3EX | 140715720 | BEDS2 | BEDS 2 | 5102-12210 | SJS-Med/Surg Unit II 4East | 13 | IU | Active
BC195058 | PBEEL | Beds, Electronic | Demar Lemonius-MedStat | DELEM | EMPLOYEE | Y | 1 | 0.5 | 01/01/2025 | 01/02/2024 | 6 | M | SJS | SJS | Birthing Bed | 15-732 | Beds, Electric, Birthing | 271227 | Stryker Medical | 4701-000-000 | 0906033543 | BEDS2 | BEDS 2 | 5102-22100 | SJS-Labor & Delivery | 13 | IU | Active
BC195060 | PBEEL | Beds, Electronic | Demar Lemonius-MedStat | DELEM | EMPLOYEE | Y | 1 | 0.5 | 01/01/2025 | 01/02/2024 | 6 | M | SJS | SJS | Birthing Bed | 15-732 | Beds, Electric, Birthing | 271227 | Stryker Medical | 4701-000-000 | 0906033542 | BEDS2 | BEDS 2 | 5102-22100 | SJS-Labor & Delivery | 13 | IU | Active
BC195093 | PBEEL | Beds, Electronic | Demar Lemonius-MedStat | DELEM | EMPLOYEE | Y | 1 | 0.5 | 01/01/2025 | 02/05/2024 | 6 | M | SJS | SJS | Patient Bed | 10-347 | Beds, Electric | 271227 | Stryker Medical | 3005S3EX | 161015756 | BEDS2 | BEDS 2 | 5102-12213 | SJS-Med/Surg/Tele Overflow 3North | 13 | IU | Active
ENV-ANESTH | PANENP | Annual ENV PM | Darren Eaton | DAEAT | EMPLOYEE | Y | 1 | 5 | 02/01/2025 | 01/29/2024 | 2 | M | SJS | SJS | Department Environment Rounds | CC-056 | Environment | 000 | Misc-Numbers | ENVIRONMENT | Environment |  |  | 5102-20100 | SJS-Anesthesiology | 26 | IU | Active
ENV-BC | PANENP | Annual ENV PM | Darren Eaton | DAEAT | EMPLOYEE | Y | 1 | 5 | 06/01/2024 | 07/18/2023 | 2 | M | SJS | SJS | Department Environment Rounds | CC-056 | Environment | 000 | Misc-Numbers | ENVIRONMENT | Environment |  |  | 5102-33510 | SJS-Breast Center | 12 | IU | Active
ENV-BLOOD | PANENP | Annual ENV PM | Gerson Colon | 94805 | EMPLOYEE | Y | 1 | 5 | 05/01/2024 | 05/09/2023 | 2 | M | SJS | SJS | Department Environment Rounds | CC-056 | Environment | 000 | Misc-Numbers | ENVIRONMENT | Environment |  |  | 5102-31100 | SJS-Blood Services | 12 | IU | Active
ENV-CTSCAN | PANENP | Annual ENV PM | Darren Eaton | DAEAT | EMPLOYEE | Y | 1 | 5 | 06/01/2024 | 07/18/2023 | 2 | M | SJS | SJS | Department Environment Rounds | CC-056 | Environment | 000 | Misc-Numbers | ENVIRONMENT | Environment |  |  | 5102-33100 | SJS-CT Scan | 12 | IU | Active
ENV-CYTOGEN | PANENP | Annual ENV PM | Gerson Colon | 94805 | EMPLOYEE | Y | 1 | 5 | 05/01/2024 | 05/12/2023 | 2 | M | SJS | SJS | Department Environment Rounds | CC-056 | Environment | 000 | Misc-Numbers | ENVIRONMENT | Environment |  |  | 5102-31260 | SJS-Cytogenetics | 12 | IU | Active
ENV-DI | PANENP | Annual ENV PM | Darren Eaton | DAEAT | EMPLOYEE | Y | 1 | 5 | 06/01/2024 | 06/14/2023 | 2 | M | SJS | SJS | Department Environment Rounds | CC-056 | Environment | 000 | Misc-Numbers | ENVIRONMENT | Environment |  |  | 5102-34000 | SJS-Diagnostic Imaging | 12 | IU | Active
ENV-ED | PANENP | Annual ENV PM | Gerson Colon | 94805 | EMPLOYEE | Y | 1 | 5 | 01/01/2025 | 01/17/2024 | 2 | M | SJS | SJS | Department Environment Rounds | CC-056 | Environment | 000 | Misc-Numbers | ENVIRONMENT | Environment |  |  | 5102-23100 | SJS-Emergency Service | 13 | IU | Active
ENV-ENDO | PANENP | Annual ENV PM | Gerson Colon | 94805 | EMPLOYEE | Y | 1 | 5 | 04/01/2024 | 04/20/2023 | 2 | M | SJS | SJS | Department Environment Rounds | CC-056 | Environment | 000 | Misc-Numbers | ENVIRONMENT | Environment |  |  | 5102-21221 | SJS-Endoscopy | 26 | IU | Active
ENV-FLOCYT | PANENP | Annual ENV PM | Gerson Colon | 94805 | EMPLOYEE | Y | 1 | 5 | 05/01/2024 | 05/18/2023 | 2 | M | SJS | SJS | Department Environment Rounds | CC-056 | Environment | 000 | Misc-Numbers | ENVIRONMENT | Environment |  |  | 5102-31015 | SJS-Flow Cytometry | 12 | IU | Active
ENV-HEMO | PANENP | Annual ENV PM | Twanna Hardy | TWLUK | EMPLOYEE | Y | 1 | 5 | 05/01/2024 | 06/28/2023 | 2 | M | SJS | SJS | Department Environment Rounds | CC-056 | Environment | 000 | Misc-Numbers | ENVIRONMENT | Environment |  |  | 5102-32100 | SJS-Hemodialysis | 12 | IU | Active
ENV-ICU1 | PANENP | Annual ENV PM | Darren Eaton | DAEAT | EMPLOYEE | Y | 1 | 5 | 04/01/2024 | 05/23/2023 | 2 | M | SJS | SJS | Department Environment Rounds | CC-056 | Environment | 000 | Misc-Numbers | ENVIRONMENT | Environment |  |  | 5102-13100 | SJS-Intensive Care Unit I | 13 | IU | Active
ENV-IMGCOPS | PANENP | Annual ENV PM | Darren Eaton | DAEAT | EMPLOYEE | Y | 1 | 5 | 06/01/2024 | 06/14/2023 | 2 | M | SJS | SJS | Department Environment Rounds | CC-056 | Environment | 000 | Misc-Numbers | ENVIRONMENT | Environment |  |  | 5102-33020 | SJS-Imaging Central Ops | 12 | IU | Active
ENV-INTSVCS | PANENP | Annual ENV PM | Gerson Colon | 94805 | EMPLOYEE | Y | 1 | 5 | 09/01/2024 | 10/23/2023 | 2 | M | SJS | SJS | Department Environment Rounds | CC-056 | Environment | 000 | Misc-Numbers | ENVIRONMENT | Environment |  |  | 5102-30695 | SJS-Interventional Services | 13 | IU | Active
ENV-LABCP | PANENP | Annual ENV PM | Gerson Colon | 94805 | EMPLOYEE | Y | 1 | 5 | 05/01/2024 | 06/07/2023 | 2 | M | SJS | SJS | Department Environment Rounds | CC-056 | Environment | 000 | Misc-Numbers | ENVIRONMENT | Environment |  |  | 5102-31400 | SJS-Lab Central Preocessing | 12 | IU | Active
ENV-LABSERV | PANENP | Annual ENV PM | Gerson Colon | 94805 | EMPLOYEE | Y | 1 | 5 | 05/01/2024 | 05/03/2023 | 2 | M | SJS | SJS | Department Environment Rounds | CC-056 | Environment | 000 | Misc-Numbers | ENVIRONMENT | Environment |  |  | 5102-31000 | SJS-Laboratory Services | 12 | IU | Active
ENV-LD | PANENP | Annual ENV PM | Twanna Hardy | TWLUK | EMPLOYEE | Y | 1 | 5 | 02/01/2025 | 01/29/2024 | 2 | M | SJS | SJS | Department Environment Rounds | CC-056 | Environment | 000 | Misc-Numbers | ENVIRONMENT | Environment |  |  | 5102-22100 | SJS-Labor & Delivery | 13 | IU | Active
ENV-LDWOR | PANENP | Annual ENV PM | Twanna Hardy | TWLUK | EMPLOYEE | Y | 1 | 5 | 02/01/2025 | 01/29/2024 | 2 | M | SJS | SJS | Department Environment Rounds | CC-056 | Environment | 000 | Misc-Numbers | ENVIRONMENT | Environment | DELWO1 | SJS-LABOR & DELIVERY WOR March | 5102-22100 | SJS-Labor & Delivery | 26 | IU | Active
ENV-MBUNIT | PANENP | Annual ENV PM | Twanna Hardy | TWLUK | EMPLOYEE | Y | 1 | 5 | 07/01/2024 | 08/31/2023 | 2 | M | SJS | SJS | Department Environment Rounds | CC-056 | Environment | 000 | Misc-Numbers | ENVIRONMENT | Environment |  |  | 5102-16527 | SJS-Mother/Baby Unit | 12 | IU | Active
ENV-MM | PANENP | Annual ENV PM | Twanna Hardy | TWLUK | EMPLOYEE | Y | 1 | 5 | 02/01/2025 | 01/29/2024 | 2 | M | SJS | SJS | Department Environment Rounds | CC-056 | Environment | 000 | Misc-Numbers | ENVIRONMENT | Environment |  |  | 5102-85400 | SJS-Materials Mgmt Purch (Sys Au) | 12 | IU | Active
ENV-MOLEBIO | PANENP | Annual ENV PM | Gerson Colon | 94805 | EMPLOYEE | Y | 1 | 5 | 05/01/2024 | 06/06/2023 | 2 | M | SJS | SJS | Department Environment Rounds | CC-056 | Environment | 000 | Misc-Numbers | ENVIRONMENT | Environment |  |  | 5102-31240 | SJS-Molecular Biology | 12 | IU | Active
ENV-MRI | PANENP | Annual ENV PM | Darren Eaton | DAEAT | EMPLOYEE | Y | 1 | 5 | 06/01/2024 | 06/14/2023 | 2 | M | SJS | SJS | Department Environment Rounds | CC-056 | Environment | 000 | Misc-Numbers | ENVIRONMENT | Environment |  |  | 5102-33700 | SJS-MRI | 12 | IU | Active
ENV-MSU14W | PANENP | Annual ENV PM | Gerson Colon | 94805 | EMPLOYEE | Y | 1 | 5 | 05/01/2024 | 05/03/2023 | 2 | M | SJS | SJS | Department Environment Rounds | CC-056 | Environment | 000 | Misc-Numbers | ENVIRONMENT | Environment |  |  | 5102-12225 | SJS-Med/Surg Unit I 4West | 12 | IU | Active
ENV-MSU24E | PANENP | Annual ENV PM | Gil Matos | GIMAT | EMPLOYEE | Y | 1 | 5 | 05/01/2024 | 06/28/2023 | 2 | M | SJS | SJS | Department Environment Rounds | CC-056 | Environment | 000 | Misc-Numbers | ENVIRONMENT | Environment |  |  | 5102-12210 | SJS-Med/Surg Unit II 4East | 12 | IU | Active
ENV-MSU3N | PANENP | Annual ENV PM | Gil Matos | GIMAT | EMPLOYEE | Y | 1 | 5 | 12/01/2024 | 12/01/2023 | 2 | M | SJS | SJS | Department Environment Rounds | CC-056 | Environment | 000 | Misc-Numbers | ENVIRONMENT | Environment |  |  | 5102-12213 | SJS-Med/Surg/Tele Overflow 3North | 12 | IU | Active
ENV-MSU3WB | PANENP | Annual ENV PM | Gil Matos | GIMAT | EMPLOYEE | Y | 1 | 5 | 04/01/2024 | 04/04/2023 | 2 | M | SJS | SJS | Department Environment Rounds | CC-056 | Environment | 000 | Misc-Numbers | ENVIRONMENT | Environment |  |  | 5102-12213 | SJS-Med/Surg/Tele Overflow 3North | 12 | IU | Active
ENV-NUCMED | PANENP | Annual ENV PM | Darren Eaton | DAEAT | EMPLOYEE | Y | 1 | 5 | 06/01/2024 | 06/14/2023 | 2 | M | SJS | SJS | Department Environment Rounds | CC-056 | Environment | 000 | Misc-Numbers | ENVIRONMENT | Environment |  |  | 5102-36000 | SJS-Nuclear Medicine | 12 | IU | Active
ENV-NURSADM | PANENP | Annual ENV PM | Twanna Hardy | TWLUK | EMPLOYEE | Y | 1 | 5 | 04/01/2024 | 05/15/2023 | 2 | M | SJS | SJS | Department Environment Rounds | CC-056 | Environment | 000 | Misc-Numbers | ENVIRONMENT | Environment |  |  | 5102-10000 | SJS-Nursing Administration | 12 | IU | Active
ENV-OPINFTH | PANENP | Annual ENV PM | Gil Matos | GIMAT | EMPLOYEE | Y | 1 | 5 | 12/01/2024 | 11/28/2023 | 2 | M | SJS | SJS | Department Environment Rounds | CC-056 | Environment | 000 | Misc-Numbers | ENVIRONMENT | Environment |  |  | 5102-37250 | SJS-Outpatient Infusion Therapy | 12 | IU | Active
ENV-PACU | PANENP | Annual ENV PM | Gil Matos | GIMAT | EMPLOYEE | Y | 1 | 5 | 03/01/2025 | 03/01/2024 | 2 | M | SJS | SJS | Department Environment Rounds | CC-056 | Environment | 000 | Misc-Numbers | ENVIRONMENT | Environment |  |  | 5102-21500 | SJS-PACU | 13 | IU | Active
ENV-PACUPRP | PANENP | Annual ENV PM | Gil Matos | GIMAT | EMPLOYEE | Y | 1 | 5 | 03/01/2025 | 03/01/2024 | 2 | M | SJS | SJS | Department Environment Rounds | CC-056 | Environment | 000 | Misc-Numbers | ENVIRONMENT | Environment |  |  | 5102-21500 | SJS-PACU | 12 | IU | Active
ENV-PATHSVC | PANENP | Annual ENV PM | Gerson Colon | 94805 | EMPLOYEE | Y | 1 | 5 | 05/01/2024 | 06/02/2023 | 2 | M | SJS | SJS | Department Environment Rounds | CC-056 | Environment | 000 | Misc-Numbers | ENVIRONMENT | Environment |  |  | 5102-31200 | SJS-Pathology Services | 12 | IU | Active
ENV-PEDSATB | PANENP | Annual ENV PM | Gil Matos | GIMAT | EMPLOYEE | Y | 1 | 5 | 06/01/2024 | 06/14/2023 | 2 | M | SJS | SJS | Department Environment Rounds | CC-056 | Environment | 000 | Misc-Numbers | ENVIRONMENT | Environment |  |  | 5100-49134 | SJS-Pedi Satellite Brandon | 12 | IU | Active
ENV-PEDSATM | PANENP | Annual ENV PM | Gil Matos | GIMAT | EMPLOYEE | Y | 1 | 5 | 06/01/2024 | 06/14/2023 | 2 | M | SJS | SJS | Department Environment Rounds | CC-056 | Environment | 000 | Misc-Numbers | ENVIRONMENT | Environment |  |  | 5100-49120 | SJS-Pedi Satellite SJS MOB | 12 | IU | Active
ENV-PHARM | PANENP | Annual ENV PM | Gil Matos | GIMAT | EMPLOYEE | Y | 1 | 5 | 07/01/2024 | 08/31/2023 | 2 | M | SJS | SJS | Department Environment Rounds | CC-056 | Environment | 000 | Misc-Numbers | ENVIRONMENT | Environment |  |  | 5102-37000 | SJS-Pharmacy | 12 | IU | Active
ENV-POCT | PANENP | Annual ENV PM | Gil Matos | GIMAT | EMPLOYEE | Y | 1 | 5 | 07/01/2024 | 08/04/2023 | 2 | M | SJS | SJS | Department Environment Rounds | CC-056 | Environment | 000 | Misc-Numbers | ENVIRONMENT | Environment |  |  | 5102-31350 | SJS-Point of Care Testing(POCT) | 12 | IU | Active
ENV-POPSURG | PANENP | Annual ENV PM | Gerson Colon | 94805 | EMPLOYEE | Y | 1 | 5 | 03/01/2025 | 03/13/2024 | 2 | M | SJS | SJS | Department Environment Rounds | CC-056 | Environment | 000 | Misc-Numbers | ENVIRONMENT | Environment |  |  | 5102-21355 | SJS-Preop Surgical | 13 | IU | Active
ENV-RESPCS | PANENP | Annual ENV PM | Gerson Colon | 94805 | EMPLOYEE | Y | 1 | 5 | 03/01/2025 | 03/13/2024 | 2 | M | SJS | SJS | Department Environment Rounds | CC-056 | Environment | 000 | Misc-Numbers | ENVIRONMENT | Environment |  |  | 5102-35000 | SJS-Respiratory Care Services | 13 | IU | Active
ENV-RHSVCM | PANENP | Annual ENV PM | Gil Matos | GIMAT | EMPLOYEE | Y | 1 | 5 | 07/01/2024 | 08/17/2023 | 2 | M | SJS | SJS | Department Environment Rounds | CC-056 | Environment | 000 | Misc-Numbers | ENVIRONMENT | Environment |  |  | 5102-39200 | SJS-Rehab Services Main | 12 | IU | Active
ENV-SPD | PANENP | Annual ENV PM | Gil Matos | GIMAT | EMPLOYEE | Y | 1 | 5 | 07/01/2024 | 08/04/2023 | 2 | M | SJS | SJS | Department Environment Rounds | CC-056 | Environment | 000 | Misc-Numbers | ENVIRONMENT | Environment |  |  | 5102-85160 | SJS-Sterile Processing | 13 | IU | Active
ENV-SURG | PANENP | Annual ENV PM | Darren Eaton | DAEAT | EMPLOYEE | Y | 1 | 5 | 01/01/2025 | 01/11/2024 | 2 | M | SJS | SJS | Department Environment Rounds | CC-056 | Environment | 000 | Misc-Numbers | ENVIRONMENT | Environment |  |  | 5102-21100 | SJS-Surgery | 26 | IU | Active
ENV-US | PANENP | Annual ENV PM | Thomas Odaris | 85190 | EMPLOYEE | Y | 1 | 5 | 06/01/2024 | 06/13/2023 | 2 | M | SJS | SJS | Department Environment Rounds | CC-056 | Environment | 000 | Misc-Numbers | ENVIRONMENT | Environment |  |  | 5102-33900 | SJS-Ultrasound | 12 | IU | Active
L29118 | PSEVA | Sevoflurane Vaporizer | Tim McElrath | 11619 | EMPLOYEE | M | 6 | 0.27 | 08/01/2024 | 02/16/2024 | 1 | M | SJS | SJS | Sevoflurane Cassette | 10-144 | Anesthesia Unit Vaporizers | 351254 | Datex-Ohmeda Inc Div GE Health | Aladin II Sevo | BGBU00703 | FSSFEB | SJS-ANESTHESIOLOGY FSS Feb | 5102-20100 | SJS-Anesthesiology | 40 | LS | High Risk
L29119 | PSEVA | Sevoflurane Vaporizer | Tim McElrath | 11619 | EMPLOYEE | M | 6 | 0.27 | 08/01/2024 | 02/07/2024 | 1 | M | SJS | SJS | Sevoflurane Cassette | 10-144 | Anesthesia Unit Vaporizers | 351254 | Datex-Ohmeda Inc Div GE Health | Aladin II Sevo | BGBU00086 | FSSFEB | SJS-ANESTHESIOLOGY FSS Feb | 5102-20100 | SJS-Anesthesiology | 40 | LS | High Risk
L29121 | PSEVA | Sevoflurane Vaporizer | Tim McElrath | 11619 | EMPLOYEE | M | 6 | 0.27 | 08/01/2024 | 02/16/2024 | 1 | M | SJS | SJS | Sevoflurane Cassette | 10-144 | Anesthesia Unit Vaporizers | 351254 | Datex-Ohmeda Inc Div GE Health | Aladin II Sevo | BGBT00599 | FSSFEB | SJS-ANESTHESIOLOGY FSS Feb | 5102-20100 | SJS-Anesthesiology | 40 | LS | High Risk
L29123 | PSEVA | Sevoflurane Vaporizer | Tim McElrath | 11619 | EMPLOYEE | M | 6 | 0.27 | 08/01/2024 | 02/23/2024 | 1 | M | SJS | SJS | Sevoflurane Cassette | 10-144 | Anesthesia Unit Vaporizers | 351254 | Datex-Ohmeda Inc Div GE Health | Aladin II Sevo | BGBW00815 | FSSFEB | SJS-ANESTHESIOLOGY FSS Feb | 5102-20100 | SJS-Anesthesiology | 40 | LS | High Risk
L29124 | PSEVA | Sevoflurane Vaporizer | Tim McElrath | 11619 | EMPLOYEE | M | 6 | 0.27 | 08/01/2024 | 02/22/2024 | 1 | M | SJS | SJS | Sevoflurane Cassette | 10-144 | Anesthesia Unit Vaporizers | 351254 | Datex-Ohmeda Inc Div GE Health | Aladin II Sevo | BGBW00812 | FSSFEB | SJS-ANESTHESIOLOGY FSS Feb | 5102-20100 | SJS-Anesthesiology | 40 | LS | High Risk
L29125 | PSEVA | Sevoflurane Vaporizer | Tim McElrath | 11619 | EMPLOYEE | M | 6 | 0.27 | 08/01/2024 | 02/22/2024 | 1 | M | SJS | SJS | Sevoflurane Cassette | 10-144 | Anesthesia Unit Vaporizers | 351254 | Datex-Ohmeda Inc Div GE Health | Aladin II Sevo | BGBU00444 | FSSFEB | SJS-ANESTHESIOLOGY FSS Feb | 5102-20100 | SJS-Anesthesiology | 40 | LS | High Risk
L29127 | PSEVA | Sevoflurane Vaporizer | Tim McElrath | 11619 | EMPLOYEE | M | 6 | 0.27 | 08/01/2024 | 02/16/2024 | 1 | M | SJS | SJS | Sevoflurane Cassette | 10-144 | Anesthesia Unit Vaporizers | 351254 | Datex-Ohmeda Inc Div GE Health | Aladin II Sevo | BGBK00264 | FSSFEB | SJS-ANESTHESIOLOGY FSS Feb | 5102-20100 | SJS-Anesthesiology | 40 | LS | High Risk
L29171 | PSEVA | Sevoflurane Vaporizer | Tim McElrath | 11619 | EMPLOYEE | M | 6 | 0.28 | 08/01/2024 | 02/29/2024 | 1 | M | SJS | SJS | Sevoflurane Vaporizer | 10-144 | Anesthesia Unit Vaporizers | 351254 | Datex-Ohmeda Inc Div GE Health | Tec 7-SEVO | BEJP00478 | FSSFEB | SJS-ANESTHESIOLOGY FSS Feb | 5102-20100 | SJS-Anesthesiology | 40 | LS | High Risk
L35072 | P10123 | -Pm Device Using Mfg Procedure | Gil Matos | GIMAT | EMPLOYEE | Y | 1 | 0.8 | 02/01/2025 | 01/29/2024 | 6 | M | SJS | SJS | 700 Series SCD | 16-837 | Circulatory Assist Units, Peripheral Compression, Sequential | 452294 | Covidien (US) | 29525 | V1531368SX | SCDTM | SCD 3 | 5102-21500 | SJS-PACU | 14 | IU | Active
L37001 | P5YEOR | 5 YEAR ORS-2000 Series PM | Gerson Colon | 94805 | EMPLOYEE | Y | 5 | 1.1 | 02/01/2026 | 03/19/2021 | 2 | M | SJS | SJS | Fluid Warmer | 10-540 | Warming Units, Multipurpose | 312330 | Ecolab Inc | ORS-2066R | 58264 |  |  | 5102-21100 | SJS-Surgery | 25 | IU | Active
L37001 | P--ORS | --- OR Safety Inspection --- | Darren Eaton | DAEAT | EMPLOYEE | M | 6 | 0.25 | 07/01/2024 | 01/04/2024 | 2 | M | SJS | SJS | Fluid Warmer | 10-540 | Warming Units, Multipurpose | 312330 | Ecolab Inc | ORS-2066R | 58264 |  |  | 5102-21100 | SJS-Surgery | 25 | IU | Active
L37012 | P10123 | -Pm Device Using Mfg Procedure | Darren Eaton | DAEAT | EMPLOYEE | Y | 1 | 0.8 | 02/01/2025 | 01/22/2024 | 6 | M | SJS | SJS | 700 Series SCD | 16-837 | Circulatory Assist Units, Peripheral Compression, Sequential | 452294 | Covidien (US) | 29525 | V1604285SX | SCDGC | SCD 2 | 5102-21500 | SJS-PACU | 15 | IU | Active
L37013 | P--ORS | --- OR Safety Inspection --- | Darren Eaton | DAEAT | EMPLOYEE | M | 6 | 0.25 | 07/01/2024 | 01/04/2024 | 2 | M | SJS | SJS | Fluid Warmer | 10-540 | Warming Units, Multipurpose | 312330 | Ecolab Inc | ORS-2038D-F | 53575 |  |  | 5102-21100 | SJS-Surgery | 20 | IU | Active
L37013 | P5YEOR | 5 YEAR ORS-2000 Series PM | Gerson Colon | 94805 | EMPLOYEE | Y | 5 | 1.1 | 02/01/2026 | 03/24/2021 | 2 | M | SJS | SJS | Fluid Warmer | 10-540 | Warming Units, Multipurpose | 312330 | Ecolab Inc | ORS-2038D-F | 53575 |  |  | 5102-21100 | SJS-Surgery | 20 | IU | Active
L37037 | PSA745 | SAGE 7455 5 Year Filter Replacement | Darren Eaton | DAEAT | EMPLOYEE | Y | 5 | 0.5 | 04/01/2028 | 04/27/2023 | 2 | M | SJS | SJS | Patient Repositioning System | 34-047 | Mattress Systems, Patient Repositioning | 103635 | Sage Products Inc | 7455 | 18227-095 |  |  | 5102-13100 | SJS-Intensive Care Unit I | 12 | IU | Active
L37038 | PSA745 | SAGE 7455 5 Year Filter Replacement | Darren Eaton | DAEAT | EMPLOYEE | Y | 5 | 0.5 | 04/01/2028 | 04/11/2023 | 2 | M | SJS | SJS | Patient Repositioning System | 34-047 | Mattress Systems, Patient Repositioning | 103635 | Sage Products Inc | 7455 | 18227-097 |  |  | 5102-13100 | SJS-Intensive Care Unit I | 12 | IU | Active
L37039 | PSA745 | SAGE 7455 5 Year Filter Replacement | Darren Eaton | DAEAT | EMPLOYEE | Y | 5 | 0.5 | 04/01/2028 | 04/06/2023 | 2 | M | SJS | SJS | Patient Repositioning System | 34-047 | Mattress Systems, Patient Repositioning | 103635 | Sage Products Inc | 7455 | 18225-037 |  |  | 5102-13100 | SJS-Intensive Care Unit I | 12 | IU | Active
L37041 | PSA745 | SAGE 7455 5 Year Filter Replacement | Darren Eaton | DAEAT | EMPLOYEE | Y | 5 | 0.5 | 04/01/2028 | 04/06/2023 | 2 | M | SJS | SJS | Patient Repositioning System | 34-047 | Mattress Systems, Patient Repositioning | 103635 | Sage Products Inc | 7455 | 18225-169 |  |  | 5102-13100 | SJS-Intensive Care Unit I | 12 | IU | Active
L37042 | PSA745 | SAGE 7455 5 Year Filter Replacement | Darren Eaton | DAEAT | EMPLOYEE | Y | 5 | 0.5 | 04/01/2028 | 04/11/2023 | 2 | M | SJS | SJS | Patient Repositioning System | 34-047 | Mattress Systems, Patient Repositioning | 103635 | Sage Products Inc | 7455 | 18227-090 |  |  | 5102-13100 | SJS-Intensive Care Unit I | 12 | IU | Active
L37043 | PSA745 | SAGE 7455 5 Year Filter Replacement | Darren Eaton | DAEAT | EMPLOYEE | Y | 5 | 0.5 | 04/01/2028 | 04/12/2023 | 2 | M | SJS | SJS | Patient Repositioning System | 34-047 | Mattress Systems, Patient Repositioning | 103635 | Sage Products Inc | 7455 | 18227-093 |  |  | 5102-13100 | SJS-Intensive Care Unit I | 12 | IU | Active
L37047 | P10123 | -Pm Device Using Mfg Procedure | Darren Eaton | DAEAT | EMPLOYEE | Y | 1 | 0.8 | 02/01/2025 | 01/29/2024 | 6 | M | SJS | SJS | 700 Series SCD | 16-837 | Circulatory Assist Units, Peripheral Compression, Sequential | 452294 | Covidien (US) | 29525 | V1530207SX | SCDGC | SCD 2 | 5102-12225 | SJS-Med/Surg Unit I 4West | 14 | IU | Active
L37049 | P10123 | -Pm Device Using Mfg Procedure | Darren Eaton | DAEAT | EMPLOYEE | Y | 1 | 0.8 | 02/01/2025 | 01/29/2024 | 6 | M | SJS | SJS | 700 Series SCD | 16-837 | Circulatory Assist Units, Peripheral Compression, Sequential | 452294 | Covidien (US) | 29525 | V1530217SX | SCDGC | SCD 2 | 5102-12225 | SJS-Med/Surg Unit I 4West | 14 | IU | Active
L37050 | P10123 | -Pm Device Using Mfg Procedure | Darren Eaton | DAEAT | EMPLOYEE | Y | 1 | 0.8 | 02/01/2025 | 02/16/2024 | 6 | M | SJS | SJS | 700 Series SCD | 16-837 | Circulatory Assist Units, Peripheral Compression, Sequential | 452294 | Covidien (US) | 29525 | V1530271SX | SCDGC | SCD 2 | 5102-12225 | SJS-Med/Surg Unit I 4West | 14 | IU | Active
L37051 | P10123 | -Pm Device Using Mfg Procedure | Darren Eaton | DAEAT | EMPLOYEE | Y | 1 | 0.8 | 02/01/2025 | 01/29/2024 | 6 | M | SJS | SJS | 700 Series SCD | 16-837 | Circulatory Assist Units, Peripheral Compression, Sequential | 452294 | Covidien (US) | 29525 | V1530261SX | SCDGC | SCD 2 | 5102-12225 | SJS-Med/Surg Unit I 4West | 14 | IU | Active
L37054 | P10123 | -Pm Device Using Mfg Procedure | Darren Eaton | DAEAT | EMPLOYEE | Y | 1 | 0.8 | 02/01/2025 | 01/29/2024 | 6 | M | SJS | SJS | 700 Series SCD | 16-837 | Circulatory Assist Units, Peripheral Compression, Sequential | 452294 | Covidien (US) | 29525 | V1530196SX | SCDGC | SCD 2 | 5102-12225 | SJS-Med/Surg Unit I 4West | 14 | IU | Active
L37056 | P10123 | -Pm Device Using Mfg Procedure | Darren Eaton | DAEAT | EMPLOYEE | Y | 1 | 0.8 | 02/01/2025 | 01/29/2024 | 6 | M | SJS | SJS | 700 Series SCD | 16-837 | Circulatory Assist Units, Peripheral Compression, Sequential | 452294 | Covidien (US) | 29525 | V1530364SX | SCDGC | SCD 2 | 5102-12225 | SJS-Med/Surg Unit I 4West | 14 | IU | Active
L37057 | P10123 | -Pm Device Using Mfg Procedure | Darren Eaton | DAEAT | EMPLOYEE | Y | 1 | 0.8 | 02/01/2025 | 01/29/2024 | 6 | M | SJS | SJS | 700 Series SCD | 16-837 | Circulatory Assist Units, Peripheral Compression, Sequential | 452294 | Covidien (US) | 29525 | V1530292SX | SCDGC | SCD 2 | 5102-12225 | SJS-Med/Surg Unit I 4West | 14 | IU | Active
L37059 | P10123 | -Pm Device Using Mfg Procedure | Darren Eaton | DAEAT | EMPLOYEE | Y | 1 | 0.8 | 02/01/2025 | 01/29/2024 | 6 | M | SJS | SJS | 700 Series SCD | 16-837 | Circulatory Assist Units, Peripheral Compression, Sequential | 452294 | Covidien (US) | 29525 | V1530285SX | SCDGC | SCD 2 | 5102-12225 | SJS-Med/Surg Unit I 4West | 14 | IU | Active
L37060 | P10123 | -Pm Device Using Mfg Procedure | Darren Eaton | DAEAT | EMPLOYEE | Y | 1 | 0.8 | 02/01/2025 | 01/29/2024 | 6 | M | SJS | SJS | 700 Series SCD | 16-837 | Circulatory Assist Units, Peripheral Compression, Sequential | 452294 | Covidien (US) | 29525 | V1530302SX | SCDGC | SCD 2 | 5102-12225 | SJS-Med/Surg Unit I 4West | 14 | IU | Active
L37061 | P10123 | -Pm Device Using Mfg Procedure | Darren Eaton | DAEAT | EMPLOYEE | Y | 1 | 0.8 | 02/01/2025 | 01/29/2024 | 6 | M | SJS | SJS | 700 Series SCD | 16-837 | Circulatory Assist Units, Peripheral Compression, Sequential | 452294 | Covidien (US) | 29525 | V1530257SX | SCDGC | SCD 2 | 5102-12225 | SJS-Med/Surg Unit I 4West | 14 | IU | Active
L37063 | P10123 | -Pm Device Using Mfg Procedure | Darren Eaton | DAEAT | EMPLOYEE | Y | 1 | 0.8 | 02/01/2025 | 02/01/2024 | 6 | M | SJS | SJS | 700 Series SCD | 16-837 | Circulatory Assist Units, Peripheral Compression, Sequential | 452294 | Covidien (US) | 29525 | V1530314SX | SCDGC | SCD 2 | 5102-12225 | SJS-Med/Surg Unit I 4West | 14 | IU | Active
L37064 | P10123 | -Pm Device Using Mfg Procedure | Darren Eaton | DAEAT | EMPLOYEE | Y | 1 | 0.8 | 02/01/2025 | 01/29/2024 | 6 | M | SJS | SJS | 700 Series SCD | 16-837 | Circulatory Assist Units, Peripheral Compression, Sequential | 452294 | Covidien (US) | 29525 | V1530718SX | SCDGC | SCD 2 | 5102-12225 | SJS-Med/Surg Unit I 4West | 14 | IU | Active
L37065 | P10123 | -Pm Device Using Mfg Procedure | Darren Eaton | DAEAT | EMPLOYEE | Y | 1 | 0.8 | 02/01/2025 | 01/29/2024 | 6 | M | SJS | SJS | 700 Series SCD | 16-837 | Circulatory Assist Units, Peripheral Compression, Sequential | 452294 | Covidien (US) | 29525 | V1530306SX | SCDGC | SCD 2 | 5102-12225 | SJS-Med/Surg Unit I 4West | 14 | IU | Active
L37071 | P10123 | -Pm Device Using Mfg Procedure | Darren Eaton | DAEAT | EMPLOYEE | Y | 1 | 0.8 | 02/01/2025 | 01/29/2024 | 6 | M | SJS | SJS | 700 Series SCD | 16-837 | Circulatory Assist Units, Peripheral Compression, Sequential | 452294 | Covidien (US) | 29525 | V1530188SX | SCDGC | SCD 2 | 5102-12225 | SJS-Med/Surg Unit I 4West | 14 | IU | Active
L37072 | P10123 | -Pm Device Using Mfg Procedure | Darren Eaton | DAEAT | EMPLOYEE | Y | 1 | 0.8 | 02/01/2025 | 01/29/2024 | 6 | M | SJS | SJS | 700 Series SCD | 16-837 | Circulatory Assist Units, Peripheral Compression, Sequential | 452294 | Covidien (US) | 29525 | V1530197SX | SCDGC | SCD 2 | 5102-12225 | SJS-Med/Surg Unit I 4West | 14 | IU | Active
L37075 | P10123 | -Pm Device Using Mfg Procedure | Darren Eaton | DAEAT | EMPLOYEE | Y | 1 | 0.8 | 02/01/2025 | 03/11/2024 | 6 | M | SJS | SJS | 700 Series SCD | 16-837 | Circulatory Assist Units, Peripheral Compression, Sequential | 452294 | Covidien (US) | 29525 | V1530043SX | SCDGC | SCD 2 | 5102-12225 | SJS-Med/Surg Unit I 4West | 14 | IU | Active
L37076 | P10123 | -Pm Device Using Mfg Procedure | Darren Eaton | DAEAT | EMPLOYEE | Y | 1 | 0.8 | 02/01/2025 | 01/29/2024 | 6 | M | SJS | SJS | 700 Series SCD | 16-837 | Circulatory Assist Units, Peripheral Compression, Sequential | 452294 | Covidien (US) | 29525 | V1530723SX | SCDGC | SCD 2 | 5102-12225 | SJS-Med/Surg Unit I 4West | 14 | IU | Active
L37077 | P10123 | -Pm Device Using Mfg Procedure | Darren Eaton | DAEAT | EMPLOYEE | Y | 1 | 0.8 | 02/01/2025 | 01/29/2024 | 6 | M | SJS | SJS | 700 Series SCD | 16-837 | Circulatory Assist Units, Peripheral Compression, Sequential | 452294 | Covidien (US) | 29525 | V1530290SX | SCDGC | SCD 2 | 5102-12210 | SJS-Med/Surg Unit II 4East | 14 | IU | Active
L37079 | P10123 | -Pm Device Using Mfg Procedure | Darren Eaton | DAEAT | EMPLOYEE | Y | 1 | 0.8 | 02/01/2025 | 01/29/2024 | 6 | M | SJS | SJS | 700 Series SCD | 16-837 | Circulatory Assist Units, Peripheral Compression, Sequential | 452294 | Covidien (US) | 29525 | V1530293SX | SCDGC | SCD 2 | 5102-12210 | SJS-Med/Surg Unit II 4East | 14 | IU | Active
L37082 | P10123 | -Pm Device Using Mfg Procedure | Darren Eaton | DAEAT | EMPLOYEE | Y | 1 | 0.8 | 02/01/2025 | 01/29/2024 | 6 | M | SJS | SJS | 700 Series SCD | 16-837 | Circulatory Assist Units, Peripheral Compression, Sequential | 452294 | Covidien (US) | 29525 | V1530131SX | SCDGC | SCD 2 | 5102-12210 | SJS-Med/Surg Unit II 4East | 14 | IU | Active
L37085 | P10123 | -Pm Device Using Mfg Procedure | Darren Eaton | DAEAT | EMPLOYEE | Y | 1 | 0.8 | 02/01/2025 | 01/29/2024 | 6 | M | SJS | SJS | 700 Series SCD | 16-837 | Circulatory Assist Units, Peripheral Compression, Sequential | 452294 | Covidien (US) | 29525 | V1530307SX | SCDGC | SCD 2 | 5102-12210 | SJS-Med/Surg Unit II 4East | 14 | IU | Active
L37086 | P10123 | -Pm Device Using Mfg Procedure | Darren Eaton | DAEAT | EMPLOYEE | Y | 1 | 0.8 | 02/01/2025 | 02/08/2024 | 6 | M | SJS | SJS | 700 Series SCD | 16-837 | Circulatory Assist Units, Peripheral Compression, Sequential | 452294 | Covidien (US) | 29525 | V1530296SX | SCDGC | SCD 2 | 5102-12210 | SJS-Med/Surg Unit II 4East | 14 | IU | Active
L37088 | P10123 | -Pm Device Using Mfg Procedure | Darren Eaton | DAEAT | EMPLOYEE | Y | 1 | 0.8 | 02/01/2025 | 01/29/2024 | 6 | M | SJS | SJS | 700 Series SCD | 16-837 | Circulatory Assist Units, Peripheral Compression, Sequential | 452294 | Covidien (US) | 29525 | V1530363SX | SCDGC | SCD 2 | 5102-12210 | SJS-Med/Surg Unit II 4East | 14 | IU | Active
L37089 | P10123 | -Pm Device Using Mfg Procedure | Darren Eaton | DAEAT | EMPLOYEE | Y | 1 | 0.8 | 02/01/2025 | 01/29/2024 | 6 | M | SJS | SJS | 700 Series SCD | 16-837 | Circulatory Assist Units, Peripheral Compression, Sequential | 452294 | Covidien (US) | 29525 | V1530132SX | SCDGC | SCD 2 | 5102-12210 | SJS-Med/Surg Unit II 4East | 14 | IU | Active
L37090 | P10123 | -Pm Device Using Mfg Procedure | Darren Eaton | DAEAT | EMPLOYEE | Y | 1 | 0.8 | 02/01/2025 | 02/02/2024 | 6 | M | SJS | SJS | 700 Series SCD | 16-837 | Circulatory Assist Units, Peripheral Compression, Sequential | 452294 | Covidien (US) | 29525 | V1530071SX | SCDGC | SCD 2 | 5102-12210 | SJS-Med/Surg Unit II 4East | 14 | IU | Active
L37091 | P10123 | -Pm Device Using Mfg Procedure | Darren Eaton | DAEAT | EMPLOYEE | Y | 1 | 0.8 | 02/01/2025 | 01/29/2024 | 6 | M | SJS | SJS | 700 Series SCD | 16-837 | Circulatory Assist Units, Peripheral Compression, Sequential | 452294 | Covidien (US) | 29525 | V1530117SX | SCDGC | SCD 2 | 5102-12210 | SJS-Med/Surg Unit II 4East | 14 | IU | Active
L37092 | P10123 | -Pm Device Using Mfg Procedure | Darren Eaton | DAEAT | EMPLOYEE | Y | 1 | 0.8 | 02/01/2025 | 01/29/2024 | 6 | M | SJS | SJS | 700 Series SCD | 16-837 | Circulatory Assist Units, Peripheral Compression, Sequential | 452294 | Covidien (US) | 29525 | V1530351SX | SCDGC | SCD 2 | 5102-12210 | SJS-Med/Surg Unit II 4East | 14 | IU | Active
L37093 | P10123 | -Pm Device Using Mfg Procedure | Darren Eaton | DAEAT | EMPLOYEE | Y | 1 | 0.8 | 02/01/2025 | 01/29/2024 | 6 | M | SJS | SJS | 700 Series SCD | 16-837 | Circulatory Assist Units, Peripheral Compression, Sequential | 452294 | Covidien (US) | 29525 | V1530108SX | SCDGC | SCD 2 | 5102-12210 | SJS-Med/Surg Unit II 4East | 14 | IU | Active
L37094 | P10123 | -Pm Device Using Mfg Procedure | Darren Eaton | DAEAT | EMPLOYEE | Y | 1 | 0.8 | 02/01/2025 | 01/29/2024 | 6 | M | SJS | SJS | 700 Series SCD | 16-837 | Circulatory Assist Units, Peripheral Compression, Sequential | 452294 | Covidien (US) | 29525 | V1530268SX | SCDGC | SCD 2 | 5102-12210 | SJS-Med/Surg Unit II 4East | 14 | IU | Active
L37098 | P10123 | -Pm Device Using Mfg Procedure | Darren Eaton | DAEAT | EMPLOYEE | Y | 1 | 0.8 | 02/01/2025 | 01/29/2024 | 6 | M | SJS | SJS | 700 Series SCD | 16-837 | Circulatory Assist Units, Peripheral Compression, Sequential | 452294 | Covidien (US) | 29525 | V1530273SX | SCDGC | SCD 2 | 5102-12210 | SJS-Med/Surg Unit II 4East | 14 | IU | Active
L37099 | P10123 | -Pm Device Using Mfg Procedure | Darren Eaton | DAEAT | EMPLOYEE | Y | 1 | 0.8 | 02/01/2025 | 01/29/2024 | 6 | M | SJS | SJS | 700 Series SCD | 16-837 | Circulatory Assist Units, Peripheral Compression, Sequential | 452294 | Covidien (US) | 29525 | V1530337SX | SCDGC | SCD 2 | 5102-12210 | SJS-Med/Surg Unit II 4East | 14 | IU | Active
L37100 | P10123 | -Pm Device Using Mfg Procedure | Darren Eaton | DAEAT | EMPLOYEE | Y | 1 | 0.8 | 02/01/2025 | 01/29/2024 | 6 | M | SJS | SJS | 700 Series SCD | 16-837 | Circulatory Assist Units, Peripheral Compression, Sequential | 452294 | Covidien (US) | 29525 | V1530039SX | SCDGC | SCD 2 | 5102-12210 | SJS-Med/Surg Unit II 4East | 14 | IU | Active
L37101 | P10123 | -Pm Device Using Mfg Procedure | Darren Eaton | DAEAT | EMPLOYEE | Y | 1 | 0.8 | 02/01/2025 | 01/29/2024 | 6 | M | SJS | SJS | 700 Series SCD | 16-837 | Circulatory Assist Units, Peripheral Compression, Sequential | 452294 | Covidien (US) | 29525 | V1530260SX | SCDGC | SCD 2 | 5102-12210 | SJS-Med/Surg Unit II 4East | 14 | IU | Active
L37102 | P10123 | -Pm Device Using Mfg Procedure | Darren Eaton | DAEAT | EMPLOYEE | Y | 1 | 0.8 | 02/01/2025 | 01/29/2024 | 6 | M | SJS | SJS | 700 Series SCD | 16-837 | Circulatory Assist Units, Peripheral Compression, Sequential | 452294 | Covidien (US) | 29525 | V1530305SX | SCDGC | SCD 2 | 5102-12210 | SJS-Med/Surg Unit II 4East | 14 | IU | Active
L37103 | P10123 | -Pm Device Using Mfg Procedure | Darren Eaton | DAEAT | EMPLOYEE | Y | 1 | 0.8 | 02/01/2025 | 01/29/2024 | 6 | M | SJS | SJS | 700 Series SCD | 16-837 | Circulatory Assist Units, Peripheral Compression, Sequential | 452294 | Covidien (US) | 29525 | V1530192SX | SCDGC | SCD 2 | 5102-12210 | SJS-Med/Surg Unit II 4East | 14 | IU | Active
L37104 | P10123 | -Pm Device Using Mfg Procedure | Darren Eaton | DAEAT | EMPLOYEE | Y | 1 | 0.8 | 02/01/2025 | 03/13/2024 | 6 | M | SJS | SJS | 700 Series SCD | 16-837 | Circulatory Assist Units, Peripheral Compression, Sequential | 452294 | Covidien (US) | 29525 | V1530298SX | SCDGC | SCD 2 | 5102-12210 | SJS-Med/Surg Unit II 4East | 14 | IU | Active
L37105 | P10123 | -Pm Device Using Mfg Procedure | Darren Eaton | DAEAT | EMPLOYEE | Y | 1 | 0.8 | 02/01/2025 | 01/29/2024 | 6 | M | SJS | SJS | 700 Series SCD | 16-837 | Circulatory Assist Units, Peripheral Compression, Sequential | 452294 | Covidien (US) | 29525 | V1530359SX | SCDGC | SCD 2 | 5102-12210 | SJS-Med/Surg Unit II 4East | 14 | IU | Active
L37107 | P10123 | -Pm Device Using Mfg Procedure | Darren Eaton | DAEAT | EMPLOYEE | Y | 1 | 0.8 | 02/01/2025 | 01/29/2024 | 6 | M | SJS | SJS | 700 Series SCD | 16-837 | Circulatory Assist Units, Peripheral Compression, Sequential | 452294 | Covidien (US) | 29525 | V1530134SX | SCDGC | SCD 2 | 5102-13100 | SJS-Intensive Care Unit I | 15 | IU | Active
L37108 | P10123 | -Pm Device Using Mfg Procedure | Darren Eaton | DAEAT | EMPLOYEE | Y | 1 | 0.8 | 02/01/2025 | 01/29/2024 | 6 | M | SJS | SJS | 700 Series SCD | 16-837 | Circulatory Assist Units, Peripheral Compression, Sequential | 452294 | Covidien (US) | 29525 | V1530155SX | SCDGC | SCD 2 | 5102-13100 | SJS-Intensive Care Unit I | 15 | IU | Active
L37109 | P10123 | -Pm Device Using Mfg Procedure | Darren Eaton | DAEAT | EMPLOYEE | Y | 1 | 0.8 | 02/01/2025 | 02/02/2024 | 6 | M | SJS | SJS | 700 Series SCD | 16-837 | Circulatory Assist Units, Peripheral Compression, Sequential | 452294 | Covidien (US) | 29525 | V1530279SX | SCDGC | SCD 2 | 5102-13100 | SJS-Intensive Care Unit I | 15 | IU | Active
L37110 | P10123 | -Pm Device Using Mfg Procedure | Darren Eaton | DAEAT | EMPLOYEE | Y | 1 | 0.8 | 02/01/2025 | 01/29/2024 | 6 | M | SJS | SJS | 700 Series SCD | 16-837 | Circulatory Assist Units, Peripheral Compression, Sequential | 452294 | Covidien (US) | 29525 | V1530060SX | SCDGC | SCD 2 | 5102-13100 | SJS-Intensive Care Unit I | 15 | IU | Active
L37111 | P10123 | -Pm Device Using Mfg Procedure | Darren Eaton | DAEAT | EMPLOYEE | Y | 1 | 0.8 | 02/01/2025 | 01/29/2024 | 6 | M | SJS | SJS | 700 Series SCD | 16-837 | Circulatory Assist Units, Peripheral Compression, Sequential | 452294 | Covidien (US) | 29525 | V1530063SX | SCDGC | SCD 2 | 5102-13100 | SJS-Intensive Care Unit I | 15 | IU | Active
L37113 | P10123 | -Pm Device Using Mfg Procedure | Darren Eaton | DAEAT | EMPLOYEE | Y | 1 | 0.8 | 02/01/2025 | 01/29/2024 | 6 | M | SJS | SJS | 700 Series SCD | 16-837 | Circulatory Assist Units, Peripheral Compression, Sequential | 452294 | Covidien (US) | 29525 | V1530179SX | SCDGC | SCD 2 | 5102-13100 | SJS-Intensive Care Unit I | 15 | IU | Active
L37115 | P10123 | -Pm Device Using Mfg Procedure | Darren Eaton | DAEAT | EMPLOYEE | Y | 1 | 0.8 | 02/01/2025 | 01/29/2024 | 6 | M | SJS | SJS | 700 Series SCD | 16-837 | Circulatory Assist Units, Peripheral Compression, Sequential | 452294 | Covidien (US) | 29525 | V1530066SX | SCDGC | SCD 2 | 5102-13100 | SJS-Intensive Care Unit I | 15 | IU | Active
L37116 | P10123 | -Pm Device Using Mfg Procedure | Darren Eaton | DAEAT | EMPLOYEE | Y | 1 | 0.8 | 02/01/2025 | 01/29/2024 | 6 | M | SJS | SJS | 700 Series SCD | 16-837 | Circulatory Assist Units, Peripheral Compression, Sequential | 452294 | Covidien (US) | 29525 | V1530072SX | SCDGC | SCD 2 | 5102-13100 | SJS-Intensive Care Unit I | 15 | IU | Active
L37118 | P10123 | -Pm Device Using Mfg Procedure | Darren Eaton | DAEAT | EMPLOYEE | Y | 1 | 0.8 | 02/01/2025 | 02/28/2024 | 6 | M | SJS | SJS | 700 Series SCD | 16-837 | Circulatory Assist Units, Peripheral Compression, Sequential | 452294 | Covidien (US) | 29525 | V1530046SX | SCDGC | SCD 2 | 5102-13100 | SJS-Intensive Care Unit I | 15 | IU | Active
L37120 | P10123 | -Pm Device Using Mfg Procedure | Darren Eaton | DAEAT | EMPLOYEE | Y | 1 | 0.8 | 02/01/2025 | 01/29/2024 | 6 | M | SJS | SJS | 700 Series SCD | 16-837 | Circulatory Assist Units, Peripheral Compression, Sequential | 452294 | Covidien (US) | 29525 | V1530160SX | SCDGC | SCD 2 | 5102-13100 | SJS-Intensive Care Unit I | 15 | IU | Active
L37121 | P10123 | -Pm Device Using Mfg Procedure | Darren Eaton | DAEAT | EMPLOYEE | Y | 1 | 0.8 | 02/01/2025 | 01/29/2024 | 6 | M | SJS | SJS | 700 Series SCD | 16-837 | Circulatory Assist Units, Peripheral Compression, Sequential | 452294 | Covidien (US) | 29525 | V1530061SX | SCDGC | SCD 2 | 5102-13100 | SJS-Intensive Care Unit I | 15 | IU | Active
L37124 | P10123 | -Pm Device Using Mfg Procedure | Darren Eaton | DAEAT | EMPLOYEE | Y | 1 | 0.8 | 02/01/2025 | 01/29/2024 | 6 | M | SJS | SJS | 700 Series SCD | 16-837 | Circulatory Assist Units, Peripheral Compression, Sequential | 452294 | Covidien (US) | 29525 | V1530069SX | SCDGC | SCD 2 | 5102-13100 | SJS-Intensive Care Unit I | 15 | IU | Active
L37126 | P10123 | -Pm Device Using Mfg Procedure | Darren Eaton | DAEAT | EMPLOYEE | Y | 1 | 0.8 | 02/01/2025 | 01/29/2024 | 6 | M | SJS | SJS | 700 Series SCD | 16-837 | Circulatory Assist Units, Peripheral Compression, Sequential | 452294 | Covidien (US) | 29525 | V1530065SX | SCDGC | SCD 2 | 5102-13100 | SJS-Intensive Care Unit I | 15 | IU | Active
L37127 | P10123 | -Pm Device Using Mfg Procedure | Darren Eaton | DAEAT | EMPLOYEE | Y | 1 | 0.8 | 02/01/2025 | 01/29/2024 | 6 | M | SJS | SJS | 700 Series SCD | 16-837 | Circulatory Assist Units, Peripheral Compression, Sequential | 452294 | Covidien (US) | 29525 | V1530276SX | SCDGC | SCD 2 | 5102-13100 | SJS-Intensive Care Unit I | 15 | IU | Active
L37128 | P10123 | -Pm Device Using Mfg Procedure | Darren Eaton | DAEAT | EMPLOYEE | Y | 1 | 0.8 | 02/01/2025 | 01/29/2024 | 6 | M | SJS | SJS | 700 Series SCD | 16-837 | Circulatory Assist Units, Peripheral Compression, Sequential | 452294 | Covidien (US) | 29525 | V1530047SX | SCDGC | SCD 2 | 5102-13100 | SJS-Intensive Care Unit I | 15 | IU | Active
L37129 | P10123 | -Pm Device Using Mfg Procedure | Darren Eaton | DAEAT | EMPLOYEE | Y | 1 | 0.8 | 02/01/2025 | 01/29/2024 | 6 | M | SJS | SJS | 700 Series SCD | 16-837 | Circulatory Assist Units, Peripheral Compression, Sequential | 452294 | Covidien (US) | 29525 | V1530361SX | SCDGC | SCD 2 | 5102-13100 | SJS-Intensive Care Unit I | 15 | IU | Active
L37130 | P10123 | -Pm Device Using Mfg Procedure | Darren Eaton | DAEAT | EMPLOYEE | Y | 1 | 0.8 | 02/01/2025 | 01/29/2024 | 6 | M | SJS | SJS | 700 Series SCD | 16-837 | Circulatory Assist Units, Peripheral Compression, Sequential | 452294 | Covidien (US) | 29525 | V1530041SX | SCDGC | SCD 2 | 5102-13100 | SJS-Intensive Care Unit I | 15 | IU | Active
L37131 | P10123 | -Pm Device Using Mfg Procedure | Darren Eaton | DAEAT | EMPLOYEE | Y | 1 | 0.8 | 02/01/2025 | 01/29/2024 | 6 | M | SJS | SJS | 700 Series SCD | 16-837 | Circulatory Assist Units, Peripheral Compression, Sequential | 452294 | Covidien (US) | 29525 | V1530135SX | SCDGC | SCD 2 | 5102-13100 | SJS-Intensive Care Unit I | 15 | IU | Active
L37132 | P10123 | -Pm Device Using Mfg Procedure | Gil Matos | GIMAT | EMPLOYEE | Y | 1 | 0.8 | 02/01/2025 | 01/29/2024 | 6 | M | SJS | SJS | 700 Series SCD | 16-837 | Circulatory Assist Units, Peripheral Compression, Sequential | 452294 | Covidien (US) | 29525 | V1530338SX | SCDTM | SCD 3 | 5102-13100 | SJS-Intensive Care Unit I | 15 | IU | Active
L37133 | P10123 | -Pm Device Using Mfg Procedure | Gil Matos | GIMAT | EMPLOYEE | Y | 1 | 0.8 | 02/01/2025 | 01/29/2024 | 6 | M | SJS | SJS | 700 Series SCD | 16-837 | Circulatory Assist Units, Peripheral Compression, Sequential | 452294 | Covidien (US) | 29525 | V1530067SX | SCDTM | SCD 3 | 5102-13100 | SJS-Intensive Care Unit I | 15 | IU | Active
L37134 | P10123 | -Pm Device Using Mfg Procedure | Gil Matos | GIMAT | EMPLOYEE | Y | 1 | 0.8 | 02/01/2025 | 01/29/2024 | 6 | M | SJS | SJS | 700 Series SCD | 16-837 | Circulatory Assist Units, Peripheral Compression, Sequential | 452294 | Covidien (US) | 29525 | V1530755SX | SCDTM | SCD 3 | 5102-13100 | SJS-Intensive Care Unit I | 15 | IU | Active
L37135 | P10123 | -Pm Device Using Mfg Procedure | Gil Matos | GIMAT | EMPLOYEE | Y | 1 | 0.8 | 02/01/2025 | 01/29/2024 | 6 | M | SJS | SJS | 700 Series SCD | 16-837 | Circulatory Assist Units, Peripheral Compression, Sequential | 452294 | Covidien (US) | 29525 | V1531451SX | SCDTM | SCD 3 | 5102-21100 | SJS-Surgery | 28 | IU | Active
L37136 | P10123 | -Pm Device Using Mfg Procedure | Gil Matos | GIMAT | EMPLOYEE | Y | 1 | 0.8 | 02/01/2025 | 01/29/2024 | 6 | M | SJS | SJS | 700 Series SCD | 16-837 | Circulatory Assist Units, Peripheral Compression, Sequential | 452294 | Covidien (US) | 29525 | V1531353SX | SCDTM | SCD 3 | 5102-21100 | SJS-Surgery | 28 | IU | Active
L37137 | P10123 | -Pm Device Using Mfg Procedure | Gil Matos | GIMAT | EMPLOYEE | Y | 1 | 0.8 | 02/01/2025 | 01/29/2024 | 6 | M | SJS | SJS | 700 Series SCD | 16-837 | Circulatory Assist Units, Peripheral Compression, Sequential | 452294 | Covidien (US) | 29525 | V1531488SX | SCDTM | SCD 3 | 5102-21100 | SJS-Surgery | 28 | IU | Active
L37138 | P10123 | -Pm Device Using Mfg Procedure | Gil Matos | GIMAT | EMPLOYEE | Y | 1 | 0.8 | 02/01/2025 | 01/29/2024 | 6 | M | SJS | SJS | 700 Series SCD | 16-837 | Circulatory Assist Units, Peripheral Compression, Sequential | 452294 | Covidien (US) | 29525 | V1531499SX | SCDTM | SCD 3 | 5102-21100 | SJS-Surgery | 28 | IU | Active
L37139 | P10123 | -Pm Device Using Mfg Procedure | Gil Matos | GIMAT | EMPLOYEE | Y | 1 | 0.8 | 02/01/2025 | 01/29/2024 | 6 | M | SJS | SJS | 700 Series SCD | 16-837 | Circulatory Assist Units, Peripheral Compression, Sequential | 452294 | Covidien (US) | 29525 | V1531458SX | SCDTM | SCD 3 | 5102-21100 | SJS-Surgery | 28 | IU | Active
L37140 | P10123 | -Pm Device Using Mfg Procedure | Gil Matos | GIMAT | EMPLOYEE | Y | 1 | 0.8 | 02/01/2025 | 01/29/2024 | 6 | M | SJS | SJS | 700 Series SCD | 16-837 | Circulatory Assist Units, Peripheral Compression, Sequential | 452294 | Covidien (US) | 29525 | V1531355SX | SCDTM | SCD 3 | 5102-21100 | SJS-Surgery | 28 | IU | Active
L37141 | P10123 | -Pm Device Using Mfg Procedure | Gil Matos | GIMAT | EMPLOYEE | Y | 1 | 0.8 | 02/01/2025 | 02/08/2024 | 6 | M | SJS | SJS | 700 Series SCD | 16-837 | Circulatory Assist Units, Peripheral Compression, Sequential | 452294 | Covidien (US) | 29525 | V1531384SX | SCDTM | SCD 3 | 5102-21500 | SJS-PACU | 14 | IU | Active
L37143 | P10123 | -Pm Device Using Mfg Procedure | Gil Matos | GIMAT | EMPLOYEE | Y | 1 | 0.8 | 02/01/2025 | 01/29/2024 | 6 | M | SJS | SJS | 700 Series SCD | 16-837 | Circulatory Assist Units, Peripheral Compression, Sequential | 452294 | Covidien (US) | 29525 | V1531403SX | SCDTM | SCD 3 | 5102-21500 | SJS-PACU | 14 | IU | Active
L37145 | P10123 | -Pm Device Using Mfg Procedure | Gil Matos | GIMAT | EMPLOYEE | Y | 1 | 0.8 | 02/01/2025 | 01/29/2024 | 6 | M | SJS | SJS | 700 Series SCD | 16-837 | Circulatory Assist Units, Peripheral Compression, Sequential | 452294 | Covidien (US) | 29525 | V1531397SX | SCDTM | SCD 3 | 5102-22100 | SJS-Labor & Delivery | 15 | IU | Active
L37148 | P10123 | -Pm Device Using Mfg Procedure | Gil Matos | GIMAT | EMPLOYEE | Y | 1 | 0.8 | 02/01/2025 | 01/29/2024 | 6 | M | SJS | SJS | 700 Series SCD | 16-837 | Circulatory Assist Units, Peripheral Compression, Sequential | 452294 | Covidien (US) | 29525 | V1531434SX | SCDTM | SCD 3 | 5102-22100 | SJS-Labor & Delivery | 15 | IU | Active
L37149 | P10123 | -Pm Device Using Mfg Procedure | Gil Matos | GIMAT | EMPLOYEE | Y | 1 | 0.8 | 02/01/2025 | 02/01/2024 | 6 | M | SJS | SJS | 700 Series SCD | 16-837 | Circulatory Assist Units, Peripheral Compression, Sequential | 452294 | Covidien (US) | 29525 | V1531371SX | SCDTM | SCD 3 | 5102-23100 | SJS-Emergency Service | 15 | IU | Active
L37150 | P10123 | -Pm Device Using Mfg Procedure | Gil Matos | GIMAT | EMPLOYEE | Y | 1 | 0.8 | 02/01/2025 | 01/29/2024 | 6 | M | SJS | SJS | 700 Series SCD | 16-837 | Circulatory Assist Units, Peripheral Compression, Sequential | 452294 | Covidien (US) | 29525 | V1531444SX | SCDTM | SCD 3 | 5102-23100 | SJS-Emergency Service | 15 | IU | Active
L37152 | P10123 | -Pm Device Using Mfg Procedure | Gil Matos | GIMAT | EMPLOYEE | Y | 1 | 0.8 | 02/01/2025 | 01/29/2024 | 6 | M | SJS | SJS | 700 Series SCD | 16-837 | Circulatory Assist Units, Peripheral Compression, Sequential | 452294 | Covidien (US) | 29525 | v1531459sx | SCDTM | SCD 3 | 5102-12213 | SJS-Med/Surg/Tele Overflow 3North | 14 | IU | Active
L37153 | P10123 | -Pm Device Using Mfg Procedure | Gil Matos | GIMAT | EMPLOYEE | Y | 1 | 0.8 | 02/01/2025 | 01/29/2024 | 6 | M | SJS | SJS | 700 Series SCD | 16-837 | Circulatory Assist Units, Peripheral Compression, Sequential | 452294 | Covidien (US) | 29525 | v1531442sx | SCDTM | SCD 3 | 5102-12213 | SJS-Med/Surg/Tele Overflow 3North | 14 | IU | Active
L37155 | P10123 | -Pm Device Using Mfg Procedure | Gil Matos | GIMAT | EMPLOYEE | Y | 1 | 0.8 | 02/01/2025 | 01/29/2024 | 6 | M | SJS | SJS | 700 Series SCD | 16-837 | Circulatory Assist Units, Peripheral Compression, Sequential | 452294 | Covidien (US) | 29525 | v1530734sx | SCDTM | SCD 3 | 5102-12213 | SJS-Med/Surg/Tele Overflow 3North | 14 | IU | Active
L37156 | P10123 | -Pm Device Using Mfg Procedure | Gil Matos | GIMAT | EMPLOYEE | Y | 1 | 0.8 | 02/01/2025 | 01/29/2024 | 6 | M | SJS | SJS | 700 Series SCD | 16-837 | Circulatory Assist Units, Peripheral Compression, Sequential | 452294 | Covidien (US) | 29525 | v1531352sx | SCDTM | SCD 3 | 5102-12213 | SJS-Med/Surg/Tele Overflow 3North | 14 | IU | Active
L37157 | P10123 | -Pm Device Using Mfg Procedure | Gil Matos | GIMAT | EMPLOYEE | Y | 1 | 0.8 | 02/01/2025 | 01/29/2024 | 6 | M | SJS | SJS | 700 Series SCD | 16-837 | Circulatory Assist Units, Peripheral Compression, Sequential | 452294 | Covidien (US) | 29525 | v1530695sx | SCDTM | SCD 3 | 5102-12213 | SJS-Med/Surg/Tele Overflow 3North | 14 | IU | Active
L37158 | P10123 | -Pm Device Using Mfg Procedure | Gil Matos | GIMAT | EMPLOYEE | Y | 1 | 0.8 | 02/01/2025 | 01/29/2024 | 6 | M | SJS | SJS | 700 Series SCD | 16-837 | Circulatory Assist Units, Peripheral Compression, Sequential | 452294 | Covidien (US) | 29525 | V1530253SX | SCDTM | SCD 3 | 5102-12213 | SJS-Med/Surg/Tele Overflow 3North | 14 | IU | Active
L37159 | P10123 | -Pm Device Using Mfg Procedure | Gil Matos | GIMAT | EMPLOYEE | Y | 1 | 0.8 | 02/01/2025 | 01/29/2024 | 6 | M | SJS | SJS | 700 Series SCD | 16-837 | Circulatory Assist Units, Peripheral Compression, Sequential | 452294 | Covidien (US) | 29525 | v1530719sx | SCDTM | SCD 3 | 5102-12213 | SJS-Med/Surg/Tele Overflow 3North | 14 | IU | Active
L37160 | P10123 | -Pm Device Using Mfg Procedure | Gil Matos | GIMAT | EMPLOYEE | Y | 1 | 0.8 | 02/01/2025 | 01/29/2024 | 6 | M | SJS | SJS | 700 Series SCD | 16-837 | Circulatory Assist Units, Peripheral Compression, Sequential | 452294 | Covidien (US) | 29525 | v1530676sx | SCDTM | SCD 3 | 5102-12213 | SJS-Med/Surg/Tele Overflow 3North | 14 | IU | Active
L37161 | P10123 | -Pm Device Using Mfg Procedure | Gil Matos | GIMAT | EMPLOYEE | Y | 1 | 0.8 | 02/01/2025 | 01/29/2024 | 6 | M | SJS | SJS | 700 Series SCD | 16-837 | Circulatory Assist Units, Peripheral Compression, Sequential | 452294 | Covidien (US) | 29525 | V1530284SX | SCDTM | SCD 3 | 5102-12213 | SJS-Med/Surg/Tele Overflow 3North | 14 | IU | Active
L37162 | P10123 | -Pm Device Using Mfg Procedure | Gil Matos | GIMAT | EMPLOYEE | Y | 1 | 0.8 | 02/01/2025 | 01/29/2024 | 6 | M | SJS | SJS | 700 Series SCD | 16-837 | Circulatory Assist Units, Peripheral Compression, Sequential | 452294 | Covidien (US) | 29525 | V1530339SX | SCDTM | SCD 3 | 5102-12213 | SJS-Med/Surg/Tele Overflow 3North | 14 | IU | Active
L37165 | P10123 | -Pm Device Using Mfg Procedure | Gil Matos | GIMAT | EMPLOYEE | Y | 1 | 0.8 | 02/01/2025 | 01/29/2024 | 6 | M | SJS | SJS | 700 Series SCD | 16-837 | Circulatory Assist Units, Peripheral Compression, Sequential | 452294 | Covidien (US) | 29525 | v1531448sx | SCDTM | SCD 3 | 5102-16527 | SJS-Mother/Baby Unit | 14 | IU | Active
L37166 | P10123 | -Pm Device Using Mfg Procedure | Gil Matos | GIMAT | EMPLOYEE | Y | 1 | 0.8 | 02/01/2025 | 01/29/2024 | 6 | M | SJS | SJS | 700 Series SCD | 16-837 | Circulatory Assist Units, Peripheral Compression, Sequential | 452294 | Covidien (US) | 29525 | v1531393sx | SCDTM | SCD 3 | 5102-16527 | SJS-Mother/Baby Unit | 14 | IU | Active
L37167 | P10123 | -Pm Device Using Mfg Procedure | Gil Matos | GIMAT | EMPLOYEE | Y | 1 | 0.8 | 02/01/2025 | 01/29/2024 | 6 | M | SJS | SJS | 700 Series SCD | 16-837 | Circulatory Assist Units, Peripheral Compression, Sequential | 452294 | Covidien (US) | 29525 | v1530215sx | SCDTM | SCD 3 | 5102-16527 | SJS-Mother/Baby Unit | 14 | IU | Active
L37169 | P10123 | -Pm Device Using Mfg Procedure | Gil Matos | GIMAT | EMPLOYEE | Y | 1 | 0.8 | 02/01/2025 | 01/29/2024 | 6 | M | SJS | SJS | 700 Series SCD | 16-837 | Circulatory Assist Units, Peripheral Compression, Sequential | 452294 | Covidien (US) | 29525 | v1530320sx | SCDTM | SCD 3 | 5102-16527 | SJS-Mother/Baby Unit | 14 | IU | Active
L37171 | P10123 | -Pm Device Using Mfg Procedure | Gil Matos | GIMAT | EMPLOYEE | Y | 1 | 0.8 | 02/01/2025 | 02/02/2024 | 6 | M | SJS | SJS | 700 Series SCD | 16-837 | Circulatory Assist Units, Peripheral Compression, Sequential | 452294 | Covidien (US) | 29525 | v1530699sx | SCDTM | SCD 3 | 5102-16527 | SJS-Mother/Baby Unit | 14 | IU | Active
L37174 | P10123 | -Pm Device Using Mfg Procedure | Gil Matos | GIMAT | EMPLOYEE | Y | 1 | 0.8 | 02/01/2025 | 01/29/2024 | 6 | M | SJS | SJS | 700 Series SCD | 16-837 | Circulatory Assist Units, Peripheral Compression, Sequential | 452294 | Covidien (US) | 29525 | v1531419sx | SCDTM | SCD 3 | 5102-21500 | SJS-PACU | 15 | IU | Active
L37177 | P10123 | -Pm Device Using Mfg Procedure | Gil Matos | GIMAT | EMPLOYEE | Y | 1 | 0.8 | 02/01/2025 | 01/29/2024 | 6 | M | SJS | SJS | 700 Series SCD | 16-837 | Circulatory Assist Units, Peripheral Compression, Sequential | 452294 | Covidien (US) | 29525 | v1531387sx | SCDTM | SCD 3 | 5102-21500 | SJS-PACU | 15 | IU | Active
L37178 | P10123 | -Pm Device Using Mfg Procedure | Gil Matos | GIMAT | EMPLOYEE | Y | 1 | 0.8 | 02/01/2025 | 01/29/2024 | 6 | M | SJS | SJS | 700 Series SCD | 16-837 | Circulatory Assist Units, Peripheral Compression, Sequential | 452294 | Covidien (US) | 29525 | v1531354sx | SCDTM | SCD 3 | 5102-21500 | SJS-PACU | 15 | IU | Active
L37179 | P10123 | -Pm Device Using Mfg Procedure | Gil Matos | GIMAT | EMPLOYEE | Y | 1 | 0.8 | 02/01/2025 | 01/29/2024 | 6 | M | SJS | SJS | 700 Series SCD | 16-837 | Circulatory Assist Units, Peripheral Compression, Sequential | 452294 | Covidien (US) | 29525 | v1531390sx | SCDTM | SCD 3 | 5102-21500 | SJS-PACU | 15 | IU | Active
L37180 | P10123 | -Pm Device Using Mfg Procedure | Gil Matos | GIMAT | EMPLOYEE | Y | 1 | 0.8 | 02/01/2025 | 01/29/2024 | 6 | M | SJS | SJS | 700 Series SCD | 16-837 | Circulatory Assist Units, Peripheral Compression, Sequential | 452294 | Covidien (US) | 29525 | v1531480sx | SCDTM | SCD 3 | 5102-21500 | SJS-PACU | 15 | IU | Active
L37181 | P10123 | -Pm Device Using Mfg Procedure | Gil Matos | GIMAT | EMPLOYEE | Y | 1 | 0.8 | 02/01/2025 | 01/29/2024 | 6 | M | SJS | SJS | 700 Series SCD | 16-837 | Circulatory Assist Units, Peripheral Compression, Sequential | 452294 | Covidien (US) | 29525 | v1531449sx | SCDTM | SCD 3 | 5102-21500 | SJS-PACU | 15 | IU | Active
L37189 | P10123 | -Pm Device Using Mfg Procedure | Darren Eaton | DAEAT | EMPLOYEE | Y | 1 | 0.5 | 01/01/2025 | 01/31/2024 | 2 | M | SJS | SJS | Doppler/Light Source THD | 24-133 | Hemorrhoid Ligation Units, Endoscopic, Ultrasound Guided | 453827 | THD America Inc | 700000 | 378216 |  |  | 5102-21100 | SJS-Surgery | 14 | IU | Active
L37191 | P10123 | -Pm Device Using Mfg Procedure | Darren Eaton | DAEAT | EMPLOYEE | M | 6 | 0.7 | 07/01/2024 | 01/31/2024 | 2 | M | SJS | SJS | Ureteroscope Workstation | 18-037 | Image Processors, Video | 107135 | Boston Scientific Corp | LithoVue | BLV0748 |  |  | 5102-21100 | SJS-Surgery | 30 | IU | Active
L37217 | PQUH1F | Quarterly H-1200 Fast Flow Fluid Warmer PM. | Darren Eaton | DAEAT | EMPLOYEE | M | 3 | 0.5 | 06/01/2024 | 03/01/2024 | 1 | M | SJS | SJS | Fast Flow Fluid Warmer | 17-907 | Infusion Pumps, Blood/Solution Warming | 455334 | Smiths Medical ASD Inc | H-1200 | S103B01259 |  |  | 5102-20100 | SJS-Anesthesiology | 33 | IU | Active
L37217 | PANH1F | Annual H-1200 Fast Flow Fluid Warmer PM. | Darren Eaton | DAEAT | EMPLOYEE | Y | 1 | 2 | 06/01/2024 | 07/18/2023 | 2 | M | SJS | SJS | Fast Flow Fluid Warmer | 17-907 | Infusion Pumps, Blood/Solution Warming | 455334 | Smiths Medical ASD Inc | H-1200 | S103B01259 |  |  | 5102-20100 | SJS-Anesthesiology | 33 | IU | Active
L37218 | PRANGE | --- Ranger 245 PM Procedure --- | Twanna Hardy | TWLUK | EMPLOYEE | M | 3 | 1 | 06/01/2024 | 03/01/2024 | 1 | M | SJS | SJS | Blood Warmer | 10-447 | Warming Units, Blood/Intravenous Solution | 418683 | Arizant Healthcare Inc | 245 | 78118 | BLOWAR | Blood Warmers | 5102-22100 | SJS-Labor & Delivery | 20 | IU | Active
L37220 | P160 | Pump, Breast, Powered. | Twanna Hardy | TWLUK | EMPLOYEE | Y | 1 | 0.75 | 07/01/2024 | 08/24/2023 | 2 | M | SJS | SJS | Breast Pump | 10-485 | Pumps, Breast | 103640 | Medela Inc | Symphony | 1770243 |  |  | 5102-16527 | SJS-Mother/Baby Unit | 13 | IU | Active
L37222 | P160 | Pump, Breast, Powered. | Twanna Hardy | TWLUK | EMPLOYEE | Y | 1 | 0.75 | 07/01/2024 | 08/14/2023 | 2 | M | SJS | SJS | Breast Pump | 10-485 | Pumps, Breast | 103640 | Medela Inc | Symphony | 1770245 |  |  | 5102-16527 | SJS-Mother/Baby Unit | 13 | IU | Active
L37223 | P160 | Pump, Breast, Powered. | Twanna Hardy | TWLUK | EMPLOYEE | Y | 1 | 0.75 | 07/01/2024 | 08/14/2023 | 2 | M | SJS | SJS | Breast Pump | 10-485 | Pumps, Breast | 103640 | Medela Inc | Symphony | 1770218 |  |  | 5102-16527 | SJS-Mother/Baby Unit | 13 | IU | Active
L37224 | P160 | Pump, Breast, Powered. | Twanna Hardy | TWLUK | EMPLOYEE | Y | 1 | 0.75 | 07/01/2024 | 08/30/2023 | 2 | M | SJS | SJS | Breast Pump | 10-485 | Pumps, Breast | 103640 | Medela Inc | Symphony | 1770315 |  |  | 5102-16527 | SJS-Mother/Baby Unit | 13 | IU | Active
L37226 | P10123 | -Pm Device Using Mfg Procedure | Gil Matos | GIMAT | EMPLOYEE | Y | 1 | 0.8 | 02/01/2025 | 01/29/2024 | 6 | M | SJS | SJS | 700 Series SCD | 16-837 | Circulatory Assist Units, Peripheral Compression, Sequential | 452294 | Covidien (US) | 29525 | v1531473sx | SCDTM | SCD 3 | 5102-16527 | SJS-Mother/Baby Unit | 14 | IU | Active
L37252 | PSA745 | SAGE 7455 5 Year Filter Replacement | Darren Eaton | DAEAT | EMPLOYEE | Y | 5 | 1 | 01/01/2029 | 02/16/2024 | 2 | M | SJS | SJS | Patient Repositioning System | 34-047 | Mattress Systems, Patient Repositioning | 103635 | Sage Products Inc | 7455 | 19140-139 |  |  | 5102-21100 | SJS-Surgery | 25 | IU | Active
L37253 | PSA745 | SAGE 7455 5 Year Filter Replacement | Darren Eaton | DAEAT | EMPLOYEE | Y | 5 | 1 | 01/01/2029 | 02/16/2024 | 2 | M | SJS | SJS | Patient Repositioning System | 34-047 | Mattress Systems, Patient Repositioning | 103635 | Sage Products Inc | 7455 | 19140-133 |  |  | 5102-21100 | SJS-Surgery | 25 | IU | Active
L37255 | PSA745 | SAGE 7455 5 Year Filter Replacement | Darren Eaton | DAEAT | EMPLOYEE | Y | 5 | 1 | 01/01/2029 | 02/08/2024 | 2 | M | SJS | SJS | Patient Repositioning System | 34-047 | Mattress Systems, Patient Repositioning | 103635 | Sage Products Inc | 7455 | 19140-161 |  |  | 5102-21100 | SJS-Surgery | 25 | IU | Active
L37256 | PSA745 | SAGE 7455 5 Year Filter Replacement | Darren Eaton | DAEAT | EMPLOYEE | Y | 5 | 1 | 01/01/2029 | 02/14/2024 | 2 | M | SJS | SJS | Patient Repositioning System | 34-047 | Mattress Systems, Patient Repositioning | 103635 | Sage Products Inc | 7455 | 19140-158 |  |  | 5102-21100 | SJS-Surgery | 25 | IU | Active
L37257 | PSA745 | SAGE 7455 5 Year Filter Replacement | Darren Eaton | DAEAT | EMPLOYEE | Y | 5 | 1 | 01/01/2029 | 02/16/2024 | 2 | M | SJS | SJS | Patient Repositioning System | 34-047 | Mattress Systems, Patient Repositioning | 103635 | Sage Products Inc | 7455 | 19142-009 |  |  | 5102-21100 | SJS-Surgery | 25 | IU | Active
L37260 | PSA745 | SAGE 7455 5 Year Filter Replacement | Darren Eaton | DAEAT | EMPLOYEE | Y | 5 | 1 | 01/01/2029 | 03/15/2024 | 2 | M | SJS | SJS | Patient Repositioning System | 34-047 | Mattress Systems, Patient Repositioning | 103635 | Sage Products Inc | 7455 | 19140-154 |  |  | 5102-21100 | SJS-Surgery | 25 | IU | Active
L37261 | PSA745 | SAGE 7455 5 Year Filter Replacement | Darren Eaton | DAEAT | EMPLOYEE | Y | 5 | 1 | 01/01/2029 | 02/16/2024 | 2 | M | SJS | SJS | Patient Repositioning System | 34-047 | Mattress Systems, Patient Repositioning | 103635 | Sage Products Inc | 7455 | 19140-155 |  |  | 5102-21100 | SJS-Surgery | 25 | IU | Active
L37262 | PRANGE | --- Ranger 245 PM Procedure --- | Gil Matos | GIMAT | EMPLOYEE | M | 3 | 1 | 06/01/2024 | 03/01/2024 | 1 | M | SJS | SJS | Blood Warmer | 10-447 | Warming Units, Blood/Intravenous Solution | 418683 | Arizant Healthcare Inc | 245 | 86615 | BLOWAR | Blood Warmers | 5102-21500 | SJS-PACU | 20 | IU | Active
L37263 | PSA745 | SAGE 7455 5 Year Filter Replacement | Gil Matos | GIMAT | EMPLOYEE | Y | 5 | 1 | 03/01/2028 | 03/13/2023 | 2 | M | SJS | SJS | Patient Repositioning System | 34-047 | Mattress Systems, Patient Repositioning | 103635 | Sage Products Inc | 7455 | 19138-046 |  |  | 5102-21500 | SJS-PACU | 12 | IU | Active
L37264 | PSA745 | SAGE 7455 5 Year Filter Replacement | Gil Matos | GIMAT | EMPLOYEE | Y | 5 | 1 | 03/01/2028 | 03/13/2023 | 2 | M | SJS | SJS | Patient Repositioning System | 34-047 | Mattress Systems, Patient Repositioning | 103635 | Sage Products Inc | 7455 | 19141-195 |  |  | 5102-21500 | SJS-PACU | 12 | IU | Active
L37270 | PSA745 | SAGE 7455 5 Year Filter Replacement | Darren Eaton | DAEAT | EMPLOYEE | Y | 5 | 1 | 06/01/2025 | 07/14/2020 | 2 | M | SJS | SJS | Patient Repositioning System | 34-047 | Mattress Systems, Patient Repositioning | 103635 | Sage Products Inc | 7455 | 19137-012 |  |  | 5102-33020 | SJS-Imaging Central Ops | 12 | IU | Active
L37273 | PSA745 | SAGE 7455 5 Year Filter Replacement | Darren Eaton | DAEAT | EMPLOYEE | Y | 5 | 1 | 06/01/2025 | 07/14/2020 | 2 | M | SJS | SJS | Patient Repositioning System | 34-047 | Mattress Systems, Patient Repositioning | 103635 | Sage Products Inc | 7455 | 19137-011 |  |  | 5102-33020 | SJS-Imaging Central Ops | 12 | IU | Active
L37309 | P--ORS | --- OR Safety Inspection --- | Gerson Colon | 94805 | EMPLOYEE | Y | 1 | 0.5 | 09/01/2024 | 09/21/2023 | 2 | M | SJS | SJS | Tele Programmer | 15-993 | Programmer/Testers, Implantable Cardiac Pacemaker | 398065 | Medtronic Inc Cardiac Rhythm M | 2090 | PKK052280R |  |  | 5102-30695 | SJS-Interventional Services | 20 | IU | Active
L37317 | P10123 | -Pm Device Using Mfg Procedure | Gil Matos | GIMAT | EMPLOYEE | Y | 1 | 0.8 | 02/01/2025 | 01/29/2024 | 6 | M | SJS | SJS | 700 Series SCD | 16-837 | Circulatory Assist Units, Peripheral Compression, Sequential | 452294 | Covidien (US) | 29525 | V1927199SX | SCDTM | SCD 3 | 5102-13100 | SJS-Intensive Care Unit I | 15 | IU | Active
L37318 | P10123 | -Pm Device Using Mfg Procedure | Gil Matos | GIMAT | EMPLOYEE | Y | 1 | 0.8 | 02/01/2025 | 01/29/2024 | 6 | M | SJS | SJS | 700 Series SCD | 16-837 | Circulatory Assist Units, Peripheral Compression, Sequential | 452294 | Covidien (US) | 29525 | V1927194SX | SCDTM | SCD 3 | 5102-13100 | SJS-Intensive Care Unit I | 15 | IU | Active
L37319 | P10123 | -Pm Device Using Mfg Procedure | Gil Matos | GIMAT | EMPLOYEE | Y | 1 | 0.8 | 02/01/2025 | 01/29/2024 | 6 | M | SJS | SJS | 700 Series SCD | 16-837 | Circulatory Assist Units, Peripheral Compression, Sequential | 452294 | Covidien (US) | 29525 | V1927882SX | SCDTM | SCD 3 | 5102-13100 | SJS-Intensive Care Unit I | 15 | IU | Active
L37321 | P10123 | -Pm Device Using Mfg Procedure | Gil Matos | GIMAT | EMPLOYEE | Y | 1 | 0.8 | 02/01/2025 | 03/12/2024 | 6 | M | SJS | SJS | 700 Series SCD | 16-837 | Circulatory Assist Units, Peripheral Compression, Sequential | 452294 | Covidien (US) | 29525 | V1927913SX | SCDTM | SCD 3 | 5102-13100 | SJS-Intensive Care Unit I | 15 | IU | Active
L37322 | P10123 | -Pm Device Using Mfg Procedure | Gil Matos | GIMAT | EMPLOYEE | Y | 1 | 0.8 | 02/01/2025 | 02/28/2024 | 6 | M | SJS | SJS | 700 Series SCD | 16-837 | Circulatory Assist Units, Peripheral Compression, Sequential | 452294 | Covidien (US) | 29525 | V1927841SX | SCDTM | SCD 3 | 5102-13100 | SJS-Intensive Care Unit I | 15 | IU | Active
L37323 | P10123 | -Pm Device Using Mfg Procedure | Gil Matos | GIMAT | EMPLOYEE | Y | 1 | 0.8 | 02/01/2025 | 01/29/2024 | 6 | M | SJS | SJS | 700 Series SCD | 16-837 | Circulatory Assist Units, Peripheral Compression, Sequential | 452294 | Covidien (US) | 29525 | V1927163SX | SCDTM | SCD 3 | 5102-13100 | SJS-Intensive Care Unit I | 15 | IU | Active
L37324 | P10123 | -Pm Device Using Mfg Procedure | Gil Matos | GIMAT | EMPLOYEE | Y | 1 | 0.8 | 02/01/2025 | 02/06/2024 | 6 | M | SJS | SJS | 700 Series SCD | 16-837 | Circulatory Assist Units, Peripheral Compression, Sequential | 452294 | Covidien (US) | 29525 | V1927153SX | SCDTM | SCD 3 | 5102-13100 | SJS-Intensive Care Unit I | 15 | IU | Active
L37325 | P10123 | -Pm Device Using Mfg Procedure | Gil Matos | GIMAT | EMPLOYEE | Y | 1 | 0.8 | 02/01/2025 | 01/29/2024 | 6 | M | SJS | SJS | 700 Series SCD | 16-837 | Circulatory Assist Units, Peripheral Compression, Sequential | 452294 | Covidien (US) | 29525 | V1927858SX | SCDTM | SCD 3 | 5102-13100 | SJS-Intensive Care Unit I | 15 | IU | Active
L37326 | P10123 | -Pm Device Using Mfg Procedure | Gil Matos | GIMAT | EMPLOYEE | Y | 1 | 0.8 | 02/01/2025 | 01/29/2024 | 6 | M | SJS | SJS | 700 Series SCD | 16-837 | Circulatory Assist Units, Peripheral Compression, Sequential | 452294 | Covidien (US) | 29525 | V1927890SX | SCDTM | SCD 3 | 5102-13100 | SJS-Intensive Care Unit I | 15 | IU | Active
L37327 | P10123 | -Pm Device Using Mfg Procedure | Gil Matos | GIMAT | EMPLOYEE | Y | 1 | 0.8 | 02/01/2025 | 01/29/2024 | 6 | M | SJS | SJS | 700 Series SCD | 16-837 | Circulatory Assist Units, Peripheral Compression, Sequential | 452294 | Covidien (US) | 29525 | V1927176SX | SCDTM | SCD 3 | 5102-13100 | SJS-Intensive Care Unit I | 15 | IU | Active
L37328 | P10123 | -Pm Device Using Mfg Procedure | Gil Matos | GIMAT | EMPLOYEE | Y | 1 | 0.8 | 02/01/2025 | 01/29/2024 | 6 | M | SJS | SJS | 700 Series SCD | 16-837 | Circulatory Assist Units, Peripheral Compression, Sequential | 452294 | Covidien (US) | 29525 | V1927187SX | SCDTM | SCD 3 | 5102-13100 | SJS-Intensive Care Unit I | 15 | IU | Active
L37329 | P10123 | -Pm Device Using Mfg Procedure | Gil Matos | GIMAT | EMPLOYEE | Y | 1 | 0.8 | 02/01/2025 | 01/29/2024 | 6 | M | SJS | SJS | 700 Series SCD | 16-837 | Circulatory Assist Units, Peripheral Compression, Sequential | 452294 | Covidien (US) | 29525 | V1927180SX | SCDTM | SCD 3 | 5102-13100 | SJS-Intensive Care Unit I | 15 | IU | Active
L37330 | P10123 | -Pm Device Using Mfg Procedure | Gil Matos | GIMAT | EMPLOYEE | Y | 1 | 0.8 | 02/01/2025 | 01/29/2024 | 6 | M | SJS | SJS | 700 Series SCD | 16-837 | Circulatory Assist Units, Peripheral Compression, Sequential | 452294 | Covidien (US) | 29525 | V1927185SX | SCDTM | SCD 3 | 5102-13100 | SJS-Intensive Care Unit I | 15 | IU | Active
L37331 | P10123 | -Pm Device Using Mfg Procedure | Gil Matos | GIMAT | EMPLOYEE | Y | 1 | 0.8 | 02/01/2025 | 01/29/2024 | 6 | M | SJS | SJS | 700 Series SCD | 16-837 | Circulatory Assist Units, Peripheral Compression, Sequential | 452294 | Covidien (US) | 29525 | V1927901SX | SCDTM | SCD 3 | 5102-13100 | SJS-Intensive Care Unit I | 15 | IU | Active
L37333 | P10123 | -Pm Device Using Mfg Procedure | Gil Matos | GIMAT | EMPLOYEE | Y | 1 | 0.8 | 02/01/2025 | 03/11/2024 | 6 | M | SJS | SJS | 700 Series SCD | 16-837 | Circulatory Assist Units, Peripheral Compression, Sequential | 452294 | Covidien (US) | 29525 | V1927201SX | SCDTM | SCD 3 | 5102-13100 | SJS-Intensive Care Unit I | 15 | IU | Active
L37334 | P10123 | -Pm Device Using Mfg Procedure | Gil Matos | GIMAT | EMPLOYEE | Y | 1 | 0.8 | 02/01/2025 | 01/29/2024 | 6 | M | SJS | SJS | 700 Series SCD | 16-837 | Circulatory Assist Units, Peripheral Compression, Sequential | 452294 | Covidien (US) | 29525 | V1927222SX | SCDTM | SCD 3 | 5102-12250 | SJS-Med/Surg/Tele Unit 4South | 14 | IU | Active
L37335 | P10123 | -Pm Device Using Mfg Procedure | Gil Matos | GIMAT | EMPLOYEE | Y | 1 | 0.8 | 02/01/2025 | 01/29/2024 | 6 | M | SJS | SJS | 700 Series SCD | 16-837 | Circulatory Assist Units, Peripheral Compression, Sequential | 452294 | Covidien (US) | 29525 | V1927134SX | SCDTM | SCD 3 | 5102-12250 | SJS-Med/Surg/Tele Unit 4South | 14 | IU | Active
L37336 | P10123 | -Pm Device Using Mfg Procedure | Gil Matos | GIMAT | EMPLOYEE | Y | 1 | 0.8 | 02/01/2025 | 01/29/2024 | 6 | M | SJS | SJS | 700 Series SCD | 16-837 | Circulatory Assist Units, Peripheral Compression, Sequential | 452294 | Covidien (US) | 29525 | V1946207SX | SCDTM | SCD 3 | 5102-12250 | SJS-Med/Surg/Tele Unit 4South | 14 | IU | Active
L37337 | P10123 | -Pm Device Using Mfg Procedure | Gil Matos | GIMAT | EMPLOYEE | Y | 1 | 0.8 | 02/01/2025 | 01/29/2024 | 6 | M | SJS | SJS | 700 Series SCD | 16-837 | Circulatory Assist Units, Peripheral Compression, Sequential | 452294 | Covidien (US) | 29525 | V1946401SX | SCDTM | SCD 3 | 5102-12250 | SJS-Med/Surg/Tele Unit 4South | 14 | IU | Active
L37338 | P10123 | -Pm Device Using Mfg Procedure | Gil Matos | GIMAT | EMPLOYEE | Y | 1 | 0.8 | 02/01/2025 | 01/29/2024 | 6 | M | SJS | SJS | 700 Series SCD | 16-837 | Circulatory Assist Units, Peripheral Compression, Sequential | 452294 | Covidien (US) | 29525 | V1946253SX | SCDTM | SCD 3 | 5102-12250 | SJS-Med/Surg/Tele Unit 4South | 14 | IU | Active
L37339 | P10123 | -Pm Device Using Mfg Procedure | Gil Matos | GIMAT | EMPLOYEE | Y | 1 | 0.8 | 02/01/2025 | 02/28/2024 | 6 | M | SJS | SJS | 700 Series SCD | 16-837 | Circulatory Assist Units, Peripheral Compression, Sequential | 452294 | Covidien (US) | 29525 | V1946370SX | SCDTM | SCD 3 | 5102-12250 | SJS-Med/Surg/Tele Unit 4South | 14 | IU | Active
L37340 | P10123 | -Pm Device Using Mfg Procedure | Gil Matos | GIMAT | EMPLOYEE | Y | 1 | 0.8 | 02/01/2025 | 01/29/2024 | 6 | M | SJS | SJS | 700 Series SCD | 16-837 | Circulatory Assist Units, Peripheral Compression, Sequential | 452294 | Covidien (US) | 29525 | V1946452SX | SCDTM | SCD 3 | 5102-12250 | SJS-Med/Surg/Tele Unit 4South | 14 | IU | Active
L37341 | P10123 | -Pm Device Using Mfg Procedure | Gil Matos | GIMAT | EMPLOYEE | Y | 1 | 0.8 | 02/01/2025 | 01/29/2024 | 6 | M | SJS | SJS | 700 Series SCD | 16-837 | Circulatory Assist Units, Peripheral Compression, Sequential | 452294 | Covidien (US) | 29525 | V1946368SX | SCDTM | SCD 3 | 5102-12250 | SJS-Med/Surg/Tele Unit 4South | 14 | IU | Active
L37342 | P10123 | -Pm Device Using Mfg Procedure | Gil Matos | GIMAT | EMPLOYEE | Y | 1 | 0.8 | 02/01/2025 | 01/29/2024 | 6 | M | SJS | SJS | 700 Series SCD | 16-837 | Circulatory Assist Units, Peripheral Compression, Sequential | 452294 | Covidien (US) | 29525 | V1946371SX | SCDTM | SCD 3 | 5102-12250 | SJS-Med/Surg/Tele Unit 4South | 14 | IU | Active
L37343 | P10123 | -Pm Device Using Mfg Procedure | Gil Matos | GIMAT | EMPLOYEE | Y | 1 | 0.8 | 02/01/2025 | 01/29/2024 | 6 | M | SJS | SJS | 700 Series SCD | 16-837 | Circulatory Assist Units, Peripheral Compression, Sequential | 452294 | Covidien (US) | 29525 | V1946446SX | SCDTM | SCD 3 | 5102-12250 | SJS-Med/Surg/Tele Unit 4South | 14 | IU | Active
L37344 | P10123 | -Pm Device Using Mfg Procedure | Gil Matos | GIMAT | EMPLOYEE | Y | 1 | 0.8 | 02/01/2025 | 01/29/2024 | 6 | M | SJS | SJS | 700 Series SCD | 16-837 | Circulatory Assist Units, Peripheral Compression, Sequential | 452294 | Covidien (US) | 29525 | V1946435SX | SCDTM | SCD 3 | 5102-12250 | SJS-Med/Surg/Tele Unit 4South | 14 | IU | Active
L37345 | P10123 | -Pm Device Using Mfg Procedure | Gil Matos | GIMAT | EMPLOYEE | Y | 1 | 0.8 | 02/01/2025 | 01/29/2024 | 6 | M | SJS | SJS | 700 Series SCD | 16-837 | Circulatory Assist Units, Peripheral Compression, Sequential | 452294 | Covidien (US) | 29525 | V1946399SX | SCDTM | SCD 3 | 5102-12250 | SJS-Med/Surg/Tele Unit 4South | 14 | IU | Active
L37346 | P10123 | -Pm Device Using Mfg Procedure | Gil Matos | GIMAT | EMPLOYEE | Y | 1 | 0.8 | 02/01/2025 | 02/26/2024 | 6 | M | SJS | SJS | 700 Series SCD | 16-837 | Circulatory Assist Units, Peripheral Compression, Sequential | 452294 | Covidien (US) | 29525 | V1946237SX | SCDTM | SCD 3 | 5102-12250 | SJS-Med/Surg/Tele Unit 4South | 14 | IU | Active
L37347 | P10123 | -Pm Device Using Mfg Procedure | Darren Eaton | DAEAT | EMPLOYEE | Y | 1 | 0.8 | 02/01/2025 | 01/29/2024 | 6 | M | SJS | SJS | 700 Series SCD | 16-837 | Circulatory Assist Units, Peripheral Compression, Sequential | 452294 | Covidien (US) | 29525 | V1946245SX | SCD | SCD 1 | 5102-12250 | SJS-Med/Surg/Tele Unit 4South | 14 | IU | Active
L37348 | P10123 | -Pm Device Using Mfg Procedure | Darren Eaton | DAEAT | EMPLOYEE | Y | 1 | 0.8 | 02/01/2025 | 01/29/2024 | 6 | M | SJS | SJS | 700 Series SCD | 16-837 | Circulatory Assist Units, Peripheral Compression, Sequential | 452294 | Covidien (US) | 29525 | V1946387SX | SCD | SCD 1 | 5102-12250 | SJS-Med/Surg/Tele Unit 4South | 14 | IU | Active
L37349 | P10123 | -Pm Device Using Mfg Procedure | Darren Eaton | DAEAT | EMPLOYEE | Y | 1 | 0.8 | 02/01/2025 | 01/29/2024 | 6 | M | SJS | SJS | 700 Series SCD | 16-837 | Circulatory Assist Units, Peripheral Compression, Sequential | 452294 | Covidien (US) | 29525 | V1946383SX | SCD | SCD 1 | 5102-12250 | SJS-Med/Surg/Tele Unit 4South | 14 | IU | Active
L37350 | P10123 | -Pm Device Using Mfg Procedure | Darren Eaton | DAEAT | EMPLOYEE | Y | 1 | 0.8 | 02/01/2025 | 01/29/2024 | 6 | M | SJS | SJS | 700 Series SCD | 16-837 | Circulatory Assist Units, Peripheral Compression, Sequential | 452294 | Covidien (US) | 29525 | V1946460SX | SCD | SCD 1 | 5102-12250 | SJS-Med/Surg/Tele Unit 4South | 14 | IU | Active
L37352 | P10123 | -Pm Device Using Mfg Procedure | Darren Eaton | DAEAT | EMPLOYEE | Y | 1 | 0.8 | 02/01/2025 | 01/29/2024 | 6 | M | SJS | SJS | 700 Series SCD | 16-837 | Circulatory Assist Units, Peripheral Compression, Sequential | 452294 | Covidien (US) | 29525 | V1946429SX | SCD | SCD 1 | 5102-12250 | SJS-Med/Surg/Tele Unit 4South | 14 | IU | Active
L37353 | P10123 | -Pm Device Using Mfg Procedure | Darren Eaton | DAEAT | EMPLOYEE | Y | 1 | 0.8 | 02/01/2025 | 01/29/2024 | 6 | M | SJS | SJS | 700 Series SCD | 16-837 | Circulatory Assist Units, Peripheral Compression, Sequential | 452294 | Covidien (US) | 29525 | V1946434SX | SCD | SCD 1 | 5102-12250 | SJS-Med/Surg/Tele Unit 4South | 14 | IU | Active
L37354 | P10123 | -Pm Device Using Mfg Procedure | Darren Eaton | DAEAT | EMPLOYEE | Y | 1 | 0.8 | 02/01/2025 | 02/28/2024 | 6 | M | SJS | SJS | 700 Series SCD | 16-837 | Circulatory Assist Units, Peripheral Compression, Sequential | 452294 | Covidien (US) | 29525 | V1946373SX | SCD | SCD 1 | 5102-12250 | SJS-Med/Surg/Tele Unit 4South | 14 | IU | Active
L37355 | P10123 | -Pm Device Using Mfg Procedure | Darren Eaton | DAEAT | EMPLOYEE | Y | 1 | 0.8 | 02/01/2025 | 01/29/2024 | 6 | M | SJS | SJS | 700 Series SCD | 16-837 | Circulatory Assist Units, Peripheral Compression, Sequential | 452294 | Covidien (US) | 29525 | V1946252SX | SCD | SCD 1 | 5102-12250 | SJS-Med/Surg/Tele Unit 4South | 14 | IU | Active
L37356 | P10123 | -Pm Device Using Mfg Procedure | Darren Eaton | DAEAT | EMPLOYEE | Y | 1 | 0.8 | 02/01/2025 | 01/29/2024 | 6 | M | SJS | SJS | 700 Series SCD | 16-837 | Circulatory Assist Units, Peripheral Compression, Sequential | 452294 | Covidien (US) | 29525 | V1946381SX | SCD | SCD 1 | 5102-12250 | SJS-Med/Surg/Tele Unit 4South | 14 | IU | Active
L37357 | P10123 | -Pm Device Using Mfg Procedure | Darren Eaton | DAEAT | EMPLOYEE | Y | 1 | 0.8 | 02/01/2025 | 02/16/2024 | 6 | M | SJS | SJS | 700 Series SCD | 16-837 | Circulatory Assist Units, Peripheral Compression, Sequential | 452294 | Covidien (US) | 29525 | V1946200SX | SCD | SCD 1 | 5102-12250 | SJS-Med/Surg/Tele Unit 4South | 14 | IU | Active
L37358 | P10123 | -Pm Device Using Mfg Procedure | Darren Eaton | DAEAT | EMPLOYEE | Y | 1 | 0.8 | 02/01/2025 | 01/29/2024 | 6 | M | SJS | SJS | 700 Series SCD | 16-837 | Circulatory Assist Units, Peripheral Compression, Sequential | 452294 | Covidien (US) | 29525 | V1946385SX | SCD | SCD 1 | 5102-12250 | SJS-Med/Surg/Tele Unit 4South | 14 | IU | Active
L37359 | P10123 | -Pm Device Using Mfg Procedure | Darren Eaton | DAEAT | EMPLOYEE | Y | 1 | 0.8 | 02/01/2025 | 02/26/2024 | 6 | M | SJS | SJS | 700 Series SCD | 16-837 | Circulatory Assist Units, Peripheral Compression, Sequential | 452294 | Covidien (US) | 29525 | V1946444SX | SCD | SCD 1 | 5102-12250 | SJS-Med/Surg/Tele Unit 4South | 14 | IU | Active
L37360 | P10123 | -Pm Device Using Mfg Procedure | Darren Eaton | DAEAT | EMPLOYEE | Y | 1 | 0.8 | 02/01/2025 | 03/13/2024 | 6 | M | SJS | SJS | 700 Series SCD | 16-837 | Circulatory Assist Units, Peripheral Compression, Sequential | 452294 | Covidien (US) | 29525 | V1946388SX | SCD | SCD 1 | 5102-12250 | SJS-Med/Surg/Tele Unit 4South | 14 | IU | Active
L37361 | P10123 | -Pm Device Using Mfg Procedure | Darren Eaton | DAEAT | EMPLOYEE | Y | 1 | 0.8 | 02/01/2025 | 03/13/2024 | 6 | M | SJS | SJS | 700 Series SCD | 16-837 | Circulatory Assist Units, Peripheral Compression, Sequential | 452294 | Covidien (US) | 29525 | V1946369SX | SCD | SCD 1 | 5102-12250 | SJS-Med/Surg/Tele Unit 4South | 14 | IU | Active
L37363 | P10123 | -Pm Device Using Mfg Procedure | Darren Eaton | DAEAT | EMPLOYEE | Y | 1 | 0.8 | 02/01/2025 | 02/02/2024 | 6 | M | SJS | SJS | 700 Series SCD | 16-837 | Circulatory Assist Units, Peripheral Compression, Sequential | 452294 | Covidien (US) | 29525 | V1946377SX | SCD | SCD 1 | 5102-12250 | SJS-Med/Surg/Tele Unit 4South | 14 | IU | Active
L37364 | P10123 | -Pm Device Using Mfg Procedure | Darren Eaton | DAEAT | EMPLOYEE | Y | 1 | 0.8 | 02/01/2025 | 01/29/2024 | 6 | M | SJS | SJS | 700 Series SCD | 16-837 | Circulatory Assist Units, Peripheral Compression, Sequential | 452294 | Covidien (US) | 29525 | V1946431SX | SCD | SCD 1 | 5102-12250 | SJS-Med/Surg/Tele Unit 4South | 14 | IU | Active
L37365 | P10123 | -Pm Device Using Mfg Procedure | Darren Eaton | DAEAT | EMPLOYEE | Y | 1 | 0.8 | 02/01/2025 | 01/29/2024 | 6 | M | SJS | SJS | 700 Series SCD | 16-837 | Circulatory Assist Units, Peripheral Compression, Sequential | 452294 | Covidien (US) | 29525 | V1946423SX | SCD | SCD 1 | 5102-12250 | SJS-Med/Surg/Tele Unit 4South | 14 | IU | Active
L37366 | P10123 | -Pm Device Using Mfg Procedure | Darren Eaton | DAEAT | EMPLOYEE | Y | 1 | 0.8 | 02/01/2025 | 01/29/2024 | 6 | M | SJS | SJS | 700 Series SCD | 16-837 | Circulatory Assist Units, Peripheral Compression, Sequential | 452294 | Covidien (US) | 29525 | V1946405SX | SCD | SCD 1 | 5102-12250 | SJS-Med/Surg/Tele Unit 4South | 14 | IU | Active
L37368 | P10123 | -Pm Device Using Mfg Procedure | Darren Eaton | DAEAT | EMPLOYEE | Y | 1 | 0.8 | 02/01/2025 | 02/16/2024 | 6 | M | SJS | SJS | 700 Series SCD | 16-837 | Circulatory Assist Units, Peripheral Compression, Sequential | 452294 | Covidien (US) | 29525 | V1946430SX | SCD | SCD 1 | 5102-12250 | SJS-Med/Surg/Tele Unit 4South | 14 | IU | Active
L37369 | P10123 | -Pm Device Using Mfg Procedure | Darren Eaton | DAEAT | EMPLOYEE | Y | 1 | 0.8 | 02/01/2025 | 01/29/2024 | 6 | M | SJS | SJS | 700 Series SCD | 16-837 | Circulatory Assist Units, Peripheral Compression, Sequential | 452294 | Covidien (US) | 29525 | V1946441SX | SCD | SCD 1 | 5102-12250 | SJS-Med/Surg/Tele Unit 4South | 14 | IU | Active
L37370 | P10123 | -Pm Device Using Mfg Procedure | Darren Eaton | DAEAT | EMPLOYEE | Y | 1 | 0.8 | 02/01/2025 | 01/29/2024 | 6 | M | SJS | SJS | 700 Series SCD | 16-837 | Circulatory Assist Units, Peripheral Compression, Sequential | 452294 | Covidien (US) | 29525 | V1946246SX | SCD | SCD 1 | 5102-12250 | SJS-Med/Surg/Tele Unit 4South | 14 | IU | Active
L37371 | P10123 | -Pm Device Using Mfg Procedure | Darren Eaton | DAEAT | EMPLOYEE | Y | 1 | 0.8 | 02/01/2025 | 01/29/2024 | 6 | M | SJS | SJS | 700 Series SCD | 16-837 | Circulatory Assist Units, Peripheral Compression, Sequential | 452294 | Covidien (US) | 29525 | V1946438SX | SCD | SCD 1 | 5102-12250 | SJS-Med/Surg/Tele Unit 4South | 14 | IU | Active
L37372 | PSA745 | SAGE 7455 5 Year Filter Replacement | Darren Eaton | DAEAT | EMPLOYEE | Y | 5 | 1 | 06/01/2025 | 07/20/2020 | 2 | M | SJS | SJS | Patient Repositioning System | 34-047 | Mattress Systems, Patient Repositioning | 103635 | Sage Products Inc | 7455 | 19205-158 |  |  | 5102-33020 | SJS-Imaging Central Ops | 12 | IU | Active
L37373 | P10123 | -Pm Device Using Mfg Procedure | Gil Matos | GIMAT | EMPLOYEE | Y | 1 | 0.8 | 02/01/2025 | 01/29/2024 | 6 | M | SJS | SJS | 700 Series SCD | 16-837 | Circulatory Assist Units, Peripheral Compression, Sequential | 452294 | Covidien (US) | 29525 | V1519727SX | SCD | SCD 1 | 5102-21500 | SJS-PACU | 15 | IU | Active
L37374 | P10123 | -Pm Device Using Mfg Procedure | Gil Matos | GIMAT | EMPLOYEE | Y | 1 | 0.8 | 02/01/2025 | 01/29/2024 | 6 | M | SJS | SJS | 700 Series SCD | 16-837 | Circulatory Assist Units, Peripheral Compression, Sequential | 452294 | Covidien (US) | 29525 | V1206595SX | SCD | SCD 1 | 5102-21500 | SJS-PACU | 15 | IU | Active
L37375 | PSA745 | SAGE 7455 5 Year Filter Replacement | Darren Eaton | DAEAT | EMPLOYEE | Y | 5 | 1 | 01/01/2029 | 02/21/2024 | 2 | M | SJS | SJS | Patient Repositioning System | 34-047 | Mattress Systems, Patient Repositioning | 103635 | Sage Products Inc | 7455 | 19232-157 |  |  | 5102-21100 | SJS-Surgery | 25 | IU | Active
L37376 | P225 | Warmer, Blood And Plasma | Darren Eaton | DAEAT | EMPLOYEE | M | 3 | 0.7 | 06/01/2024 | 03/07/2024 | 1 | M | SJS | SJS | Blood Warmer | 10-447 | Warming Units, Blood/Intravenous Solution | 418683 | Arizant Healthcare Inc | 247 | 03012 | BLOWAR | Blood Warmers | 5102-21100 | SJS-Surgery | 33 | IU | Active
L37388 | P10123 | -Pm Device Using Mfg Procedure | Darren Eaton | DAEAT | EMPLOYEE | Y | 1 | 0.8 | 02/01/2025 | 01/29/2024 | 6 | M | SJS | SJS | 700 Series SCD | 16-837 | Circulatory Assist Units, Peripheral Compression, Sequential | 452294 | Covidien (US) | 29525 | V1530140SX | SCDGC | SCD 2 | 5102-12210 | SJS-Med/Surg Unit II 4East | 14 | IU | Active
L37389 | P10123 | -Pm Device Using Mfg Procedure | Darren Eaton | DAEAT | EMPLOYEE | Y | 1 | 0.8 | 02/01/2025 | 01/29/2024 | 6 | M | SJS | SJS | 700 Series SCD | 16-837 | Circulatory Assist Units, Peripheral Compression, Sequential | 452294 | Covidien (US) | 29525 | V1946402SX | SCD | SCD 1 | 5102-12250 | SJS-Med/Surg/Tele Unit 4South | 14 | IU | Active
L37390 | P10123 | -Pm Device Using Mfg Procedure | Gerson Colon | 94805 | EMPLOYEE | Y | 1 | 0.8 | 02/01/2025 | 02/05/2024 | 6 | M | SJS | SJS | 700 Series SCD | 16-837 | Circulatory Assist Units, Peripheral Compression, Sequential | 452294 | Covidien (US) | 29525 | V1534912SX |  |  | 5102-12210 | SJS-Med/Surg Unit II 4East | 14 | IU | Active
L37391 | P10123 | -Pm Device Using Mfg Procedure | Darren Eaton | DAEAT | EMPLOYEE | Y | 1 | 0.8 | 02/01/2025 | 01/29/2024 | 6 | M | SJS | SJS | 700 Series SCD | 16-837 | Circulatory Assist Units, Peripheral Compression, Sequential | 452294 | Covidien (US) | 29525 | V1530291SX | SCDGC | SCD 2 | 5102-12225 | SJS-Med/Surg Unit I 4West | 14 | IU | Active
L37392 | P10123 | -Pm Device Using Mfg Procedure | Darren Eaton | DAEAT | EMPLOYEE | Y | 1 | 0.8 | 02/01/2025 | 01/29/2024 | 6 | M | SJS | SJS | 700 Series SCD | 16-837 | Circulatory Assist Units, Peripheral Compression, Sequential | 452294 | Covidien (US) | 29525 | V1530074SX | SCDGC | SCD 2 | 5102-13100 | SJS-Intensive Care Unit I | 15 | IU | Active
L37393 | P10123 | -Pm Device Using Mfg Procedure | Darren Eaton | DAEAT | EMPLOYEE | Y | 1 | 0.8 | 02/01/2025 | 01/29/2024 | 6 | M | SJS | SJS | 700 Series SCD | 16-837 | Circulatory Assist Units, Peripheral Compression, Sequential | 452294 | Covidien (US) | 29525 | V1530082SX | SCDGC | SCD 2 | 5102-12210 | SJS-Med/Surg Unit II 4East | 14 | IU | Active
L37394 | PSA745 | SAGE 7455 5 Year Filter Replacement | Darren Eaton | DAEAT | EMPLOYEE | Y | 5 | 1 | 05/01/2028 |  | 2 | M | SJS | SJS | Patient Repositioning System | 34-047 | Mattress Systems, Patient Repositioning | 103635 | Sage Products Inc | 7455 | 22270-091 |  |  | 5102-13100 | SJS-Intensive Care Unit I | 12 | IU | Active
L37395 | PSA745 | SAGE 7455 5 Year Filter Replacement | Gil Matos | GIMAT | EMPLOYEE | Y | 5 | 0.5 | 12/01/2028 | 11/22/2023 | 2 | M | SJS | SJS | Patient Repositioning System | 34-047 | Mattress Systems, Patient Repositioning | 103635 | Sage Products Inc | 7455 | 18191-167 |  |  | 5102-12213 | SJS-Med/Surg/Tele Overflow 3North | 12 | IU | Active
L37396 | P10123 | -Pm Device Using Mfg Procedure | Darren Eaton | DAEAT | EMPLOYEE | Y | 1 | 0.8 | 02/01/2025 | 01/29/2024 | 6 | M | SJS | SJS | 700 Series SCD | 16-837 | Circulatory Assist Units, Peripheral Compression, Sequential | 452294 | Covidien (US) | 29525 | V1946374SX | SCD | SCD 1 | 5102-12250 | SJS-Med/Surg/Tele Unit 4South | 14 | IU | Active
L37397 | PSA745 | SAGE 7455 5 Year Filter Replacement | Darren Eaton | DAEAT | EMPLOYEE | Y | 5 | 1 | 05/01/2028 |  | 2 | M | SJS | SJS | Patient Repositioning System | 34-047 | Mattress Systems, Patient Repositioning | 103635 | Sage Products Inc | 7455 | 22270-088 |  |  | 5102-13100 | SJS-Intensive Care Unit I | 12 | IU | Active
L37398 | PRANGE | --- Ranger 245 PM Procedure --- | Gil Matos | GIMAT | EMPLOYEE | M | 3 | 1 | 06/01/2024 | 03/01/2024 | 1 | M | SJS | SJS | Blood Warmer | 10-447 | Warming Units, Blood/Intravenous Solution | 418683 | Arizant Healthcare Inc | 245 | 106048 |  |  | 5102-12210 | SJS-Med/Surg Unit II 4East | 20 | IU | Active
L37399 | P10123 | -Pm Device Using Mfg Procedure | Darren Eaton | DAEAT | EMPLOYEE | Y | 1 | 0.8 | 02/01/2025 | 01/29/2024 | 6 | M | SJS | SJS | 700 Series SCD | 16-837 | Circulatory Assist Units, Peripheral Compression, Sequential | 452294 | Covidien (US) | 29525 | V1530157SX | SCDGC | SCD 2 | 5102-12210 | SJS-Med/Surg Unit II 4East | 14 | IU | Active
L37400 | P10123 | -Pm Device Using Mfg Procedure | Twanna Hardy | TWLUK | EMPLOYEE | Y | 1 | 0.8 | 02/01/2025 | 01/29/2024 | 6 | M | SJS | SJS | 700 Series SCD | 16-837 | Circulatory Assist Units, Peripheral Compression, Sequential | 452294 | Covidien (US) | 29525 | V1201435CX | SCD | SCD 1 | 5102-12213 | SJS-Med/Surg/Tele Overflow 3North | 14 | IU | Active
L37408 | PRANGE | --- Ranger 245 PM Procedure --- | Gerson Colon | 94805 | EMPLOYEE | M | 3 | 1 | 06/01/2024 | 03/01/2024 | 1 | M | SJS | SJS | Blood Warmer | 10-447 | Warming Units, Blood/Intravenous Solution | 418683 | Arizant Healthcare Inc | 245 | 094723 | BLOWAR | Blood Warmers | 5102-21100 | SJS-Surgery | 33 | IU | Active
L37409 | P10123 | -Pm Device Using Mfg Procedure | Darren Eaton | DAEAT | EMPLOYEE | Y | 1 | 0.8 | 02/01/2025 | 02/26/2024 | 6 | M | SJS | SJS | 700 Series SCD | 16-837 | Circulatory Assist Units, Peripheral Compression, Sequential | 452294 | Covidien (US) | 29525 | V1946250SX | SCD | SCD 1 | 5102-12250 | SJS-Med/Surg/Tele Unit 4South | 14 | IU | Active
L37410 | PMIMA1 | Mistral-Air MA 1200 Annual PM | Darren Eaton | DAEAT | EMPLOYEE | Y | 1 | 0.75 | 09/01/2024 |  | 2 | M | SJS | SJS | Patient Warming System | 17-950 | Warming Units, Patient, Forced-Air | 271227 | Stryker Medical | MA1200-PM | 181007584 |  |  | 5102-21100 | SJS-Surgery | 26 | IU | Active
L37410 | P--ORS | --- OR Safety Inspection --- | Darren Eaton | DAEAT | EMPLOYEE | M | 6 | 0.25 | 09/01/2024 | 03/01/2024 | 2 | M | SJS | SJS | Patient Warming System | 17-950 | Warming Units, Patient, Forced-Air | 271227 | Stryker Medical | MA1200-PM | 181007584 |  |  | 5102-21100 | SJS-Surgery | 26 | IU | Active
L37411 | PMIMA1 | Mistral-Air MA 1200 Annual PM | Darren Eaton | DAEAT | EMPLOYEE | Y | 1 | 0.75 | 09/01/2024 |  | 2 | M | SJS | SJS | Patient Warming System | 17-950 | Warming Units, Patient, Forced-Air | 271227 | Stryker Medical | MA1200-PM | 180604509 |  |  | 5102-21100 | SJS-Surgery | 26 | IU | Active
L37411 | P--ORS | --- OR Safety Inspection --- | Darren Eaton | DAEAT | EMPLOYEE | M | 6 | 0.25 | 09/01/2024 | 03/01/2024 | 2 | M | SJS | SJS | Patient Warming System | 17-950 | Warming Units, Patient, Forced-Air | 271227 | Stryker Medical | MA1200-PM | 180604509 |  |  | 5102-21100 | SJS-Surgery | 26 | IU | Active
L37412 | PRANGE | --- Ranger 245 PM Procedure --- | Darren Eaton | DAEAT | EMPLOYEE | M | 3 | 1 | 06/01/2024 | 03/01/2024 | 1 | M | SJS | SJS | Blood Warmer | 10-447 | Warming Units, Blood/Intravenous Solution | 418683 | Arizant Healthcare Inc | 245 | 085257 |  |  | 5102-21100 | SJS-Surgery | 33 | IU | Active
L37413 | PSA745 | SAGE 7455 5 Year Filter Replacement | Darren Eaton | DAEAT | EMPLOYEE | Y | 5 | 1 | 06/01/2025 |  | 2 | M | SJS | SJS | Patient Repositioning System | 34-047 | Mattress Systems, Patient Repositioning | 103635 | Sage Products Inc | 7455 | 23251-132 |  |  | 5102-33020 | SJS-Imaging Central Ops | 12 | IU | Active
L37414 | PMIMA1 | Mistral-Air MA 1200 Annual PM | Darren Eaton | DAEAT | EMPLOYEE | Y | 1 | 1 | 09/01/2024 |  | 2 | M | SJS | SJS | Patient Warming System | 17-950 | Warming Units, Patient, Forced-Air | 271227 | Stryker Medical | MA1200-PM | 190315447 |  |  | 5102-21100 | SJS-Surgery | 26 | IU | Active
L37414 | P--ORS | --- OR Safety Inspection --- | Darren Eaton | DAEAT | EMPLOYEE | M | 6 | 0.25 | 09/01/2024 | 03/01/2024 | 2 | M | SJS | SJS | Patient Warming System | 17-950 | Warming Units, Patient, Forced-Air | 271227 | Stryker Medical | MA1200-PM | 190315447 |  |  | 5102-21100 | SJS-Surgery | 26 | IU | Active
L37421 | PANUNV | Anesthesia Unit Vaporizers | Tim McElrath | 11619 | EMPLOYEE | M | 6 | 0.2 | 08/01/2024 |  | 1 | M | SJS | SJS | Sevoflurane Cassette | 10-144 | Anesthesia Unit Vaporizers | 351254 | Datex-Ohmeda Inc Div GE Health | Aladin II Sevo | BGBC80838 | FSSFEB | SJS-ANESTHESIOLOGY FSS Feb | 5102-20100 | SJS-Anesthesiology | 40 | LS | High Risk
L37422 | P10123 | -Pm Device Using Mfg Procedure | Gil Matos | GIMAT | EMPLOYEE | Y | 1 | 0.8 | 02/01/2025 | 02/08/2024 | 6 | M | SJS | SJS | 700 Series SCD | 16-837 | Circulatory Assist Units, Peripheral Compression, Sequential | 452294 | Covidien (US) | 29525 | v1531476sx | SCDTM | SCD 3 | 5102-21500 | SJS-PACU | 15 | IU | Active
L37423 | P50 | Cryosurgical Unit | Darren Eaton | DAEAT | EMPLOYEE | Y | 1 | 0.7 | 01/01/2025 |  | 2 | M | SJS | SJS | Cryosurgical Unit | 11-067 | Cryosurgical Units, General-Purpose | 442123 | AtriCure Inc | ACM1 | 68489-03 |  |  | 5102-21100 | SJS-Surgery | 29 | IU | Active
L37423 | P--ORS | --- OR Safety Inspection --- | Darren Eaton | DAEAT | EMPLOYEE | M | 6 | 0.25 | 07/01/2024 |  | 2 | M | SJS | SJS | Cryosurgical Unit | 11-067 | Cryosurgical Units, General-Purpose | 442123 | AtriCure Inc | ACM1 | 68489-03 |  |  | 5102-21100 | SJS-Surgery | 29 | IU | Active
L37424 | P10123 | -Pm Device Using Mfg Procedure | Darren Eaton | DAEAT | EMPLOYEE | Y | 1 | 0.8 | 02/01/2025 | 02/27/2024 | 6 | M | SJS | SJS | 700 Series SCD | 16-837 | Circulatory Assist Units, Peripheral Compression, Sequential | 452294 | Covidien (US) | 29525 | V1530280SX | SCDGC | SCD 2 | 5102-12225 | SJS-Med/Surg Unit I 4West | 14 | IU | Active
L37425 | P10123 | -Pm Device Using Mfg Procedure | Darren Eaton | DAEAT | EMPLOYEE | Y | 1 | 0.8 | 02/01/2025 | 03/11/2024 | 6 | M | SJS | SJS | 700 Series SCD | 16-837 | Circulatory Assist Units, Peripheral Compression, Sequential | 452294 | Covidien (US) | 29525 | V1530153SX | SCDGC | SCD 2 | 5102-12210 | SJS-Med/Surg Unit II 4East | 14 | IU | Active
L37565 | PRANGE | --- Ranger 245 PM Procedure --- | Twanna Hardy | TWLUK | EMPLOYEE | M | 3 | 0.75 | 06/01/2024 | 03/01/2024 | 1 | M | SJS | SJS | Blood Warmer | 10-447 | Warming Units, Blood/Intravenous Solution | 418683 | Arizant Healthcare Inc | 245 | 56930 | BLOWAR | Blood Warmers | 5102-22100 | SJS-Labor & Delivery | 20 | IU | Active
L37571 | PRANGE | --- Ranger 245 PM Procedure --- | Twanna Hardy | TWLUK | EMPLOYEE | M | 3 | 0.75 | 06/01/2024 | 03/01/2024 | 1 | M | SJS | SJS | Blood Warmer | 10-447 | Warming Units, Blood/Intravenous Solution | 418683 | Arizant Healthcare Inc | 245 | 56932 | BLOWAR | Blood Warmers | 5102-16527 | SJS-Mother/Baby Unit | 20 | IU | Active
L37578 | PRANGE | --- Ranger 245 PM Procedure --- | Gil Matos | GIMAT | EMPLOYEE | M | 3 | 0.75 | 06/01/2024 | 03/01/2024 | 1 | M | SJS | SJS | Blood Warmer | 10-447 | Warming Units, Blood/Intravenous Solution | 418683 | Arizant Healthcare Inc | 245 | 57077 | BLOWAR | Blood Warmers | 5102-12210 | SJS-Med/Surg Unit II 4East | 20 | IU | Active
L37579 | PRANGE | --- Ranger 245 PM Procedure --- | Gil Matos | GIMAT | EMPLOYEE | M | 3 | 0.75 | 06/01/2024 | 03/01/2024 | 1 | M | SJS | SJS | Blood Warmer | 10-447 | Warming Units, Blood/Intravenous Solution | 418683 | Arizant Healthcare Inc | 245 | 57066 | BLOWAR | Blood Warmers | 5102-12210 | SJS-Med/Surg Unit II 4East | 20 | IU | Active
L37659 | PDEVA | Desflurane Vaporizer | Tim McElrath | 11619 | EMPLOYEE | M | 6 | 0.2 | 08/01/2024 | 02/09/2024 | 1 | M | SJS | SJS | Desflurane Cassette | 10-144 | Anesthesia Unit Vaporizers | 351254 | Datex-Ohmeda Inc Div GE Health | 1100-9026-000 | BGCT30113 | FSSFEB | SJS-ANESTHESIOLOGY FSS Feb | 5102-20100 | SJS-Anesthesiology | 40 | LS | High Risk
L37661 | PDEVA | Desflurane Vaporizer | Tim McElrath | 11619 | EMPLOYEE | M | 6 | 0.2 | 08/01/2024 | 02/07/2024 | 1 | M | SJS | SJS | Desflurane Cassette | 10-144 | Anesthesia Unit Vaporizers | 351254 | Datex-Ohmeda Inc Div GE Health | 1100-9026-000 | BGCT30120 | FSSFEB | SJS-ANESTHESIOLOGY FSS Feb | 5102-20100 | SJS-Anesthesiology | 40 | LS | High Risk
L37666 | PDEVA | Desflurane Vaporizer | Tim McElrath | 11619 | EMPLOYEE | M | 6 | 0.2 | 08/01/2024 | 02/22/2024 | 1 | M | SJS | SJS | Desflurane Cassette | 10-144 | Anesthesia Unit Vaporizers | 351254 | Datex-Ohmeda Inc Div GE Health | 1100-9026-000 | BGCT30149 | FSSFEB | SJS-ANESTHESIOLOGY FSS Feb | 5102-20100 | SJS-Anesthesiology | 40 | LS | High Risk
L37667 | PDEVA | Desflurane Vaporizer | Tim McElrath | 11619 | EMPLOYEE | M | 6 | 0.2 | 08/01/2024 | 02/16/2024 | 1 | M | SJS | SJS | Desflurane Cassette | 10-144 | Anesthesia Unit Vaporizers | 351254 | Datex-Ohmeda Inc Div GE Health | 1100-9026-000 | BGCT30146 | FSSFEB | SJS-ANESTHESIOLOGY FSS Feb | 5102-20100 | SJS-Anesthesiology | 40 | LS | High Risk
L37669 | PDEVA | Desflurane Vaporizer | Tim McElrath | 11619 | EMPLOYEE | M | 6 | 0.2 | 08/01/2024 | 02/16/2024 | 1 | M | SJS | SJS | Desflurane Cassette | 10-144 | Anesthesia Unit Vaporizers | 351254 | Datex-Ohmeda Inc Div GE Health | 1100-9026-000 | BGCT30139 | FSSFEB | SJS-ANESTHESIOLOGY FSS Feb | 5102-20100 | SJS-Anesthesiology | 40 | LS | High Risk
L37684 | P5YEOR | 5 YEAR ORS-2000 Series PM | Twanna Hardy | TWLUK | EMPLOYEE | Y | 5 | 1.1 | 02/01/2026 | 05/17/2022 | 2 | M | SJS | SJS | Intra-operative Solution Warme | 10-540 | Warming Units, Multipurpose | 312330 | Ecolab Inc | ORS-2038D | 53575 |  |  | 5102-22100 | SJS-Labor & Delivery | 12 | IU | Active
L37684 | P--ORS | --- OR Safety Inspection --- | Twanna Hardy | TWLUK | EMPLOYEE | M | 6 | 0.25 | 08/01/2024 | 01/29/2024 | 2 | M | SJS | SJS | Intra-operative Solution Warme | 10-540 | Warming Units, Multipurpose | 312330 | Ecolab Inc | ORS-2038D | 53575 |  |  | 5102-22100 | SJS-Labor & Delivery | 12 | IU | Active
L37689 | P10123 | -Pm Device Using Mfg Procedure | Darren Eaton | DAEAT | EMPLOYEE | Y | 1 | 0.5 | 01/01/2025 | 01/04/2024 | 2 | M | SJS | SJS | Electrosurgical Unit Bipolar | 18-230 | Electrosurgical Units, Bipolar | 254283 | ArthroCare Corp | RF8000E | CA0N0000PC |  |  | 5102-21100 | SJS-Surgery | 33 | IU | Active
L37689 | P--ORS | --- OR Safety Inspection --- | Darren Eaton | DAEAT | EMPLOYEE | M | 6 | 0.25 | 07/01/2024 | 08/22/2023 | 2 | M | SJS | SJS | Electrosurgical Unit Bipolar | 18-230 | Electrosurgical Units, Bipolar | 254283 | ArthroCare Corp | RF8000E | CA0N0000PC |  |  | 5102-21100 | SJS-Surgery | 33 | IU | Active
L37759 | PDEVA | Desflurane Vaporizer | Tim McElrath | 11619 | EMPLOYEE | M | 6 | 0.2 | 08/01/2024 | 02/14/2024 | 1 | M | SJS | SJS | Desflurane Cassette | 10-144 | Anesthesia Unit Vaporizers | 351254 | Datex-Ohmeda Inc Div GE Health | 1100-9026-000 | BGCN00882 | FSSFEB | SJS-ANESTHESIOLOGY FSS Feb | 5102-20100 | SJS-Anesthesiology | 40 | LS | High Risk
L37767 | P204 | Suction Apparatus, Ward Use, Portable, Ac-Powered. | Gerson Colon | 94805 | EMPLOYEE | Y | 1 | 0.6 | 09/01/2024 | 09/21/2023 | 2 | M | SJS | SJS | Atherectomy System | 10-217 | Aspirators, Surgical | 105381 | Medrad Inc Unit of Bayer Medic | 050599-001 | 010528 0715 |  |  | 5102-30695 | SJS-Interventional Services | 20 | IU | Active
L37772 | P5YEOR | 5 YEAR ORS-2000 Series PM | Gerson Colon | 94805 | EMPLOYEE | Y | 5 | 1.1 | 02/01/2026 | 03/19/2021 | 2 | M | SJS | SJS | Intra-operative Solution Warme | 10-540 | Warming Units, Multipurpose | 312330 | Ecolab Inc | ORS-2038D | 53575 |  |  | 5102-21100 | SJS-Surgery | 25 | IU | Active
L37772 | P--ORS | --- OR Safety Inspection --- | Darren Eaton | DAEAT | EMPLOYEE | M | 6 | 0.25 | 07/01/2024 | 02/23/2024 | 2 | M | SJS | SJS | Intra-operative Solution Warme | 10-540 | Warming Units, Multipurpose | 312330 | Ecolab Inc | ORS-2038D | 53575 |  |  | 5102-21100 | SJS-Surgery | 25 | IU | Active
L37815 | P10123 | -Pm Device Using Mfg Procedure | Twanna Hardy | TWLUK | EMPLOYEE | Y | 1 | 0.6 | 07/01/2024 | 08/26/2023 | 2 | M | SJS | SJS | Breast Pump | 10-485 | Pumps, Breast | 103640 | Medela Inc | Symphony | 1606469 |  |  | 5102-16527 | SJS-Mother/Baby Unit | 13 | IU | Active
L37819 | P10123 | -Pm Device Using Mfg Procedure | Gil Matos | GIMAT | EMPLOYEE | Y | 1 | 0.8 | 02/01/2025 | 01/29/2024 | 6 | M | SJS | SJS | 700 Series SCD | 16-837 | Circulatory Assist Units, Peripheral Compression, Sequential | 452294 | Covidien (US) | 29525 | V1604295SX | SCD | SCD 1 | 5102-21500 | SJS-PACU | 15 | IU | Active
L37820 | P10123 | -Pm Device Using Mfg Procedure | Gil Matos | GIMAT | EMPLOYEE | Y | 1 | 0.8 | 02/01/2025 | 01/29/2024 | 6 | M | SJS | SJS | 700 Series SCD | 16-837 | Circulatory Assist Units, Peripheral Compression, Sequential | 452294 | Covidien (US) | 29525 | V1604342SX | SCD | SCD 1 | 5102-21500 | SJS-PACU | 15 | IU | Active
L37825 | P10123 | -Pm Device Using Mfg Procedure | Gil Matos | GIMAT | EMPLOYEE | Y | 1 | 0.8 | 02/01/2025 | 01/29/2024 | 6 | M | SJS | SJS | 700 Series SCD | 16-837 | Circulatory Assist Units, Peripheral Compression, Sequential | 452294 | Covidien (US) | 29525 | V1604331SX | SCD | SCD 1 | 5102-21500 | SJS-PACU | 15 | IU | Active
L37827 | P10123 | -Pm Device Using Mfg Procedure | Gil Matos | GIMAT | EMPLOYEE | Y | 1 | 0.8 | 02/01/2025 | 01/29/2024 | 6 | M | SJS | SJS | 700 Series SCD | 16-837 | Circulatory Assist Units, Peripheral Compression, Sequential | 452294 | Covidien (US) | 29525 | V1604297SX | SCD | SCD 1 | 5102-21500 | SJS-PACU | 15 | IU | Active
L37830 | P10123 | -Pm Device Using Mfg Procedure | Gil Matos | GIMAT | EMPLOYEE | Y | 1 | 0.8 | 02/01/2025 | 01/29/2024 | 6 | M | SJS | SJS | 700 Series SCD | 16-837 | Circulatory Assist Units, Peripheral Compression, Sequential | 452294 | Covidien (US) | 29525 | V1604287SX | SCD | SCD 1 | 5102-21500 | SJS-PACU | 15 | IU | Active
L37831 | P10123 | -Pm Device Using Mfg Procedure | Gil Matos | GIMAT | EMPLOYEE | Y | 1 | 0.8 | 02/01/2025 | 01/29/2024 | 6 | M | SJS | SJS | 700 Series SCD | 16-837 | Circulatory Assist Units, Peripheral Compression, Sequential | 452294 | Covidien (US) | 29525 | V1604310SX | SCD | SCD 1 | 5102-21500 | SJS-PACU | 15 | IU | Active
L37832 | P10123 | -Pm Device Using Mfg Procedure | Gil Matos | GIMAT | EMPLOYEE | Y | 1 | 0.8 | 02/01/2025 | 01/29/2024 | 6 | M | SJS | SJS | 700 Series SCD | 16-837 | Circulatory Assist Units, Peripheral Compression, Sequential | 452294 | Covidien (US) | 29525 | V1604286SX | SCD | SCD 1 | 5102-21500 | SJS-PACU | 15 | IU | Active
L37864 | P10123 | -Pm Device Using Mfg Procedure | Gil Matos | GIMAT | EMPLOYEE | Y | 1 | 0.8 | 02/01/2025 | 01/29/2024 | 6 | M | SJS | SJS | 700 Series SCD | 16-837 | Circulatory Assist Units, Peripheral Compression, Sequential | 452294 | Covidien (US) | 29525 | V1604325SX | SCD | SCD 1 | 5102-21500 | SJS-PACU | 15 | IU | Active
L37873 | P225 | Warmer, Blood And Plasma | Gerson Colon | 94805 | EMPLOYEE | M | 3 | 0.7 | 06/01/2024 | 03/01/2024 | 1 | M | SJS | SJS | Blood Warmer | 10-447 | Warming Units, Blood/Intravenous Solution | 418683 | Arizant Healthcare Inc | 247 | 02350 |  |  | 5102-21100 | SJS-Surgery | 33 | IU | Active
L37874 | P108 | Lithotriptor, Extracorporeal, Shock Wave. | Gerson Colon | 94805 | EMPLOYEE | Y | 1 | 1.5 | 04/01/2024 | 05/08/2023 | 2 | M | SJS | SJS | Electrohydraulic Lithotripter | 16-229 | Lithotripters, Intracorporeal, Electrohydraulic | 107135 | Boston Scientific Corp | M005466800 | 21855FBA |  |  | 5102-21221 | SJS-Endoscopy | 32 | IU | Active
L37874 | P--ORS | --- OR Safety Inspection --- | Gerson Colon | 94805 | EMPLOYEE | M | 6 | 0.25 | 04/01/2024 | 10/10/2023 | 2 | M | SJS | SJS | Electrohydraulic Lithotripter | 16-229 | Lithotripters, Intracorporeal, Electrohydraulic | 107135 | Boston Scientific Corp | M005466800 | 21855FBA |  |  | 5102-21221 | SJS-Endoscopy | 32 | IU | Active
L37875 | P10127 | -Calibrate Per Manufacturer Procedure. | Gerson Colon | 94805 | EMPLOYEE | Y | 1 | 0.5 | 04/01/2024 | 05/08/2023 | 2 | M | SJS | SJS | Endo Video Camera Console CCU | 18-034 | Image Processors, Video, Endoscopy | 107135 | Boston Scientific Corp | M00546650 | 1719400619 |  |  | 5102-21221 | SJS-Endoscopy | 24 | IU | Active
L37884 | P10123 | -Pm Device Using Mfg Procedure | Gerson Colon | 94805 | EMPLOYEE | Y | 1 | 0.8 | 02/01/2025 | 01/29/2024 | 6 | M | SJS | SJS | 700 Series SCD | 16-837 | Circulatory Assist Units, Peripheral Compression, Sequential | 452294 | Covidien (US) | 29525 | V1530299SX | SCD | SCD 1 | 5102-12225 | SJS-Med/Surg Unit I 4West | 14 | IU | Active
L37885 | PMIMA1 | Mistral-Air MA 1200 Annual PM | Darren Eaton | DAEAT | EMPLOYEE | Y | 1 | 0.75 | 09/01/2024 | 10/11/2023 | 2 | M | SJS | SJS | Patient Warming System | 17-950 | Warming Units, Patient, Forced-Air | 271227 | Stryker Medical | MA1200-PM | 170900097 |  |  | 5102-13100 | SJS-Intensive Care Unit I | 13 | IU | Active
L37886 | PMIMA1 | Mistral-Air MA 1200 Annual PM | Gerson Colon | 94805 | EMPLOYEE | Y | 1 | 0.75 | 09/01/2024 | 10/18/2023 | 2 | M | SJS | SJS | Patient Warming System | 17-950 | Warming Units, Patient, Forced-Air | 271227 | Stryker Medical | MA1200-PM | 171201045 |  |  | 5102-23100 | SJS-Emergency Service | 13 | IU | Active
L37888 | PMIMA1 | Mistral-Air MA 1200 Annual PM | Gerson Colon | 94805 | EMPLOYEE | Y | 1 | 0.75 | 09/01/2024 | 10/12/2023 | 2 | M | SJS | SJS | Patient Warming System | 17-950 | Warming Units, Patient, Forced-Air | 271227 | Stryker Medical | MA1200-PM | 171201060 |  |  | 5102-21355 | SJS-Preop Surgical | 13 | IU | Active
L37889 | PMIMA1 | Mistral-Air MA 1200 Annual PM | Gerson Colon | 94805 | EMPLOYEE | Y | 1 | 0.75 | 09/01/2024 | 10/17/2023 | 2 | M | SJS | SJS | Patient Warming System | 17-950 | Warming Units, Patient, Forced-Air | 271227 | Stryker Medical | MA1200-PM | 171100879 |  |  | 5102-12225 | SJS-Med/Surg Unit I 4West | 12 | IU | Active
L37890 | PMIMA1 | Mistral-Air MA 1200 Annual PM | Gil Matos | GIMAT | EMPLOYEE | Y | 1 | 0.75 | 09/01/2024 | 10/13/2023 | 2 | M | SJS | SJS | Patient Warming System | 17-950 | Warming Units, Patient, Forced-Air | 271227 | Stryker Medical | MA1200-PM | 171100890 |  |  | 5102-21500 | SJS-PACU | 13 | IU | Active
L37891 | PMIMA1 | Mistral-Air MA 1200 Annual PM | Twanna Hardy | TWLUK | EMPLOYEE | Y | 1 | 0.75 | 09/01/2024 | 09/19/2023 | 2 | M | SJS | SJS | Patient Warming System | 17-950 | Warming Units, Patient, Forced-Air | 271227 | Stryker Medical | MA1200-PM | 171201061 | DELWO1 | SJS-LABOR & DELIVERY WOR March | 5102-22100 | SJS-Labor & Delivery | 26 | IU | Active
L37891 | P--ORS | --- OR Safety Inspection --- | Twanna Hardy | TWLUK | EMPLOYEE | M | 6 | 0.25 | 09/01/2024 | 03/01/2024 | 2 | M | SJS | SJS | Patient Warming System | 17-950 | Warming Units, Patient, Forced-Air | 271227 | Stryker Medical | MA1200-PM | 171201061 | DELWO1 | SJS-LABOR & DELIVERY WOR March | 5102-22100 | SJS-Labor & Delivery | 26 | IU | Active
L37892 | PMIMA1 | Mistral-Air MA 1200 Annual PM | Gil Matos | GIMAT | EMPLOYEE | Y | 1 | 0.75 | 09/01/2024 | 10/18/2023 | 2 | M | SJS | SJS | Patient Warming System | 17-950 | Warming Units, Patient, Forced-Air | 271227 | Stryker Medical | MA1200-PM | 180402294 |  |  | 5102-12213 | SJS-Med/Surg/Tele Overflow 3North | 12 | IU | Active
L37893 | PMIMA1 | Mistral-Air MA 1200 Annual PM | Gil Matos | GIMAT | EMPLOYEE | Y | 1 | 0.75 | 09/01/2024 | 10/17/2023 | 2 | M | SJS | SJS | Patient Warming System | 17-950 | Warming Units, Patient, Forced-Air | 271227 | Stryker Medical | MA1200-PM | 171100884 |  |  | 5102-21500 | SJS-PACU | 13 | IU | Active
L37894 | PMIMA1 | Mistral-Air MA 1200 Annual PM | Gerson Colon | 94805 | EMPLOYEE | Y | 1 | 0.75 | 09/01/2024 | 10/18/2023 | 2 | M | SJS | SJS | Patient Warming System | 17-950 | Warming Units, Patient, Forced-Air | 271227 | Stryker Medical | MA1200-PM | 171201042 |  |  | 5102-23100 | SJS-Emergency Service | 13 | IU | Active
L37895 | PMIMA1 | Mistral-Air MA 1200 Annual PM | Darren Eaton | DAEAT | EMPLOYEE | Y | 1 | 0.75 | 09/01/2024 | 10/18/2023 | 2 | M | SJS | SJS | Patient Warming System | 17-950 | Warming Units, Patient, Forced-Air | 271227 | Stryker Medical | MA1200-PM | 171201058 |  |  | 5102-30695 | SJS-Interventional Services | 13 | IU | Active
L37896 | PMIMA1 | Mistral-Air MA 1200 Annual PM | Gerson Colon | 94805 | EMPLOYEE | Y | 1 | 0.75 | 09/01/2024 | 10/17/2023 | 2 | M | SJS | SJS | Patient Warming System | 17-950 | Warming Units, Patient, Forced-Air | 271227 | Stryker Medical | MA1200-PM | 171100897 |  |  | 5102-21355 | SJS-Preop Surgical | 13 | IU | Active
L37897 | PMIMA1 | Mistral-Air MA 1200 Annual PM | Gil Matos | GIMAT | EMPLOYEE | Y | 1 | 0.75 | 09/01/2024 | 09/13/2023 | 2 | M | SJS | SJS | Patient Warming System | 17-950 | Warming Units, Patient, Forced-Air | 271227 | Stryker Medical | MA1200-PM | 171100893 |  |  | 5102-12213 | SJS-Med/Surg/Tele Overflow 3North | 12 | IU | Active
L37898 | PMIMA1 | Mistral-Air MA 1200 Annual PM | Gerson Colon | 94805 | EMPLOYEE | Y | 1 | 0.75 | 09/01/2024 | 10/17/2023 | 2 | M | SJS | SJS | Patient Warming System | 17-950 | Warming Units, Patient, Forced-Air | 271227 | Stryker Medical | MA1200-PM | 171100887 |  |  | 5102-21355 | SJS-Preop Surgical | 13 | IU | Active
L37899 | PMIMA1 | Mistral-Air MA 1200 Annual PM | Gil Matos | GIMAT | EMPLOYEE | Y | 1 | 0.75 | 09/01/2024 | 09/13/2023 | 2 | M | SJS | SJS | Patient Warming System | 17-950 | Warming Units, Patient, Forced-Air | 271227 | Stryker Medical | MA1200-PM | 171200997 |  |  | 5102-12213 | SJS-Med/Surg/Tele Overflow 3North | 12 | IU | Active
L37900 | PMIMA1 | Mistral-Air MA 1200 Annual PM | Darren Eaton | DAEAT | EMPLOYEE | Y | 1 | 0.75 | 09/01/2024 | 10/18/2023 | 2 | M | SJS | SJS | Patient Warming System | 17-950 | Warming Units, Patient, Forced-Air | 271227 | Stryker Medical | MA1200-PM | 171201052 |  |  | 5102-30695 | SJS-Interventional Services | 13 | IU | Active
L37901 | PMIMA1 | Mistral-Air MA 1200 Annual PM | Gerson Colon | 94805 | EMPLOYEE | Y | 1 | 0.75 | 09/01/2024 | 10/09/2023 | 2 | M | SJS | SJS | Patient Warming System | 17-950 | Warming Units, Patient, Forced-Air | 271227 | Stryker Medical | MA1200-PM | 171100899 |  |  | 5102-12225 | SJS-Med/Surg Unit I 4West | 12 | IU | Active
L37902 | PMIMA1 | Mistral-Air MA 1200 Annual PM | Gil Matos | GIMAT | EMPLOYEE | Y | 1 | 0.75 | 09/01/2024 | 10/11/2023 | 2 | M | SJS | SJS | Patient Warming System | 17-950 | Warming Units, Patient, Forced-Air | 271227 | Stryker Medical | MA1200-PM | 171201059 |  |  | 5102-12213 | SJS-Med/Surg/Tele Overflow 3North | 12 | IU | Active
L37903 | PMIMA1 | Mistral-Air MA 1200 Annual PM | Gerson Colon | 94805 | EMPLOYEE | Y | 1 | 0.75 | 09/01/2024 | 10/17/2023 | 2 | M | SJS | SJS | Patient Warming System | 17-950 | Warming Units, Patient, Forced-Air | 271227 | Stryker Medical | MA1200-PM | 171201051 |  |  | 5102-21355 | SJS-Preop Surgical | 13 | IU | Active
L37904 | PMIMA1 | Mistral-Air MA 1200 Annual PM | Gerson Colon | 94805 | EMPLOYEE | Y | 1 | 0.75 | 09/01/2024 | 10/11/2023 | 2 | M | SJS | SJS | Patient Warming System | 17-950 | Warming Units, Patient, Forced-Air | 271227 | Stryker Medical | MA1200-PM | 170900115 |  |  | 5102-21355 | SJS-Preop Surgical | 13 | IU | Active
L37905 | PMIMA1 | Mistral-Air MA 1200 Annual PM | Gerson Colon | 94805 | EMPLOYEE | Y | 1 | 0.75 | 09/01/2024 | 10/17/2023 | 2 | M | SJS | SJS | Patient Warming System | 17-950 | Warming Units, Patient, Forced-Air | 271227 | Stryker Medical | MA1200-PM | 171200996 |  |  | 5102-21355 | SJS-Preop Surgical | 13 | IU | Active
L37906 | PMIMA1 | Mistral-Air MA 1200 Annual PM | Gil Matos | GIMAT | EMPLOYEE | Y | 1 | 0.75 | 09/01/2024 | 10/18/2023 | 2 | M | SJS | SJS | Patient Warming System | 17-950 | Warming Units, Patient, Forced-Air | 271227 | Stryker Medical | MA1200-PM | 171201000 |  |  | 5102-12213 | SJS-Med/Surg/Tele Overflow 3North | 12 | IU | Active
L37907 | PMIMA1 | Mistral-Air MA 1200 Annual PM | Gerson Colon | 94805 | EMPLOYEE | Y | 1 | 0.75 | 09/01/2024 | 10/17/2023 | 2 | M | SJS | SJS | Patient Warming System | 17-950 | Warming Units, Patient, Forced-Air | 271227 | Stryker Medical | MA1200-PM | 171201007 |  |  | 5102-21355 | SJS-Preop Surgical | 13 | IU | Active
L37908 | PMIMA1 | Mistral-Air MA 1200 Annual PM | Gerson Colon | 94805 | EMPLOYEE | Y | 1 | 0.75 | 09/01/2024 | 10/17/2023 | 2 | M | SJS | SJS | Patient Warming System | 17-950 | Warming Units, Patient, Forced-Air | 271227 | Stryker Medical | MA1200-PM | 180402295 |  |  | 5102-21355 | SJS-Preop Surgical | 13 | IU | Active
L37909 | PMIMA1 | Mistral-Air MA 1200 Annual PM | Gil Matos | GIMAT | EMPLOYEE | Y | 1 | 0.75 | 09/01/2024 | 10/18/2023 | 2 | M | SJS | SJS | Patient Warming System | 17-950 | Warming Units, Patient, Forced-Air | 271227 | Stryker Medical | MA1200-PM | 170900114 |  |  | 5102-12210 | SJS-Med/Surg Unit II 4East | 12 | IU | Active
L37910 | PMIMA1 | Mistral-Air MA 1200 Annual PM | Gerson Colon | 94805 | EMPLOYEE | Y | 1 | 0.75 | 09/01/2024 | 10/04/2023 | 2 | M | SJS | SJS | Patient Warming System | 17-950 | Warming Units, Patient, Forced-Air | 271227 | Stryker Medical | MA1200-PM | 170900107 |  |  | 5102-30695 | SJS-Interventional Services | 13 | IU | Active
L37911 | PMIMA1 | Mistral-Air MA 1200 Annual PM | Gil Matos | GIMAT | EMPLOYEE | Y | 1 | 0.75 | 09/01/2024 | 10/12/2023 | 2 | M | SJS | SJS | Patient Warming System | 17-950 | Warming Units, Patient, Forced-Air | 271227 | Stryker Medical | MA1200-PM | 170900095 |  |  | 5102-21500 | SJS-PACU | 13 | IU | Active
L37912 | PMIMA1 | Mistral-Air MA 1200 Annual PM | Gil Matos | GIMAT | EMPLOYEE | Y | 1 | 0.75 | 09/01/2024 | 10/17/2023 | 2 | M | SJS | SJS | Patient Warming System | 17-950 | Warming Units, Patient, Forced-Air | 271227 | Stryker Medical | MA1200-PM | 171200998 |  |  | 5102-21500 | SJS-PACU | 13 | IU | Active
L37913 | PMIMA1 | Mistral-Air MA 1200 Annual PM | Gerson Colon | 94805 | EMPLOYEE | Y | 1 | 0.75 | 09/01/2024 | 10/16/2023 | 2 | M | SJS | SJS | Patient Warming System | 17-950 | Warming Units, Patient, Forced-Air | 271227 | Stryker Medical | MA1200-PM | 171200990 |  |  | 5102-12225 | SJS-Med/Surg Unit I 4West | 12 | IU | Active
L37914 | PMIMA1 | Mistral-Air MA 1200 Annual PM | Gil Matos | GIMAT | EMPLOYEE | Y | 1 | 0.75 | 09/01/2024 | 10/11/2023 | 2 | M | SJS | SJS | Patient Warming System | 17-950 | Warming Units, Patient, Forced-Air | 271227 | Stryker Medical | MA1200-PM | 170900086 |  |  | 5102-21500 | SJS-PACU | 13 | IU | Active
L37915 | PMIMA1 | Mistral-Air MA 1200 Annual PM | Darren Eaton | DAEAT | EMPLOYEE | Y | 1 | 0.75 | 09/01/2024 | 10/09/2023 | 2 | M | SJS | SJS | Patient Warming System | 17-950 | Warming Units, Patient, Forced-Air | 271227 | Stryker Medical | MA1200-PM | 171201002 |  |  | 5102-13100 | SJS-Intensive Care Unit I | 13 | IU | Active
L37916 | PMIMA1 | Mistral-Air MA 1200 Annual PM | Gil Matos | GIMAT | EMPLOYEE | Y | 1 | 0.75 | 09/01/2024 | 10/11/2023 | 2 | M | SJS | SJS | Patient Warming System | 17-950 | Warming Units, Patient, Forced-Air | 271227 | Stryker Medical | MA1200-PM | 171200987 |  |  | 5102-12210 | SJS-Med/Surg Unit II 4East | 12 | IU | Active
L37917 | PMIMA1 | Mistral-Air MA 1200 Annual PM | Gil Matos | GIMAT | EMPLOYEE | Y | 1 | 0.75 | 09/01/2024 | 10/12/2023 | 2 | M | SJS | SJS | Patient Warming System | 17-950 | Warming Units, Patient, Forced-Air | 271227 | Stryker Medical | MA1200-PM | 170900090 |  |  | 5102-21500 | SJS-PACU | 13 | IU | Active
L37918 | PMIMA1 | Mistral-Air MA 1200 Annual PM | Gerson Colon | 94805 | EMPLOYEE | Y | 1 | 0.75 | 09/01/2024 | 10/16/2023 | 2 | M | SJS | SJS | Patient Warming System | 17-950 | Warming Units, Patient, Forced-Air | 271227 | Stryker Medical | MA1200-PM | 170900094 |  |  | 5102-21355 | SJS-Preop Surgical | 13 | IU | Active
L37919 | PMIMA1 | Mistral-Air MA 1200 Annual PM | Gerson Colon | 94805 | EMPLOYEE | Y | 1 | 0.75 | 09/01/2024 | 10/16/2023 | 2 | M | SJS | SJS | Patient Warming System | 17-950 | Warming Units, Patient, Forced-Air | 271227 | Stryker Medical | MA1200-PM | 171200979 |  |  | 5102-21355 | SJS-Preop Surgical | 13 | IU | Active
L37920 | P--ORS | --- OR Safety Inspection --- | Darren Eaton | DAEAT | EMPLOYEE | M | 6 | 0.25 | 09/01/2024 | 03/01/2024 | 2 | M | SJS | SJS | Patient Warming System | 17-950 | Warming Units, Patient, Forced-Air | 271227 | Stryker Medical | MA1200-PM | 171200999 | ORSTRY | OR STRYKER | 5102-21100 | SJS-Surgery | 26 | IU | Active
L37920 | PMIMA1 | Mistral-Air MA 1200 Annual PM | Darren Eaton | DAEAT | EMPLOYEE | Y | 1 | 0.75 | 09/01/2024 | 09/18/2023 | 2 | M | SJS | SJS | Patient Warming System | 17-950 | Warming Units, Patient, Forced-Air | 271227 | Stryker Medical | MA1200-PM | 171200999 | ORSTRY | OR STRYKER | 5102-21100 | SJS-Surgery | 26 | IU | Active
L37921 | PMIMA1 | Mistral-Air MA 1200 Annual PM | Gerson Colon | 94805 | EMPLOYEE | Y | 1 | 0.75 | 09/01/2024 | 10/19/2023 | 2 | M | SJS | SJS | Patient Warming System | 17-950 | Warming Units, Patient, Forced-Air | 271227 | Stryker Medical | MA1200-PM | 171200988 |  |  | 5102-21355 | SJS-Preop Surgical | 13 | IU | Active
L37922 | PMIMA1 | Mistral-Air MA 1200 Annual PM | Gerson Colon | 94805 | EMPLOYEE | Y | 1 | 0.75 | 09/01/2024 | 10/13/2023 | 2 | M | SJS | SJS | Patient Warming System | 17-950 | Warming Units, Patient, Forced-Air | 271227 | Stryker Medical | MA1200-PM | 171201046 |  |  | 5102-21355 | SJS-Preop Surgical | 13 | IU | Active
L37923 | P--ORS | --- OR Safety Inspection --- | Darren Eaton | DAEAT | EMPLOYEE | M | 6 | 0.25 | 09/01/2024 | 03/01/2024 | 2 | M | SJS | SJS | Patient Warming System | 17-950 | Warming Units, Patient, Forced-Air | 271227 | Stryker Medical | MA1200-PM | 171201055 | ORSTRY | OR STRYKER | 5102-21100 | SJS-Surgery | 26 | IU | Active
L37923 | PMIMA1 | Mistral-Air MA 1200 Annual PM | Darren Eaton | DAEAT | EMPLOYEE | Y | 1 | 0.75 | 09/01/2024 | 10/18/2023 | 2 | M | SJS | SJS | Patient Warming System | 17-950 | Warming Units, Patient, Forced-Air | 271227 | Stryker Medical | MA1200-PM | 171201055 | ORSTRY | OR STRYKER | 5102-21100 | SJS-Surgery | 26 | IU | Active
L37924 | P--ORS | --- OR Safety Inspection --- | Darren Eaton | DAEAT | EMPLOYEE | M | 6 | 0.25 | 09/01/2024 | 03/01/2024 | 2 | M | SJS | SJS | Patient Warming System | 17-950 | Warming Units, Patient, Forced-Air | 271227 | Stryker Medical | MA1200-PM | 170900098 | ORSTRY | OR STRYKER | 5102-21100 | SJS-Surgery | 26 | IU | Active
L37924 | PMIMA1 | Mistral-Air MA 1200 Annual PM | Darren Eaton | DAEAT | EMPLOYEE | Y | 1 | 0.75 | 09/01/2024 | 09/15/2023 | 2 | M | SJS | SJS | Patient Warming System | 17-950 | Warming Units, Patient, Forced-Air | 271227 | Stryker Medical | MA1200-PM | 170900098 | ORSTRY | OR STRYKER | 5102-21100 | SJS-Surgery | 26 | IU | Active
L37925 | PMIMA1 | Mistral-Air MA 1200 Annual PM | Gerson Colon | 94805 | EMPLOYEE | Y | 1 | 0.75 | 09/01/2024 | 10/18/2023 | 2 | M | SJS | SJS | Patient Warming System | 17-950 | Warming Units, Patient, Forced-Air | 271227 | Stryker Medical | MA1200-PM | 171201047 |  |  | 5102-21355 | SJS-Preop Surgical | 13 | IU | Active
L37926 | PMIMA1 | Mistral-Air MA 1200 Annual PM | Gil Matos | GIMAT | EMPLOYEE | Y | 1 | 0.75 | 09/01/2024 | 10/17/2023 | 2 | M | SJS | SJS | Patient Warming System | 17-950 | Warming Units, Patient, Forced-Air | 271227 | Stryker Medical | MA1200-PM | 171100886 |  |  | 5102-21500 | SJS-PACU | 13 | IU | Active
L37927 | PMIMA1 | Mistral-Air MA 1200 Annual PM | Gil Matos | GIMAT | EMPLOYEE | Y | 1 | 0.75 | 09/01/2024 | 10/17/2023 | 2 | M | SJS | SJS | Patient Warming System | 17-950 | Warming Units, Patient, Forced-Air | 271227 | Stryker Medical | MA1200-PM | 171100867 |  |  | 5102-21500 | SJS-PACU | 13 | IU | Active
L37928 | PMIMA1 | Mistral-Air MA 1200 Annual PM | Gerson Colon | 94805 | EMPLOYEE | Y | 1 | 0.75 | 09/01/2024 | 10/13/2023 | 2 | M | SJS | SJS | Patient Warming System | 17-950 | Warming Units, Patient, Forced-Air | 271227 | Stryker Medical | MA1200-PM | 171201063 |  |  | 5102-21355 | SJS-Preop Surgical | 13 | IU | Active
L37929 | PMIMA1 | Mistral-Air MA 1200 Annual PM | Gerson Colon | 94805 | EMPLOYEE | Y | 1 | 0.75 | 09/01/2024 | 10/13/2023 | 2 | M | SJS | SJS | Patient Warming System | 17-950 | Warming Units, Patient, Forced-Air | 271227 | Stryker Medical | MA1200-PM | 171201044 |  |  | 5102-21355 | SJS-Preop Surgical | 13 | IU | Active
L37930 | PMIMA1 | Mistral-Air MA 1200 Annual PM | Gil Matos | GIMAT | EMPLOYEE | Y | 1 | 0.75 | 09/01/2024 | 10/17/2023 | 2 | M | SJS | SJS | Patient Warming System | 17-950 | Warming Units, Patient, Forced-Air | 271227 | Stryker Medical | MA1200-PM | 171100875 |  |  | 5102-21500 | SJS-PACU | 13 | IU | Active
L37931 | P--ORS | --- OR Safety Inspection --- | Darren Eaton | DAEAT | EMPLOYEE | M | 6 | 0.25 | 09/01/2024 | 03/01/2024 | 2 | M | SJS | SJS | Patient Warming System | 17-950 | Warming Units, Patient, Forced-Air | 271227 | Stryker Medical | MA1200-PM | 171100882 | ORSTRY | OR STRYKER | 5102-21100 | SJS-Surgery | 26 | IU | Active
L37931 | PMIMA1 | Mistral-Air MA 1200 Annual PM | Darren Eaton | DAEAT | EMPLOYEE | Y | 1 | 0.75 | 09/01/2024 | 09/15/2023 | 2 | M | SJS | SJS | Patient Warming System | 17-950 | Warming Units, Patient, Forced-Air | 271227 | Stryker Medical | MA1200-PM | 171100882 | ORSTRY | OR STRYKER | 5102-21100 | SJS-Surgery | 26 | IU | Active
L37932 | PMIMA1 | Mistral-Air MA 1200 Annual PM | Gil Matos | GIMAT | EMPLOYEE | Y | 1 | 0.75 | 09/01/2024 | 10/11/2023 | 2 | M | SJS | SJS | Patient Warming System | 17-950 | Warming Units, Patient, Forced-Air | 271227 | Stryker Medical | MA1200-PM | 170900202 |  |  | 5102-12213 | SJS-Med/Surg/Tele Overflow 3North | 12 | IU | Active
L37933 | PMIMA1 | Mistral-Air MA 1200 Annual PM | Gil Matos | GIMAT | EMPLOYEE | Y | 1 | 0.75 | 09/01/2024 | 10/11/2023 | 2 | M | SJS | SJS | Patient Warming System | 17-950 | Warming Units, Patient, Forced-Air | 271227 | Stryker Medical | MA1200-PM | 170900142 |  |  | 5102-21500 | SJS-PACU | 13 | IU | Active
L37934 | PMIMA1 | Mistral-Air MA 1200 Annual PM | Gerson Colon | 94805 | EMPLOYEE | Y | 1 | 0.75 | 09/01/2024 | 10/18/2023 | 2 | M | SJS | SJS | Patient Warming System | 17-950 | Warming Units, Patient, Forced-Air | 271227 | Stryker Medical | MA1200-PM | 171201004 |  |  | 5102-21355 | SJS-Preop Surgical | 13 | IU | Active
L37935 | PMIMA1 | Mistral-Air MA 1200 Annual PM | Gil Matos | GIMAT | EMPLOYEE | Y | 1 | 0.75 | 09/01/2024 | 10/17/2023 | 2 | M | SJS | SJS | Patient Warming System | 17-950 | Warming Units, Patient, Forced-Air | 271227 | Stryker Medical | MA1200-PM | 171100601 |  |  | 5102-21500 | SJS-PACU | 13 | IU | Active
L37936 | PMIMA1 | Mistral-Air MA 1200 Annual PM | Gil Matos | GIMAT | EMPLOYEE | Y | 1 | 0.75 | 09/01/2024 | 10/17/2023 | 2 | M | SJS | SJS | Patient Warming System | 17-950 | Warming Units, Patient, Forced-Air | 271227 | Stryker Medical | MA1200-PM | 180302140 |  |  | 5102-21500 | SJS-PACU | 13 | IU | Active
L37938 | PMIMA1 | Mistral-Air MA 1200 Annual PM | Gerson Colon | 94805 | EMPLOYEE | Y | 1 | 0.75 | 09/01/2024 | 10/18/2023 | 2 | M | SJS | SJS | Patient Warming System | 17-950 | Warming Units, Patient, Forced-Air | 271227 | Stryker Medical | MA1200-PM | 180302147 |  |  | 5102-21355 | SJS-Preop Surgical | 13 | IU | Active
L37939 | PMIMA1 | Mistral-Air MA 1200 Annual PM | Gil Matos | GIMAT | EMPLOYEE | Y | 1 | 0.75 | 09/01/2024 | 10/16/2023 | 2 | M | SJS | SJS | Patient Warming System | 17-950 | Warming Units, Patient, Forced-Air | 271227 | Stryker Medical | MA1200-PM | 170900110 |  |  | 5102-21500 | SJS-PACU | 13 | IU | Active
L37940 | PMIMA1 | Mistral-Air MA 1200 Annual PM | Gil Matos | GIMAT | EMPLOYEE | Y | 1 | 0.75 | 09/01/2024 | 10/17/2023 | 2 | M | SJS | SJS | Patient Warming System | 17-950 | Warming Units, Patient, Forced-Air | 271227 | Stryker Medical | MA1200-PM | 171201056 |  |  | 5102-21500 | SJS-PACU | 13 | IU | Active
L37941 | PMIMA1 | Mistral-Air MA 1200 Annual PM | Gerson Colon | 94805 | EMPLOYEE | Y | 1 | 0.75 | 09/01/2024 | 10/13/2023 | 2 | M | SJS | SJS | Patient Warming System | 17-950 | Warming Units, Patient, Forced-Air | 271227 | Stryker Medical | MA1200-PM | 170900100 |  |  | 5102-21355 | SJS-Preop Surgical | 13 | IU | Active
L37942 | PMIMA1 | Mistral-Air MA 1200 Annual PM | Gerson Colon | 94805 | EMPLOYEE | Y | 1 | 0.75 | 09/01/2024 | 10/18/2023 | 2 | M | SJS | SJS | Patient Warming System | 17-950 | Warming Units, Patient, Forced-Air | 271227 | Stryker Medical | MA1200-PM | 171201043 |  |  | 5102-12225 | SJS-Med/Surg Unit I 4West | 12 | IU | Active
L37943 | PMIMA1 | Mistral-Air MA 1200 Annual PM | Gil Matos | GIMAT | EMPLOYEE | Y | 1 | 0.75 | 09/01/2024 | 10/13/2023 | 2 | M | SJS | SJS | Patient Warming System | 17-950 | Warming Units, Patient, Forced-Air | 271227 | Stryker Medical | MA1200-PM | 170900113 |  |  | 5102-21500 | SJS-PACU | 13 | IU | Active
L37944 | PMIMA1 | Mistral-Air MA 1200 Annual PM | Gil Matos | GIMAT | EMPLOYEE | Y | 1 | 0.75 | 09/01/2024 | 10/18/2023 | 2 | M | SJS | SJS | Patient Warming System | 17-950 | Warming Units, Patient, Forced-Air | 271227 | Stryker Medical | MA1200-PM | 170900102 |  |  | 5102-12210 | SJS-Med/Surg Unit II 4East | 12 | IU | Active
L37946 | PMIMA1 | Mistral-Air MA 1200 Annual PM | Gil Matos | GIMAT | EMPLOYEE | Y | 1 | 0.75 | 09/01/2024 | 10/18/2023 | 2 | M | SJS | SJS | Patient Warming System | 17-950 | Warming Units, Patient, Forced-Air | 271227 | Stryker Medical | MA1200-PM | 171100889 |  |  | 5102-12210 | SJS-Med/Surg Unit II 4East | 12 | IU | Active
L37947 | PMIMA1 | Mistral-Air MA 1200 Annual PM | Gerson Colon | 94805 | EMPLOYEE | Y | 1 | 0.75 | 09/01/2024 | 10/18/2023 | 2 | M | SJS | SJS | Patient Warming System | 17-950 | Warming Units, Patient, Forced-Air | 271227 | Stryker Medical | MA1200-PM | 171100850 |  |  | 5102-21355 | SJS-Preop Surgical | 13 | IU | Active
L37948 | PMIMA1 | Mistral-Air MA 1200 Annual PM | Darren Eaton | DAEAT | EMPLOYEE | Y | 1 | 0.75 | 09/01/2024 | 10/11/2023 | 2 | M | SJS | SJS | Patient Warming System | 17-950 | Warming Units, Patient, Forced-Air | 271227 | Stryker Medical | MA1200-PM | 171100873 |  |  | 5102-13100 | SJS-Intensive Care Unit I | 13 | IU | Active
L37949 | PMIMA1 | Mistral-Air MA 1200 Annual PM | Gil Matos | GIMAT | EMPLOYEE | Y | 1 | 0.75 | 09/01/2024 | 10/16/2023 | 2 | M | SJS | SJS | Patient Warming System | 17-950 | Warming Units, Patient, Forced-Air | 271227 | Stryker Medical | MA1200-PM | 171201065 |  |  | 5102-21500 | SJS-PACU | 13 | IU | Active
L37950 | PMIMA1 | Mistral-Air MA 1200 Annual PM | Gil Matos | GIMAT | EMPLOYEE | Y | 1 | 0.75 | 09/01/2024 | 10/16/2023 | 2 | M | SJS | SJS | Patient Warming System | 17-950 | Warming Units, Patient, Forced-Air | 271227 | Stryker Medical | MA1200-PM | 171201011 |  |  | 5102-21500 | SJS-PACU | 13 | IU | Active
L37951 | PMIMA1 | Mistral-Air MA 1200 Annual PM | Twanna Hardy | TWLUK | EMPLOYEE | Y | 1 | 0.75 | 09/01/2024 | 10/18/2023 | 2 | M | SJS | SJS | Patient Warming System | 17-950 | Warming Units, Patient, Forced-Air | 271227 | Stryker Medical | MA1200-PM | 171201057 | DELWO1 | SJS-LABOR & DELIVERY WOR March | 5102-22100 | SJS-Labor & Delivery | 26 | IU | Active
L37951 | P--ORS | --- OR Safety Inspection --- | Twanna Hardy | TWLUK | EMPLOYEE | M | 6 | 0.25 | 09/01/2024 | 03/01/2024 | 2 | M | SJS | SJS | Patient Warming System | 17-950 | Warming Units, Patient, Forced-Air | 271227 | Stryker Medical | MA1200-PM | 171201057 | DELWO1 | SJS-LABOR & DELIVERY WOR March | 5102-22100 | SJS-Labor & Delivery | 26 | IU | Active
L37952 | PMIMA1 | Mistral-Air MA 1200 Annual PM | Gil Matos | GIMAT | EMPLOYEE | Y | 1 | 0.75 | 09/01/2024 | 10/13/2023 | 2 | M | SJS | SJS | Patient Warming System | 17-950 | Warming Units, Patient, Forced-Air | 271227 | Stryker Medical | MA1200-PM | 180302143 |  |  | 5102-21500 | SJS-PACU | 13 | IU | Active
L37953 | PMIMA1 | Mistral-Air MA 1200 Annual PM | Gerson Colon | 94805 | EMPLOYEE | Y | 1 | 0.75 | 09/01/2024 | 09/25/2023 | 2 | M | SJS | SJS | Patient Warming System | 17-950 | Warming Units, Patient, Forced-Air | 271227 | Stryker Medical | MA1200-PM | 180302141 |  |  | 5102-21355 | SJS-Preop Surgical | 13 | IU | Active
L37954 | PMIMA1 | Mistral-Air MA 1200 Annual PM | Gerson Colon | 94805 | EMPLOYEE | Y | 1 | 0.75 | 09/01/2024 | 10/18/2023 | 2 | M | SJS | SJS | Patient Warming System | 17-950 | Warming Units, Patient, Forced-Air | 271227 | Stryker Medical | MA1200-PM | 171201009 |  |  | 5102-21355 | SJS-Preop Surgical | 13 | IU | Active
L37958 | PSA745 | SAGE 7455 5 Year Filter Replacement | Darren Eaton | DAEAT | EMPLOYEE | Y | 5 | 0.5 | 04/01/2028 | 03/31/2023 | 2 | M | SJS | SJS | Patient Repositioning System | 34-047 | Mattress Systems, Patient Repositioning | 103635 | Sage Products Inc | 7455 | 18025-054 |  |  | 5102-13100 | SJS-Intensive Care Unit I | 12 | IU | Active
L37968 | P10123 | -Pm Device Using Mfg Procedure | Gerson Colon | 94805 | EMPLOYEE | Y | 1 | 0.8 | 02/01/2025 | 01/29/2024 | 6 | M | SJS | SJS | 700 Series SCD | 16-837 | Circulatory Assist Units, Peripheral Compression, Sequential | 452294 | Covidien (US) | 29525 | v1531360sx | SCD | SCD 1 | 5102-16527 | SJS-Mother/Baby Unit | 14 | IU | Active
L37973 | P10123 | -Pm Device Using Mfg Procedure | Twanna Hardy | TWLUK | EMPLOYEE | Y | 1 | 0.8 | 02/01/2025 | 01/29/2024 | 6 | M | SJS | SJS | 700 Series SCD | 16-837 | Circulatory Assist Units, Peripheral Compression, Sequential | 452294 | Covidien (US) | 29525 | V1129034SX | SCD | SCD 1 | 5102-12213 | SJS-Med/Surg/Tele Overflow 3North | 14 | IU | Active
L37975 | P10123 | -Pm Device Using Mfg Procedure | Twanna Hardy | TWLUK | EMPLOYEE | Y | 1 | 0.8 | 02/01/2025 | 01/29/2024 | 6 | M | SJS | SJS | 700 Series SCD | 16-837 | Circulatory Assist Units, Peripheral Compression, Sequential | 452294 | Covidien (US) | 29525 | V1129379SX | SCD | SCD 1 | 5102-12213 | SJS-Med/Surg/Tele Overflow 3North | 14 | IU | Active
L37976 | P10123 | -Pm Device Using Mfg Procedure | Twanna Hardy | TWLUK | EMPLOYEE | Y | 1 | 0.8 | 02/01/2025 | 01/29/2024 | 6 | M | SJS | SJS | 700 Series SCD | 16-837 | Circulatory Assist Units, Peripheral Compression, Sequential | 452294 | Covidien (US) | 29525 | V1403300SX | SCD | SCD 1 | 5102-12213 | SJS-Med/Surg/Tele Overflow 3North | 14 | IU | Active
L37977 | P10123 | -Pm Device Using Mfg Procedure | Twanna Hardy | TWLUK | EMPLOYEE | Y | 1 | 0.8 | 02/01/2025 | 01/30/2024 | 6 | M | SJS | SJS | 700 Series SCD | 16-837 | Circulatory Assist Units, Peripheral Compression, Sequential | 452294 | Covidien (US) | 29525 | V1127948SX | SCD | SCD 1 | 5102-12213 | SJS-Med/Surg/Tele Overflow 3North | 14 | IU | Active
L37978 | P10123 | -Pm Device Using Mfg Procedure | Twanna Hardy | TWLUK | EMPLOYEE | Y | 1 | 0.8 | 02/01/2025 | 01/29/2024 | 6 | M | SJS | SJS | 700 Series SCD | 16-837 | Circulatory Assist Units, Peripheral Compression, Sequential | 452294 | Covidien (US) | 29525 | V1200279CX | SCD | SCD 1 | 5102-12213 | SJS-Med/Surg/Tele Overflow 3North | 14 | IU | Active
L37979 | P10123 | -Pm Device Using Mfg Procedure | Twanna Hardy | TWLUK | EMPLOYEE | Y | 1 | 0.8 | 02/01/2025 | 02/28/2024 | 6 | M | SJS | SJS | 700 Series SCD | 16-837 | Circulatory Assist Units, Peripheral Compression, Sequential | 452294 | Covidien (US) | 29525 | V1501884SX | SCD | SCD 1 | 5102-12213 | SJS-Med/Surg/Tele Overflow 3North | 14 | IU | Active
L37980 | P10123 | -Pm Device Using Mfg Procedure | Twanna Hardy | TWLUK | EMPLOYEE | Y | 1 | 0.8 | 02/01/2025 | 01/29/2024 | 6 | M | SJS | SJS | 700 Series SCD | 16-837 | Circulatory Assist Units, Peripheral Compression, Sequential | 452294 | Covidien (US) | 29525 | V1311029SX | SCD | SCD 1 | 5102-12213 | SJS-Med/Surg/Tele Overflow 3North | 14 | IU | Active
L37984 | P10123 | -Pm Device Using Mfg Procedure | Twanna Hardy | TWLUK | EMPLOYEE | Y | 1 | 0.8 | 02/01/2025 | 01/29/2024 | 6 | M | SJS | SJS | 700 Series SCD | 16-837 | Circulatory Assist Units, Peripheral Compression, Sequential | 452294 | Covidien (US) | 29525 | V1501797SX | SCD | SCD 1 | 5102-12213 | SJS-Med/Surg/Tele Overflow 3North | 14 | IU | Active
L37985 | P10123 | -Pm Device Using Mfg Procedure | Twanna Hardy | TWLUK | EMPLOYEE | Y | 1 | 0.8 | 02/01/2025 | 02/28/2024 | 6 | M | SJS | SJS | 700 Series SCD | 16-837 | Circulatory Assist Units, Peripheral Compression, Sequential | 452294 | Covidien (US) | 29525 | V1127770SX | SCD | SCD 1 | 5102-12213 | SJS-Med/Surg/Tele Overflow 3North | 14 | IU | Active
L37987 | P10123 | -Pm Device Using Mfg Procedure | Twanna Hardy | TWLUK | EMPLOYEE | Y | 1 | 0.8 | 02/01/2025 | 02/16/2024 | 6 | M | SJS | SJS | 700 Series SCD | 16-837 | Circulatory Assist Units, Peripheral Compression, Sequential | 452294 | Covidien (US) | 29525 | V1129215SX | SCD | SCD 1 | 5102-12213 | SJS-Med/Surg/Tele Overflow 3North | 14 | IU | Active
L37992 | PSA745 | SAGE 7455 5 Year Filter Replacement | Darren Eaton | DAEAT | EMPLOYEE | Y | 5 | 0.5 | 04/01/2028 | 04/27/2023 | 2 | M | SJS | SJS | Patient Repositioning System | 34-047 | Mattress Systems, Patient Repositioning | 103635 | Sage Products Inc | 7455 | 18227-099 |  |  | 5102-13100 | SJS-Intensive Care Unit I | 12 | IU | Active
L37993 | PSA745 | SAGE 7455 5 Year Filter Replacement | Darren Eaton | DAEAT | EMPLOYEE | Y | 5 | 0.5 | 04/01/2028 | 04/27/2023 | 2 | M | SJS | SJS | Patient Repositioning System | 34-047 | Mattress Systems, Patient Repositioning | 103635 | Sage Products Inc | 7455 | 18225-044 |  |  | 5102-13100 | SJS-Intensive Care Unit I | 12 | IU | Active
L37994 | PSA745 | SAGE 7455 5 Year Filter Replacement | Darren Eaton | DAEAT | EMPLOYEE | Y | 5 | 0.5 | 04/01/2028 | 04/12/2023 | 2 | M | SJS | SJS | Patient Repositioning System | 34-047 | Mattress Systems, Patient Repositioning | 103635 | Sage Products Inc | 7455 | 18225-166 |  |  | 5102-13100 | SJS-Intensive Care Unit I | 12 | IU | Active
L37995 | PSA745 | SAGE 7455 5 Year Filter Replacement | Darren Eaton | DAEAT | EMPLOYEE | Y | 5 | 0.5 | 04/01/2028 | 03/31/2023 | 2 | M | SJS | SJS | Patient Repositioning System | 34-047 | Mattress Systems, Patient Repositioning | 103635 | Sage Products Inc | 7455 | 18225-038 |  |  | 5102-13100 | SJS-Intensive Care Unit I | 12 | IU | Active
L37997 | PSA745 | SAGE 7455 5 Year Filter Replacement | Darren Eaton | DAEAT | EMPLOYEE | Y | 5 | 0.5 | 04/01/2028 | 04/12/2023 | 2 | M | SJS | SJS | Patient Repositioning System | 34-047 | Mattress Systems, Patient Repositioning | 103635 | Sage Products Inc | 7455 | 18227-100 |  |  | 5102-13100 | SJS-Intensive Care Unit I | 12 | IU | Active
L37998 | PSA745 | SAGE 7455 5 Year Filter Replacement | Darren Eaton | DAEAT | EMPLOYEE | Y | 5 | 0.5 | 04/01/2028 | 04/11/2023 | 2 | M | SJS | SJS | Patient Repositioning System | 34-047 | Mattress Systems, Patient Repositioning | 103635 | Sage Products Inc | 7455 | 18227-094 |  |  | 5102-13100 | SJS-Intensive Care Unit I | 12 | IU | Active
L37999 | PSA745 | SAGE 7455 5 Year Filter Replacement | Darren Eaton | DAEAT | EMPLOYEE | Y | 5 | 0.5 | 04/01/2028 | 04/12/2023 | 2 | M | SJS | SJS | Patient Repositioning System | 34-047 | Mattress Systems, Patient Repositioning | 103635 | Sage Products Inc | 7455 | 18225-045 |  |  | 5102-13100 | SJS-Intensive Care Unit I | 12 | IU | Active
L39008 | PSA745 | SAGE 7455 5 Year Filter Replacement | Darren Eaton | DAEAT | EMPLOYEE | Y | 5 | 1 | 04/01/2028 | 02/13/2024 | 2 | M | SJS | SJS | Patient Repositioning System | 34-047 | Mattress Systems, Patient Repositioning | 103635 | Sage Products Inc | 7455 | 19253-104 |  |  | 5102-13100 | SJS-Intensive Care Unit I | 12 | IU | Active
L39011 | P--ORS | --- OR Safety Inspection --- | Gerson Colon | 94805 | EMPLOYEE | M | 6 | 0.25 | 04/01/2024 | 08/21/2023 | 2 | M | SJS | SJS | Dual CH Auto Tourniquet System | 31-134 | Tourniquets, Pneumatic, Automated, Electric-Powered | 101991 | Stryker Instruments | 5920-011-000 | 1923214813 | ORSTRY | OR STRYKER | 5102-21100 | SJS-Surgery | 26 | IU | Active
L39011 | P10123 | -Pm Device Using Mfg Procedure | Gerson Colon | 94805 | EMPLOYEE | Y | 1 | 0.75 | 10/01/2024 | 10/17/2023 | 2 | M | SJS | SJS | Dual CH Auto Tourniquet System | 31-134 | Tourniquets, Pneumatic, Automated, Electric-Powered | 101991 | Stryker Instruments | 5920-011-000 | 1923214813 | ORSTRY | OR STRYKER | 5102-21100 | SJS-Surgery | 26 | IU | Active
L39012 | P10123 | -Pm Device Using Mfg Procedure | Gil Matos | GIMAT | EMPLOYEE | Y | 1 | 0.8 | 02/01/2025 | 01/29/2024 | 6 | M | SJS | SJS | 700 Series SCD | 16-837 | Circulatory Assist Units, Peripheral Compression, Sequential | 452294 | Covidien (US) | 29525 | V1948893SX | SCD | SCD 1 | 5102-14000 | SJS-Pedi Med/Surg/Tele | 14 | IU | Active
L39013 | P--ORS | --- OR Safety Inspection --- | Darren Eaton | DAEAT | EMPLOYEE | M | 6 | 0.25 | 07/01/2024 | 02/16/2024 | 2 | M | SJS | SJS | RF Sponge Detector Delivery | 27-642 | Sponge Detector, Surgical, Radiofrequency | 101809 | Medtronic Inc | 200X | X18CQP |  |  | 5102-21100 | SJS-Surgery | 23 | IU | Active
L39016 | P10123 | -Pm Device Using Mfg Procedure | Gil Matos | GIMAT | EMPLOYEE | Y | 1 | 0.8 | 02/01/2025 | 01/29/2024 | 6 | M | SJS | SJS | 700 Series SCD | 16-837 | Circulatory Assist Units, Peripheral Compression, Sequential | 452294 | Covidien (US) | 29525 | V1948883SX | SCD | SCD 1 | 5102-14000 | SJS-Pedi Med/Surg/Tele | 14 | IU | Active
L39017 | P10123 | -Pm Device Using Mfg Procedure | Gil Matos | GIMAT | EMPLOYEE | Y | 1 | 0.8 | 02/01/2025 | 01/29/2024 | 6 | M | SJS | SJS | 700 Series SCD | 16-837 | Circulatory Assist Units, Peripheral Compression, Sequential | 452294 | Covidien (US) | 29525 | V1948865SX | SCD | SCD 1 | 5102-14000 | SJS-Pedi Med/Surg/Tele | 14 | IU | Active
L39018 | P10123 | -Pm Device Using Mfg Procedure | Gil Matos | GIMAT | EMPLOYEE | Y | 1 | 0.8 | 02/01/2025 | 01/29/2024 | 6 | M | SJS | SJS | 700 Series SCD | 16-837 | Circulatory Assist Units, Peripheral Compression, Sequential | 452294 | Covidien (US) | 29525 | V1948911SX | SCD | SCD 1 | 5102-14000 | SJS-Pedi Med/Surg/Tele | 14 | IU | Active
L39019 | P10123 | -Pm Device Using Mfg Procedure | Gil Matos | GIMAT | EMPLOYEE | Y | 1 | 0.8 | 02/01/2025 | 01/29/2024 | 6 | M | SJS | SJS | 700 Series SCD | 16-837 | Circulatory Assist Units, Peripheral Compression, Sequential | 452294 | Covidien (US) | 29525 | V1948896SX | SCD | SCD 1 | 5102-14000 | SJS-Pedi Med/Surg/Tele | 14 | IU | Active
L39020 | P10123 | -Pm Device Using Mfg Procedure | Gil Matos | GIMAT | EMPLOYEE | Y | 1 | 0.8 | 02/01/2025 | 01/29/2024 | 6 | M | SJS | SJS | 700 Series SCD | 16-837 | Circulatory Assist Units, Peripheral Compression, Sequential | 452294 | Covidien (US) | 29525 | V1948887SX | SCD | SCD 1 | 5102-14000 | SJS-Pedi Med/Surg/Tele | 14 | IU | Active
L39021 | P10123 | -Pm Device Using Mfg Procedure | Gil Matos | GIMAT | EMPLOYEE | Y | 1 | 0.8 | 02/01/2025 | 01/29/2024 | 6 | M | SJS | SJS | 700 Series SCD | 16-837 | Circulatory Assist Units, Peripheral Compression, Sequential | 452294 | Covidien (US) | 29525 | V1948876SX | SCD | SCD 1 | 5102-14000 | SJS-Pedi Med/Surg/Tele | 14 | IU | Active
L39022 | P10123 | -Pm Device Using Mfg Procedure | Gil Matos | GIMAT | EMPLOYEE | Y | 1 | 0.8 | 02/01/2025 | 01/29/2024 | 6 | M | SJS | SJS | 700 Series SCD | 16-837 | Circulatory Assist Units, Peripheral Compression, Sequential | 452294 | Covidien (US) | 29525 | V1948903SX | SCD | SCD 1 | 5102-14000 | SJS-Pedi Med/Surg/Tele | 14 | IU | Active
L39023 | P10123 | -Pm Device Using Mfg Procedure | Gil Matos | GIMAT | EMPLOYEE | Y | 1 | 0.8 | 02/01/2025 | 01/29/2024 | 6 | M | SJS | SJS | 700 Series SCD | 16-837 | Circulatory Assist Units, Peripheral Compression, Sequential | 452294 | Covidien (US) | 29525 | V1948898SX | SCD | SCD 1 | 5102-14000 | SJS-Pedi Med/Surg/Tele | 14 | IU | Active
L39024 | P10123 | -Pm Device Using Mfg Procedure | Gil Matos | GIMAT | EMPLOYEE | Y | 1 | 0.8 | 02/01/2025 | 01/29/2024 | 6 | M | SJS | SJS | 700 Series SCD | 16-837 | Circulatory Assist Units, Peripheral Compression, Sequential | 452294 | Covidien (US) | 29525 | V1948862SX | SCD | SCD 1 | 5102-14000 | SJS-Pedi Med/Surg/Tele | 14 | IU | Active
L39025 | P10123 | -Pm Device Using Mfg Procedure | Gil Matos | GIMAT | EMPLOYEE | Y | 1 | 0.8 | 02/01/2025 | 01/29/2024 | 6 | M | SJS | SJS | 700 Series SCD | 16-837 | Circulatory Assist Units, Peripheral Compression, Sequential | 452294 | Covidien (US) | 29525 | V1948888SX | SCD | SCD 1 | 5102-14000 | SJS-Pedi Med/Surg/Tele | 14 | IU | Active
L39026 | P10123 | -Pm Device Using Mfg Procedure | Gil Matos | GIMAT | EMPLOYEE | Y | 1 | 0.8 | 02/01/2025 | 01/29/2024 | 6 | M | SJS | SJS | 700 Series SCD | 16-837 | Circulatory Assist Units, Peripheral Compression, Sequential | 452294 | Covidien (US) | 29525 | V1948867SX | SCD | SCD 1 | 5102-14000 | SJS-Pedi Med/Surg/Tele | 14 | IU | Active
L39027 | P10123 | -Pm Device Using Mfg Procedure | Gil Matos | GIMAT | EMPLOYEE | Y | 1 | 0.8 | 02/01/2025 | 01/29/2024 | 6 | M | SJS | SJS | 700 Series SCD | 16-837 | Circulatory Assist Units, Peripheral Compression, Sequential | 452294 | Covidien (US) | 29525 | V1948875SX | SCD | SCD 1 | 5102-14000 | SJS-Pedi Med/Surg/Tele | 14 | IU | Active
L39028 | P10123 | -Pm Device Using Mfg Procedure | Gil Matos | GIMAT | EMPLOYEE | Y | 1 | 0.8 | 02/01/2025 | 01/29/2024 | 6 | M | SJS | SJS | 700 Series SCD | 16-837 | Circulatory Assist Units, Peripheral Compression, Sequential | 452294 | Covidien (US) | 29525 | V1948895SX | SCD | SCD 1 | 5102-14000 | SJS-Pedi Med/Surg/Tele | 14 | IU | Active
L39029 | P10123 | -Pm Device Using Mfg Procedure | Gil Matos | GIMAT | EMPLOYEE | Y | 1 | 0.8 | 02/01/2025 | 01/29/2024 | 6 | M | SJS | SJS | 700 Series SCD | 16-837 | Circulatory Assist Units, Peripheral Compression, Sequential | 452294 | Covidien (US) | 29525 | V1948909SX | SCD | SCD 1 | 5102-14000 | SJS-Pedi Med/Surg/Tele | 14 | IU | Active
L39030 | P10123 | -Pm Device Using Mfg Procedure | Gil Matos | GIMAT | EMPLOYEE | Y | 1 | 0.8 | 02/01/2025 | 01/29/2024 | 6 | M | SJS | SJS | 700 Series SCD | 16-837 | Circulatory Assist Units, Peripheral Compression, Sequential | 452294 | Covidien (US) | 29525 | V1948885SX | SCD | SCD 1 | 5102-14000 | SJS-Pedi Med/Surg/Tele | 14 | IU | Active
L39031 | P10123 | -Pm Device Using Mfg Procedure | Gil Matos | GIMAT | EMPLOYEE | Y | 1 | 0.8 | 02/01/2025 | 01/29/2024 | 6 | M | SJS | SJS | 700 Series SCD | 16-837 | Circulatory Assist Units, Peripheral Compression, Sequential | 452294 | Covidien (US) | 29525 | V1948891SX | SCD | SCD 1 | 5102-14000 | SJS-Pedi Med/Surg/Tele | 14 | IU | Active
L39032 | P-VPM | -Vendor PM | Gerson Colon | 94805 | EMPLOYEE | Y | 1 | 0.5 | 08/01/2024 | 11/13/2023 | 2 | M | SJS | SJS | Blood Gas Analyzer | 15-709 | Analyzers, Laboratory, Blood Gas/pH | 101928 | Radiometer America Inc | ABL90 Plus | R0256N0067 |  |  | 5102-23100 | SJS-Emergency Service | 15 | IU | Active
L39033 | P-VPM | -Vendor PM | Darren Eaton | DAEAT | EMPLOYEE | Y | 1 | 0.5 | 08/01/2024 | 01/05/2024 | 2 | M | SJS | SJS | Blood Gas Analyzer | 15-709 | Analyzers, Laboratory, Blood Gas/pH | 101928 | Radiometer America Inc | ABL90 Plus | R0256N0068 |  |  | 5102-13100 | SJS-Intensive Care Unit I | 15 | IU | Active
L39034 | P-VPM | -Vendor PM | Darren Eaton | DAEAT | EMPLOYEE | Y | 1 | 0.5 | 08/01/2024 | 01/05/2024 | 2 | M | SJS | SJS | Blood Gas Analyzer | 15-709 | Analyzers, Laboratory, Blood Gas/pH | 101928 | Radiometer America Inc | ABL90 Plus | R0256N0069 |  |  | 5102-13100 | SJS-Intensive Care Unit I | 15 | IU | Active
L39035 | PDEVA | Desflurane Vaporizer | Tim McElrath | 11619 | EMPLOYEE | M | 6 | 0.2 | 08/01/2024 | 02/09/2024 | 1 | M | SJS | SJS | Desflurane Cassette | 10-144 | Anesthesia Unit Vaporizers | 351254 | Datex-Ohmeda Inc Div GE Health | 1100-9026-000 | BGCL00438 | FSSFEB | SJS-ANESTHESIOLOGY FSS Feb | 5102-20100 | SJS-Anesthesiology | 40 | LS | High Risk
L39036 | PSEVA | Sevoflurane Vaporizer | Tim McElrath | 11619 | EMPLOYEE | M | 6 | 0.27 | 08/01/2024 | 02/09/2024 | 1 | M | SJS | SJS | Sevoflurane Cassette | 10-144 | Anesthesia Unit Vaporizers | 351254 | Datex-Ohmeda Inc Div GE Health | Aladin II Sevo | BGBL01401 | FSSFEB | SJS-ANESTHESIOLOGY FSS Feb | 5102-20100 | SJS-Anesthesiology | 40 | LS | High Risk
L39037 | PSEVA | Sevoflurane Vaporizer | Tim McElrath | 11619 | EMPLOYEE | M | 6 | 0.27 | 08/01/2024 | 02/14/2024 | 1 | M | SJS | SJS | Sevoflurane Cassette | 10-144 | Anesthesia Unit Vaporizers | 351254 | Datex-Ohmeda Inc Div GE Health | Aladin II Sevo | BGBW80086 | FSSFEB | SJS-ANESTHESIOLOGY FSS Feb | 5102-20100 | SJS-Anesthesiology | 40 | LS | High Risk
L39038 | PDEVA | Desflurane Vaporizer | Tim McElrath | 11619 | EMPLOYEE | M | 6 | 0.2 | 08/01/2024 | 02/14/2024 | 1 | M | SJS | SJS | Desflurane Cassette | 10-144 | Anesthesia Unit Vaporizers | 351254 | Datex-Ohmeda Inc Div GE Health | 1100-9026-000 | BGCM00154 | FSSFEB | SJS-ANESTHESIOLOGY FSS Feb | 5102-20100 | SJS-Anesthesiology | 40 | LS | High Risk
L39039 | P10123 | -Pm Device Using Mfg Procedure | Gerson Colon | 94805 | EMPLOYEE | Y | 1 | 0.8 | 02/01/2025 | 01/29/2024 | 6 | M | SJS | SJS | 700 Series SCD | 16-837 | Circulatory Assist Units, Peripheral Compression, Sequential | 452294 | Covidien (US) | 29525 | V1530283SX | SCD | SCD 1 | 5102-12225 | SJS-Med/Surg Unit I 4West | 14 | IU | Active
L39041 | PSA745 | SAGE 7455 5 Year Filter Replacement | Darren Eaton | DAEAT | EMPLOYEE | Y | 5 | 1 | 04/01/2028 | 04/12/2023 | 2 | M | SJS | SJS | Patient Repositioning System | 34-047 | Mattress Systems, Patient Repositioning | 103635 | Sage Products Inc | 7455 | 20076-067 |  |  | 5102-13100 | SJS-Intensive Care Unit I | 12 | IU | Active
L39049 | PSEVA | Sevoflurane Vaporizer | Tim McElrath | 11619 | EMPLOYEE | M | 6 | 0.27 | 08/01/2024 | 02/16/2024 | 1 | M | SJS | SJS | Sevoflurane Cassette | 10-144 | Anesthesia Unit Vaporizers | 351254 | Datex-Ohmeda Inc Div GE Health | Aladin II Sevo | BGBM01320 | FSSFEB | SJS-ANESTHESIOLOGY FSS Feb | 5102-20100 | SJS-Anesthesiology | 40 | LS | High Risk
L39050 | PDEVA | Desflurane Vaporizer | Tim McElrath | 11619 | EMPLOYEE | M | 6 | 0.2 | 08/01/2024 | 02/16/2024 | 1 | M | SJS | SJS | Desflurane Cassette | 10-144 | Anesthesia Unit Vaporizers | 351254 | Datex-Ohmeda Inc Div GE Health | 1100-9026-000 | BGCM00450 | FSSFEB | SJS-ANESTHESIOLOGY FSS Feb | 5102-20100 | SJS-Anesthesiology | 40 | LS | High Risk
L39051 | P--ORS | --- OR Safety Inspection --- | Gerson Colon | 94805 | EMPLOYEE | M | 6 | 0.25 | 04/01/2024 | 08/22/2023 | 2 | M | SJS | SJS | Dual CH Auto Tourniquet System | 31-134 | Tourniquets, Pneumatic, Automated, Electric-Powered | 101991 | Stryker Instruments | 5920-011-000 | 2014717343 | ORSTRY | OR STRYKER | 5102-21100 | SJS-Surgery | 26 | IU | Active
L39051 | P10123 | -Pm Device Using Mfg Procedure | Gerson Colon | 94805 | EMPLOYEE | Y | 1 | 0.75 | 10/01/2024 | 10/16/2023 | 2 | M | SJS | SJS | Dual CH Auto Tourniquet System | 31-134 | Tourniquets, Pneumatic, Automated, Electric-Powered | 101991 | Stryker Instruments | 5920-011-000 | 2014717343 | ORSTRY | OR STRYKER | 5102-21100 | SJS-Surgery | 26 | IU | Active
L39053 | P--ORS | --- OR Safety Inspection --- | Gerson Colon | 94805 | EMPLOYEE | M | 6 | 0.25 | 04/01/2024 | 08/22/2023 | 2 | M | SJS | SJS | Dual CH Auto Tourniquet System | 31-134 | Tourniquets, Pneumatic, Automated, Electric-Powered | 101991 | Stryker Instruments | 5920-011-000 | 2014710773 | ORSTRY | OR STRYKER | 5102-21100 | SJS-Surgery | 26 | IU | Active
L39053 | P10123 | -Pm Device Using Mfg Procedure | Gerson Colon | 94805 | EMPLOYEE | Y | 1 | 0.75 | 10/01/2024 | 11/22/2023 | 2 | M | SJS | SJS | Dual CH Auto Tourniquet System | 31-134 | Tourniquets, Pneumatic, Automated, Electric-Powered | 101991 | Stryker Instruments | 5920-011-000 | 2014710773 | ORSTRY | OR STRYKER | 5102-21100 | SJS-Surgery | 26 | IU | Active
L39054 | P10123 | -Pm Device Using Mfg Procedure | Darren Eaton | DAEAT | EMPLOYEE | Y | 1 | 0.8 | 02/01/2025 | 01/29/2024 | 6 | M | SJS | SJS | 700 Series SCD | 16-837 | Circulatory Assist Units, Peripheral Compression, Sequential | 452294 | Covidien (US) | 29525 | V1927186SX | SCD | SCD 1 | 5102-13100 | SJS-Intensive Care Unit I | 15 | IU | Active
L39055 | P10123 | -Pm Device Using Mfg Procedure | Darren Eaton | DAEAT | EMPLOYEE | Y | 1 | 0.8 | 02/01/2025 | 01/29/2024 | 6 | M | SJS | SJS | 700 Series SCD | 16-837 | Circulatory Assist Units, Peripheral Compression, Sequential | 452294 | Covidien (US) | 29525 | V1927179SX | SCD | SCD 1 | 5102-13100 | SJS-Intensive Care Unit I | 15 | IU | Active
L39056 | PSA745 | SAGE 7455 5 Year Filter Replacement | Darren Eaton | DAEAT | EMPLOYEE | Y | 5 | 1 | 04/01/2028 | 04/12/2023 | 2 | M | SJS | SJS | Patient Repositioning System | 34-047 | Mattress Systems, Patient Repositioning | 103635 | Sage Products Inc | 7455 | 20106-008 |  |  | 5102-13100 | SJS-Intensive Care Unit I | 12 | IU | Active
L39057 | PRANGE | --- Ranger 245 PM Procedure --- | Twanna Hardy | TWLUK | EMPLOYEE | M | 3 | 1 | 06/01/2024 | 03/01/2024 | 1 | M | SJS | SJS | Blood Warmer | 10-447 | Warming Units, Blood/Intravenous Solution | 418683 | Arizant Healthcare Inc | 245 | 91009 | BLOWAR | Blood Warmers | 5102-22100 | SJS-Labor & Delivery | 20 | IU | Active
L39059 | PRANGE | --- Ranger 245 PM Procedure --- | Gerson Colon | 94805 | EMPLOYEE | M | 3 | 1 | 06/01/2024 | 03/01/2024 | 1 | M | SJS | SJS | Blood Warmer | 10-447 | Warming Units, Blood/Intravenous Solution | 418683 | Arizant Healthcare Inc | 245 | 91104 | BLOWAR | Blood Warmers | 5102-21100 | SJS-Surgery | 33 | IU | Active
L39061 | P10123 | -Pm Device Using Mfg Procedure | Gil Matos | GIMAT | EMPLOYEE | Y | 1 | 0.5 | 10/01/2024 | 10/24/2023 | 2 | M | SJS | SJS | Scalp Cooling System | 16-219 | Caps, Hypothermia | 510286 | Dignitana Inc | DigniCap Delta | A70595 |  |  | 5102-37250 | SJS-Outpatient Infusion Therapy | 20 | IU | Active
L39062 | P10123 | -Pm Device Using Mfg Procedure | Gil Matos | GIMAT | EMPLOYEE | Y | 1 | 0.8 | 02/01/2025 | 01/29/2024 | 6 | M | SJS | SJS | 700 Series SCD | 16-837 | Circulatory Assist Units, Peripheral Compression, Sequential | 452294 | Covidien (US) | 29525 | V1531468SX | SCDTM | SCD 3 | 5102-22100 | SJS-Labor & Delivery | 15 | IU | Active
L39063 | PSA745 | SAGE 7455 5 Year Filter Replacement | Gerson Colon | 94805 | EMPLOYEE | Y | 5 | 1 | 02/01/2025 |  | 2 | M | SJS | SJS | Patient Repositioning System | 34-047 | Mattress Systems, Patient Repositioning | 103635 | Sage Products Inc | 7455 | 20104-066 |  |  | 5102-30695 | SJS-Interventional Services | 12 | IU | Active
L39064 | PSA745 | SAGE 7455 5 Year Filter Replacement | Gerson Colon | 94805 | EMPLOYEE | Y | 5 | 1 | 03/01/2028 |  | 2 | M | SJS | SJS | Patient Repositioning System | 34-047 | Mattress Systems, Patient Repositioning | 103635 | Sage Products Inc | 7455 | 20104-073 |  |  | 5102-30695 | SJS-Interventional Services | 12 | IU | Active
L39065 | PSA745 | SAGE 7455 5 Year Filter Replacement | Gerson Colon | 94805 | EMPLOYEE | Y | 5 | 1 | 03/01/2028 | 04/21/2023 | 2 | M | SJS | SJS | Patient Repositioning System | 34-047 | Mattress Systems, Patient Repositioning | 103635 | Sage Products Inc | 7455 | 20104-060 |  |  | 5102-30695 | SJS-Interventional Services | 12 | IU | Active
L39071 | P--ORS | --- OR Safety Inspection --- | Darren Eaton | DAEAT | EMPLOYEE | M | 6 | 0.25 | 07/01/2024 | 01/22/2024 | 2 | M | SJS | SJS | Bipolar RF Controller | 18-230 | Electrosurgical Units, Bipolar | 270765 | Smith & Nephew Inc Endoscopy D | RF20000 | YA0D0008NA |  |  | 5102-21100 | SJS-Surgery | 33 | IU | Active
L39072 | P--ORS | --- OR Safety Inspection --- | Darren Eaton | DAEAT | EMPLOYEE | M | 6 | 0.25 | 07/01/2024 | 08/21/2023 | 2 | M | SJS | SJS | Arthroscopic Shaver System | 17-918 | Arthroscopic Shaver Systems | 270765 | Smith & Nephew Inc Endoscopy D | 72200873 | AAX18175 |  |  | 5102-21100 | SJS-Surgery | 33 | IU | Active
L39072 | P10123 | -Pm Device Using Mfg Procedure | Darren Eaton | DAEAT | EMPLOYEE | Y | 1 | 0.5 | 01/01/2025 | 01/22/2024 | 2 | M | SJS | SJS | Arthroscopic Shaver System | 17-918 | Arthroscopic Shaver Systems | 270765 | Smith & Nephew Inc Endoscopy D | 72200873 | AAX18175 |  |  | 5102-21100 | SJS-Surgery | 33 | IU | Active
L39080 | P--ORS | --- OR Safety Inspection --- | Darren Eaton | DAEAT | EMPLOYEE | M | 6 | 0.25 | 07/01/2024 | 01/31/2024 | 2 | M | SJS | SJS | Endo Video Camera Console CCU | 18-034 | Image Processors, Video, Endoscopy | 107135 | Boston Scientific Corp | M00546650 | 2034334749 |  |  | 5102-21100 | SJS-Surgery | 25 | IU | Active
L39081 | P10123 | -Pm Device Using Mfg Procedure | Darren Eaton | DAEAT | EMPLOYEE | Y | 1 | 0.8 | 02/01/2025 | 01/29/2024 | 6 | M | SJS | SJS | 700 Series SCD | 16-837 | Circulatory Assist Units, Peripheral Compression, Sequential | 452294 | Covidien (US) | 29525 | V1530170SX | SCDGC | SCD 2 | 5102-12225 | SJS-Med/Surg Unit I 4West | 14 | IU | Active
L39082 | P10123 | -Pm Device Using Mfg Procedure | Gil Matos | GIMAT | EMPLOYEE | Y | 1 | 0.8 | 02/01/2025 | 01/29/2024 | 6 | M | SJS | SJS | 700 Series SCD | 16-837 | Circulatory Assist Units, Peripheral Compression, Sequential | 452294 | Covidien (US) | 29525 | V1531446SX | SCDTM | SCD 3 | 5102-21500 | SJS-PACU | 14 | IU | Active
L39083 | PSA745 | SAGE 7455 5 Year Filter Replacement | Darren Eaton | DAEAT | EMPLOYEE | Y | 5 | 1 | 01/01/2029 | 02/08/2024 | 2 | M | SJS | SJS | Patient Repositioning System | 34-047 | Mattress Systems, Patient Repositioning | 103635 | Sage Products Inc | 7455 | 20329-006 |  |  | 5102-21100 | SJS-Surgery | 25 | IU | Active
L39084 | P10123 | -Pm Device Using Mfg Procedure | Gil Matos | GIMAT | EMPLOYEE | Y | 1 | 0.8 | 02/01/2025 | 01/29/2024 | 6 | M | SJS | SJS | 700 Series SCD | 16-837 | Circulatory Assist Units, Peripheral Compression, Sequential | 452294 | Covidien (US) | 29525 | V1228676SX | SCD | SCD 1 | 5102-14000 | SJS-Pedi Med/Surg/Tele | 14 | IU | Active
L39085 | P10123 | -Pm Device Using Mfg Procedure | Gil Matos | GIMAT | EMPLOYEE | Y | 1 | 0.8 | 02/01/2025 | 01/29/2024 | 6 | M | SJS | SJS | 700 Series SCD | 16-837 | Circulatory Assist Units, Peripheral Compression, Sequential | 452294 | Covidien (US) | 29525 | V1604302SX | SCD | SCD 1 | 5102-21500 | SJS-PACU | 15 | IU | Active
L39086 | P10123 | -Pm Device Using Mfg Procedure | Darren Eaton | DAEAT | EMPLOYEE | Y | 1 | 0.8 | 02/01/2025 | 01/29/2024 | 6 | M | SJS | SJS | 700 Series SCD | 16-837 | Circulatory Assist Units, Peripheral Compression, Sequential | 452294 | Covidien (US) | 29525 | V1530042SX | SCDGC | SCD 2 | 5102-13100 | SJS-Intensive Care Unit I | 15 | IU | Active
L39088 | P10123 | -Pm Device Using Mfg Procedure | Gil Matos | GIMAT | EMPLOYEE | Y | 1 | 0.8 | 02/01/2025 | 01/29/2024 | 6 | M | SJS | SJS | 700 Series SCD | 16-837 | Circulatory Assist Units, Peripheral Compression, Sequential | 452294 | Covidien (US) | 29525 | V1604347SX | SCD | SCD 1 | 5102-21500 | SJS-PACU | 15 | IU | Active
L39089 | P10123 | -Pm Device Using Mfg Procedure | Gil Matos | GIMAT | EMPLOYEE | Y | 1 | 0.8 | 02/01/2025 | 01/29/2024 | 6 | M | SJS | SJS | 700 Series SCD | 16-837 | Circulatory Assist Units, Peripheral Compression, Sequential | 452294 | Covidien (US) | 29525 | V1354203SX | SCD | SCD 1 | 5102-21500 | SJS-PACU | 15 | IU | Active
L39091 | P10123 | -Pm Device Using Mfg Procedure | Gil Matos | GIMAT | EMPLOYEE | Y | 1 | 0.8 | 02/01/2025 | 02/02/2024 | 6 | M | SJS | SJS | 700 Series SCD | 16-837 | Circulatory Assist Units, Peripheral Compression, Sequential | 452294 | Covidien (US) | 29525 | V1604429SX | SCD | SCD 1 | 5102-21500 | SJS-PACU | 15 | IU | Active
L39092 | P10123 | -Pm Device Using Mfg Procedure | Twanna Hardy | TWLUK | EMPLOYEE | Y | 1 | 0.8 | 02/01/2025 | 01/29/2024 | 6 | M | SJS | SJS | 700 Series SCD | 16-837 | Circulatory Assist Units, Peripheral Compression, Sequential | 452294 | Covidien (US) | 29525 | V1117574SX | SCD | SCD 1 | 5102-12213 | SJS-Med/Surg/Tele Overflow 3North | 14 | IU | Active
L39093 | P10123 | -Pm Device Using Mfg Procedure | Gil Matos | GIMAT | EMPLOYEE | Y | 1 | 0.8 | 02/01/2025 | 01/30/2024 | 6 | M | SJS | SJS | 700 Series SCD | 16-837 | Circulatory Assist Units, Peripheral Compression, Sequential | 452294 | Covidien (US) | 29525 | v1531435sx | SCDTM | SCD 3 | 5102-21500 | SJS-PACU | 15 | IU | Active
L39096 | P10123 | -Pm Device Using Mfg Procedure | Darren Eaton | DAEAT | EMPLOYEE | Y | 1 | 0.8 | 02/01/2025 | 01/29/2024 | 6 | M | SJS | SJS | 700 Series SCD | 16-837 | Circulatory Assist Units, Peripheral Compression, Sequential | 452294 | Covidien (US) | 29525 | V1530304SX | SCDGC | SCD 2 | 5102-12225 | SJS-Med/Surg Unit I 4West | 14 | IU | Active
L39097 | PSA745 | SAGE 7455 5 Year Filter Replacement | Darren Eaton | DAEAT | EMPLOYEE | Y | 5 | 1 | 04/01/2028 | 04/06/2023 | 2 | M | SJS | SJS | Patient Repositioning System | 34-047 | Mattress Systems, Patient Repositioning | 103635 | Sage Products Inc | 7455 | 20325-010 |  |  | 5102-13100 | SJS-Intensive Care Unit I | 12 | IU | Active
L39098 | P10123 | -Pm Device Using Mfg Procedure | Gil Matos | GIMAT | EMPLOYEE | Y | 1 | 0.8 | 02/01/2025 | 01/29/2024 | 6 | M | SJS | SJS | 700 Series SCD | 16-837 | Circulatory Assist Units, Peripheral Compression, Sequential | 452294 | Covidien (US) | 29525 | V1604309SX | SCD | SCD 1 | 5102-21500 | SJS-PACU | 15 | IU | Active
L39100 | P10123 | -Pm Device Using Mfg Procedure | Darren Eaton | DAEAT | EMPLOYEE | Y | 1 | 0.8 | 02/01/2025 | 01/29/2024 | 6 | M | SJS | SJS | 700 Series SCD | 16-837 | Circulatory Assist Units, Peripheral Compression, Sequential | 452294 | Covidien (US) | 29525 | V1530211SX | SCDGC | SCD 2 | 5102-12225 | SJS-Med/Surg Unit I 4West | 14 | IU | Active
L39101 | P10123 | -Pm Device Using Mfg Procedure | Gil Matos | GIMAT | EMPLOYEE | Y | 1 | 0.8 | 02/01/2025 | 01/29/2024 | 6 | M | SJS | SJS | 700 Series SCD | 16-837 | Circulatory Assist Units, Peripheral Compression, Sequential | 452294 | Covidien (US) | 29525 | V1604311SX | SCD | SCD 1 | 5102-21500 | SJS-PACU | 15 | IU | Active
L39102 | P--ORS | --- OR Safety Inspection --- | Darren Eaton | DAEAT | EMPLOYEE | M | 6 | 0.25 | 07/01/2024 | 08/21/2023 | 2 | M | SJS | SJS | Electrosurgical Unit | 18-230 | Electrosurgical Units, Bipolar | 254283 | ArthroCare Corp | RF12000 | L39102 |  |  | 5102-21100 | SJS-Surgery | 33 | IU | Active
L39102 | P10123 | -Pm Device Using Mfg Procedure | Darren Eaton | DAEAT | EMPLOYEE | Y | 1 | 0.5 | 01/01/2025 | 01/22/2024 | 2 | M | SJS | SJS | Electrosurgical Unit | 18-230 | Electrosurgical Units, Bipolar | 254283 | ArthroCare Corp | RF12000 | L39102 |  |  | 5102-21100 | SJS-Surgery | 33 | IU | Active
L39109 | PMIMA1 | Mistral-Air MA 1200 Annual PM | Darren Eaton | DAEAT | EMPLOYEE | Y | 1 | 1 | 09/01/2024 | 10/18/2023 | 2 | M | SJS | SJS | Patient Warming System | 17-950 | Warming Units, Patient, Forced-Air | 271227 | Stryker Medical | MA1200-PM | 190111295 |  |  | 5102-30695 | SJS-Interventional Services | 13 | IU | Active
L39116 | PRANGE | --- Ranger 245 PM Procedure --- | Gerson Colon | 94805 | EMPLOYEE | M | 3 | 1 | 06/01/2024 | 03/01/2024 | 1 | M | SJS | SJS | Blood Warmer | 10-447 | Warming Units, Blood/Intravenous Solution | 418683 | Arizant Healthcare Inc | 245 | 094730 | BLOWAR | Blood Warmers | 5102-21100 | SJS-Surgery | 33 | IU | Active
L39117 | PRANGE | --- Ranger 245 PM Procedure --- | Darren Eaton | DAEAT | EMPLOYEE | M | 3 | 1 | 06/01/2024 | 03/01/2024 | 1 | M | SJS | SJS | Blood Warmer | 10-447 | Warming Units, Blood/Intravenous Solution | 418683 | Arizant Healthcare Inc | 245 | 094756 | BLOWAR | Blood Warmers | 5102-21100 | SJS-Surgery | 33 | IU | Active
L39120 | PSA745 | SAGE 7455 5 Year Filter Replacement | Gerson Colon | 94805 | EMPLOYEE | Y | 5 | 1 | 01/01/2025 |  | 2 | M | SJS | SJS | Patient Repositioning System | 34-047 | Mattress Systems, Patient Repositioning | 103635 | Sage Products Inc | 7455 | 21216-114 |  |  | 5102-23100 | SJS-Emergency Service | 12 | IU | Active
L39121 | PSA745 | SAGE 7455 5 Year Filter Replacement | Gerson Colon | 94805 | EMPLOYEE | Y | 5 | 1 | 01/01/2025 |  | 2 | M | SJS | SJS | Patient Repositioning System | 34-047 | Mattress Systems, Patient Repositioning | 103635 | Sage Products Inc | 7455 | 20134-106 |  |  | 5102-23100 | SJS-Emergency Service | 12 | IU | Active
L39122 | P10123 | -Pm Device Using Mfg Procedure | Gil Matos | GIMAT | EMPLOYEE | Y | 1 | 0.8 | 02/01/2025 | 02/20/2024 | 6 | M | SJS | SJS | 700 Series SCD | 16-837 | Circulatory Assist Units, Peripheral Compression, Sequential | 452294 | Covidien (US) | 29525 | v1530683sx | SCDTM | SCD 3 | 5102-21500 | SJS-PACU | 15 | IU | Active
L39128 | P10123 | -Pm Device Using Mfg Procedure | Darren Eaton | DAEAT | EMPLOYEE | Y | 1 | 0.8 | 02/01/2025 | 01/29/2024 | 6 | M | SJS | SJS | 700 Series SCD | 16-837 | Circulatory Assist Units, Peripheral Compression, Sequential | 452294 | Covidien (US) | 29525 | V1005497SX | SCDGC | SCD 2 | 5102-12210 | SJS-Med/Surg Unit II 4East | 14 | IU | Active
L39129 | P10123 | -Pm Device Using Mfg Procedure | Darren Eaton | DAEAT | EMPLOYEE | Y | 1 | 0.8 | 02/01/2025 | 01/29/2024 | 6 | M | SJS | SJS | 700 Series SCD | 16-837 | Circulatory Assist Units, Peripheral Compression, Sequential | 452294 | Covidien (US) | 29525 | V1002598SX | SCDGC | SCD 2 | 5102-12210 | SJS-Med/Surg Unit II 4East | 14 | IU | Active
L39130 | P10123 | -Pm Device Using Mfg Procedure | Darren Eaton | DAEAT | EMPLOYEE | Y | 1 | 0.8 | 02/01/2025 | 01/29/2024 | 6 | M | SJS | SJS | 700 Series SCD | 16-837 | Circulatory Assist Units, Peripheral Compression, Sequential | 452294 | Covidien (US) | 29525 | V1107249SX | SCDGC | SCD 2 | 5102-12210 | SJS-Med/Surg Unit II 4East | 14 | IU | Active
L39131 | P10123 | -Pm Device Using Mfg Procedure | Darren Eaton | DAEAT | EMPLOYEE | Y | 1 | 0.8 | 02/01/2025 | 02/01/2024 | 6 | M | SJS | SJS | 700 Series SCD | 16-837 | Circulatory Assist Units, Peripheral Compression, Sequential | 452294 | Covidien (US) | 29525 | V1206033SX | SCDGC | SCD 2 | 5102-12210 | SJS-Med/Surg Unit II 4East | 14 | IU | Active
L39132 | P10123 | -Pm Device Using Mfg Procedure | Darren Eaton | DAEAT | EMPLOYEE | Y | 1 | 0.8 | 02/01/2025 | 02/28/2024 | 6 | M | SJS | SJS | 700 Series SCD | 16-837 | Circulatory Assist Units, Peripheral Compression, Sequential | 452294 | Covidien (US) | 29525 | V1125809SX | SCDGC | SCD 2 | 5102-12210 | SJS-Med/Surg Unit II 4East | 14 | IU | Active
L39133 | P10123 | -Pm Device Using Mfg Procedure | Darren Eaton | DAEAT | EMPLOYEE | Y | 1 | 0.8 | 02/01/2025 | 01/29/2024 | 6 | M | SJS | SJS | 700 Series SCD | 16-837 | Circulatory Assist Units, Peripheral Compression, Sequential | 452294 | Covidien (US) | 29525 | V1424562SX | SCDGC | SCD 2 | 5102-12210 | SJS-Med/Surg Unit II 4East | 14 | IU | Active
L39134 | P10123 | -Pm Device Using Mfg Procedure | Darren Eaton | DAEAT | EMPLOYEE | Y | 1 | 0.8 | 02/01/2025 | 01/29/2024 | 6 | M | SJS | SJS | 700 Series SCD | 16-837 | Circulatory Assist Units, Peripheral Compression, Sequential | 452294 | Covidien (US) | 29525 | V1355033SX | SCDGC | SCD 2 | 5102-12210 | SJS-Med/Surg Unit II 4East | 14 | IU | Active
L39135 | P10123 | -Pm Device Using Mfg Procedure | Darren Eaton | DAEAT | EMPLOYEE | Y | 1 | 0.8 | 02/01/2025 | 01/29/2024 | 6 | M | SJS | SJS | 700 Series SCD | 16-837 | Circulatory Assist Units, Peripheral Compression, Sequential | 452294 | Covidien (US) | 29525 | V1005589SX | SCDGC | SCD 2 | 5102-12210 | SJS-Med/Surg Unit II 4East | 14 | IU | Active
L39136 | P10123 | -Pm Device Using Mfg Procedure | Darren Eaton | DAEAT | EMPLOYEE | Y | 1 | 0.8 | 02/01/2025 | 01/29/2024 | 6 | M | SJS | SJS | 700 Series SCD | 16-837 | Circulatory Assist Units, Peripheral Compression, Sequential | 452294 | Covidien (US) | 29525 | V1422151SX | SCDGC | SCD 2 | 5102-12210 | SJS-Med/Surg Unit II 4East | 14 | IU | Active
L39137 | P10123 | -Pm Device Using Mfg Procedure | Darren Eaton | DAEAT | EMPLOYEE | Y | 1 | 0.8 | 02/01/2025 | 01/29/2024 | 6 | M | SJS | SJS | 700 Series SCD | 16-837 | Circulatory Assist Units, Peripheral Compression, Sequential | 452294 | Covidien (US) | 29525 | V1536458SX | SCDGC | SCD 2 | 5102-12210 | SJS-Med/Surg Unit II 4East | 14 | IU | Active
L39138 | P10123 | -Pm Device Using Mfg Procedure | Darren Eaton | DAEAT | EMPLOYEE | Y | 1 | 0.8 | 02/01/2025 | 01/29/2024 | 6 | M | SJS | SJS | 700 Series SCD | 16-837 | Circulatory Assist Units, Peripheral Compression, Sequential | 452294 | Covidien (US) | 29525 | V1129864SX | SCDGC | SCD 2 | 5102-12210 | SJS-Med/Surg Unit II 4East | 14 | IU | Active
L39139 | P10123 | -Pm Device Using Mfg Procedure | Darren Eaton | DAEAT | EMPLOYEE | Y | 1 | 0.8 | 02/01/2025 | 01/29/2024 | 6 | M | SJS | SJS | 700 Series SCD | 16-837 | Circulatory Assist Units, Peripheral Compression, Sequential | 452294 | Covidien (US) | 29525 | V1321748SX | SCDGC | SCD 2 | 5102-12210 | SJS-Med/Surg Unit II 4East | 14 | IU | Active
L39140 | P10123 | -Pm Device Using Mfg Procedure | Darren Eaton | DAEAT | EMPLOYEE | Y | 1 | 0.8 | 02/01/2025 | 01/29/2024 | 6 | M | SJS | SJS | 700 Series SCD | 16-837 | Circulatory Assist Units, Peripheral Compression, Sequential | 452294 | Covidien (US) | 29525 | V1533813SX | SCDGC | SCD 2 | 5102-12210 | SJS-Med/Surg Unit II 4East | 14 | IU | Active
L39141 | P10123 | -Pm Device Using Mfg Procedure | Darren Eaton | DAEAT | EMPLOYEE | Y | 1 | 0.8 | 02/01/2025 | 01/29/2024 | 6 | M | SJS | SJS | 700 Series SCD | 16-837 | Circulatory Assist Units, Peripheral Compression, Sequential | 452294 | Covidien (US) | 29525 | V1309027SX | SCDGC | SCD 2 | 5102-12210 | SJS-Med/Surg Unit II 4East | 14 | IU | Active
L39142 | P10123 | -Pm Device Using Mfg Procedure | Darren Eaton | DAEAT | EMPLOYEE | Y | 1 | 0.8 | 02/01/2025 | 01/29/2024 | 6 | M | SJS | SJS | 700 Series SCD | 16-837 | Circulatory Assist Units, Peripheral Compression, Sequential | 452294 | Covidien (US) | 29525 | V1357098SX | SCDGC | SCD 2 | 5102-12210 | SJS-Med/Surg Unit II 4East | 14 | IU | Active
L39143 | P10123 | -Pm Device Using Mfg Procedure | Darren Eaton | DAEAT | EMPLOYEE | Y | 1 | 0.8 | 02/01/2025 | 02/16/2024 | 6 | M | SJS | SJS | 700 Series SCD | 16-837 | Circulatory Assist Units, Peripheral Compression, Sequential | 452294 | Covidien (US) | 29525 | V1114097SX | SCDGC | SCD 2 | 5102-12210 | SJS-Med/Surg Unit II 4East | 14 | IU | Active
L39144 | P10123 | -Pm Device Using Mfg Procedure | Gerson Colon | 94805 | EMPLOYEE | Y | 1 | 0.8 | 02/01/2025 | 01/29/2024 | 6 | M | SJS | SJS | 700 Series SCD | 16-837 | Circulatory Assist Units, Peripheral Compression, Sequential | 452294 | Covidien (US) | 29525 | V1100471SX | SCD | SCD 1 | 5102-12225 | SJS-Med/Surg Unit I 4West | 14 | IU | Active
L39145 | P10123 | -Pm Device Using Mfg Procedure | Gerson Colon | 94805 | EMPLOYEE | Y | 1 | 0.8 | 02/01/2025 | 01/29/2024 | 6 | M | SJS | SJS | 700 Series SCD | 16-837 | Circulatory Assist Units, Peripheral Compression, Sequential | 452294 | Covidien (US) | 29525 | V1200566SX | SCD | SCD 1 | 5102-12225 | SJS-Med/Surg Unit I 4West | 14 | IU | Active
L39146 | P10123 | -Pm Device Using Mfg Procedure | Darren Eaton | DAEAT | EMPLOYEE | Y | 1 | 0.8 | 02/01/2025 | 01/29/2024 | 6 | M | SJS | SJS | 700 Series SCD | 16-837 | Circulatory Assist Units, Peripheral Compression, Sequential | 452294 | Covidien (US) | 29525 | V1309573SX | SCDGC | SCD 2 | 5102-12225 | SJS-Med/Surg Unit I 4West | 14 | IU | Active
L39147 | P10123 | -Pm Device Using Mfg Procedure | Gerson Colon | 94805 | EMPLOYEE | Y | 1 | 0.8 | 02/01/2025 | 01/29/2024 | 6 | M | SJS | SJS | 700 Series SCD | 16-837 | Circulatory Assist Units, Peripheral Compression, Sequential | 452294 | Covidien (US) | 29525 | V1204780SX | SCD | SCD 1 | 5102-12225 | SJS-Med/Surg Unit I 4West | 14 | IU | Active
L39148 | P10123 | -Pm Device Using Mfg Procedure | Gerson Colon | 94805 | EMPLOYEE | Y | 1 | 0.8 | 02/01/2025 | 02/02/2024 | 6 | M | SJS | SJS | 700 Series SCD | 16-837 | Circulatory Assist Units, Peripheral Compression, Sequential | 452294 | Covidien (US) | 29525 | V1128252SX | SCD | SCD 1 | 5102-12225 | SJS-Med/Surg Unit I 4West | 14 | IU | Active
L39149 | P10123 | -Pm Device Using Mfg Procedure | Darren Eaton | DAEAT | EMPLOYEE | Y | 1 | 0.8 | 02/01/2025 | 01/29/2024 | 6 | M | SJS | SJS | 700 Series SCD | 16-837 | Circulatory Assist Units, Peripheral Compression, Sequential | 452294 | Covidien (US) | 29525 | V1200348SX | SCDGC | SCD 2 | 5102-12225 | SJS-Med/Surg Unit I 4West | 14 | IU | Active
L39150 | P10123 | -Pm Device Using Mfg Procedure | Darren Eaton | DAEAT | EMPLOYEE | Y | 1 | 0.8 | 02/01/2025 | 02/28/2024 | 6 | M | SJS | SJS | 700 Series SCD | 16-837 | Circulatory Assist Units, Peripheral Compression, Sequential | 452294 | Covidien (US) | 29525 | V1213449SX | SCDGC | SCD 2 | 5102-12225 | SJS-Med/Surg Unit I 4West | 14 | IU | Active
L39151 | P10123 | -Pm Device Using Mfg Procedure | Gerson Colon | 94805 | EMPLOYEE | Y | 1 | 0.8 | 02/01/2025 | 02/02/2024 | 6 | M | SJS | SJS | 700 Series SCD | 16-837 | Circulatory Assist Units, Peripheral Compression, Sequential | 452294 | Covidien (US) | 29525 | V1105144SX | SCD | SCD 1 | 5102-12225 | SJS-Med/Surg Unit I 4West | 14 | IU | Active
L39152 | P10123 | -Pm Device Using Mfg Procedure | Darren Eaton | DAEAT | EMPLOYEE | Y | 1 | 0.8 | 02/01/2025 | 01/29/2024 | 6 | M | SJS | SJS | 700 Series SCD | 16-837 | Circulatory Assist Units, Peripheral Compression, Sequential | 452294 | Covidien (US) | 29525 | V1126604SX | SCDGC | SCD 2 | 5102-12225 | SJS-Med/Surg Unit I 4West | 14 | IU | Active
L39153 | P10123 | -Pm Device Using Mfg Procedure | Gil Matos | GIMAT | EMPLOYEE | Y | 1 | 0.8 | 02/01/2025 | 03/13/2024 | 6 | M | SJS | SJS | 700 Series SCD | 16-837 | Circulatory Assist Units, Peripheral Compression, Sequential | 452294 | Covidien (US) | 29525 | V1421341SX | SCDTM | SCD 3 | 5102-12225 | SJS-Med/Surg Unit I 4West | 14 | IU | Active
L39154 | P10123 | -Pm Device Using Mfg Procedure | Gil Matos | GIMAT | EMPLOYEE | Y | 1 | 0.8 | 02/01/2025 | 01/29/2024 | 6 | M | SJS | SJS | 700 Series SCD | 16-837 | Circulatory Assist Units, Peripheral Compression, Sequential | 452294 | Covidien (US) | 29525 | V1112786SX | SCDTM | SCD 3 | 5102-12225 | SJS-Med/Surg Unit I 4West | 14 | IU | Active
L39155 | P10123 | -Pm Device Using Mfg Procedure | Gil Matos | GIMAT | EMPLOYEE | Y | 1 | 0.8 | 02/01/2025 | 01/29/2024 | 6 | M | SJS | SJS | 700 Series SCD | 16-837 | Circulatory Assist Units, Peripheral Compression, Sequential | 452294 | Covidien (US) | 29525 | V1223022SX | SCDTM | SCD 3 | 5102-12225 | SJS-Med/Surg Unit I 4West | 14 | IU | Active
L39156 | P10123 | -Pm Device Using Mfg Procedure | Darren Eaton | DAEAT | EMPLOYEE | Y | 1 | 0.8 | 02/01/2025 | 01/29/2024 | 6 | M | SJS | SJS | 700 Series SCD | 16-837 | Circulatory Assist Units, Peripheral Compression, Sequential | 452294 | Covidien (US) | 29525 | V1115423SX | SCDGC | SCD 2 | 5102-12225 | SJS-Med/Surg Unit I 4West | 14 | IU | Active
L39157 | P10123 | -Pm Device Using Mfg Procedure | Gil Matos | GIMAT | EMPLOYEE | Y | 1 | 0.8 | 02/01/2025 | 01/29/2024 | 6 | M | SJS | SJS | 700 Series SCD | 16-837 | Circulatory Assist Units, Peripheral Compression, Sequential | 452294 | Covidien (US) | 29525 | V1207096SX | SCDTM | SCD 3 | 5102-12225 | SJS-Med/Surg Unit I 4West | 14 | IU | Active
L39158 | P10123 | -Pm Device Using Mfg Procedure | Gil Matos | GIMAT | EMPLOYEE | Y | 1 | 0.8 | 02/01/2025 | 01/29/2024 | 6 | M | SJS | SJS | 700 Series SCD | 16-837 | Circulatory Assist Units, Peripheral Compression, Sequential | 452294 | Covidien (US) | 29525 | V1931544SX | SCDTM | SCD 3 | 5102-12225 | SJS-Med/Surg Unit I 4West | 14 | IU | Active
L39159 | P--ORS | --- OR Safety Inspection --- | Gerson Colon | 94805 | EMPLOYEE | M | 6 | 0.25 | 08/01/2024 | 01/29/2024 | 2 | M | SJS | SJS | Pacemaker Programmers | 15-993 | Programmer/Testers, Implantable Cardiac Pacemaker | 546728 | Abbott Cardiac Arrhythmias and | 3650 | 16038 |  |  | 5102-30695 | SJS-Interventional Services | 19 | IU | Active
L39160 | P--ORS | --- OR Safety Inspection --- | Gerson Colon | 94805 | EMPLOYEE | M | 6 | 0.25 | 08/01/2024 | 01/29/2024 | 2 | M | SJS | SJS | Patient Management System | 15-993 | Programmer/Testers, Implantable Cardiac Pacemaker | 107135 | Boston Scientific Corp | 6395 | 16493-002 |  |  | 5102-30695 | SJS-Interventional Services | 19 | IU | Active
L39161 | P160 | Pump, Breast, Powered. | Twanna Hardy | TWLUK | EMPLOYEE | Y | 1 | 0.75 | 07/01/2024 | 08/15/2023 | 2 | M | SJS | SJS | Breast Pump | 10-485 | Pumps, Breast | 103640 | Medela Inc | Symphony | 1936325 |  |  | 5102-16527 | SJS-Mother/Baby Unit | 13 | IU | Active
L39163 | P160 | Pump, Breast, Powered. | Twanna Hardy | TWLUK | EMPLOYEE | Y | 1 | 0.75 | 07/01/2024 | 08/26/2023 | 2 | M | SJS | SJS | Breast Pump | 10-485 | Pumps, Breast | 103640 | Medela Inc | Symphony | 1945628 |  |  | 5102-16527 | SJS-Mother/Baby Unit | 13 | IU | Active
L39164 | PDEVA | Desflurane Vaporizer | Tim McElrath | 11619 | EMPLOYEE | M | 6 | 0.2 | 08/01/2024 | 02/01/2024 | 1 | M | SJS | SJS | Desflurane Cassette | 10-144 | Anesthesia Unit Vaporizers | 351254 | Datex-Ohmeda Inc Div GE Health | 1100-9026-000 | BGCN00426 | FSSFEB | SJS-ANESTHESIOLOGY FSS Feb | 5102-20100 | SJS-Anesthesiology | 40 | LS | High Risk
L39165 | PSEVA | Sevoflurane Vaporizer | Darren Eaton | DAEAT | EMPLOYEE | M | 6 | 0.27 | 08/01/2024 | 02/09/2024 | 1 | M | SJS | SJS | Sevoflurane Cassette | 10-144 | Anesthesia Unit Vaporizers | 351254 | Datex-Ohmeda Inc Div GE Health | 1100-9034-000 | BGBY80079 |  |  | 5102-20100 | SJS-Anesthesiology | 40 | LS | High Risk
L39168 | P10123 | -Pm Device Using Mfg Procedure | Darren Eaton | DAEAT | EMPLOYEE | Y | 1 | 0.8 | 02/01/2025 | 01/29/2024 | 6 | M | SJS | SJS | 700 Series SCD | 16-837 | Circulatory Assist Units, Peripheral Compression, Sequential | 452294 | Covidien (US) | 29525 | V1530174SX | SCDGC | SCD 2 | 5102-12210 | SJS-Med/Surg Unit II 4East | 14 | IU | Active
L39172 | PRANGE | --- Ranger 245 PM Procedure --- | Gerson Colon | 94805 | EMPLOYEE | M | 3 | 1 | 06/01/2024 | 03/01/2024 | 1 | M | SJS | SJS | Blood Warmer | 10-447 | Warming Units, Blood/Intravenous Solution | 418683 | Arizant Healthcare Inc | 245 | 104991 |  |  | 5102-12225 | SJS-Med/Surg Unit I 4West | 20 | IU | Active
L39173 | P160 | Pump, Breast, Powered. | Twanna Hardy | TWLUK | EMPLOYEE | Y | 1 | 0.75 | 07/01/2024 |  | 2 | M | SJS | SJS | Breast Pump | 10-485 | Pumps, Breast | 103640 | Medela Inc | 600 0837 | 2035099 |  |  | 5102-16527 | SJS-Mother/Baby Unit | 13 | IU | Active
L39175 | PRANGE | --- Ranger 245 PM Procedure --- | Gerson Colon | 94805 | EMPLOYEE | M | 3 | 1 | 06/01/2024 | 03/01/2024 | 1 | M | SJS | SJS | Blood Warmer | 10-447 | Warming Units, Blood/Intravenous Solution | 418683 | Arizant Healthcare Inc | 245 | 105404 |  |  | 5102-21100 | SJS-Surgery | 33 | IU | Active
L39176 | P10123 | -Pm Device Using Mfg Procedure | Gil Matos | GIMAT | EMPLOYEE | Y | 1 | 0.8 | 02/01/2025 | 01/29/2024 | 6 | M | SJS | SJS | 700 Series SCD | 16-837 | Circulatory Assist Units, Peripheral Compression, Sequential | 452294 | Covidien (US) | 29525 | v1531359sx | SCDTM | SCD 3 | 5102-16527 | SJS-Mother/Baby Unit | 14 | IU | Active
L39177 | P10123 | -Pm Device Using Mfg Procedure | Twanna Hardy | TWLUK | EMPLOYEE | Y | 1 | 0.8 | 02/01/2025 | 02/14/2024 | 6 | M | SJS | SJS | 700 Series SCD | 16-837 | Circulatory Assist Units, Peripheral Compression, Sequential | 452294 | Covidien (US) | 29525 | V1423575SX | SCD | SCD 1 | 5102-12213 | SJS-Med/Surg/Tele Overflow 3North | 14 | IU | Active
L39178 | PRANGE | --- Ranger 245 PM Procedure --- | Twanna Hardy | TWLUK | EMPLOYEE | M | 3 | 1 | 06/01/2024 | 03/01/2024 | 1 | M | SJS | SJS | Blood Warmer | 10-447 | Warming Units, Blood/Intravenous Solution | 418683 | Arizant Healthcare Inc | 245 | 104992 |  |  | 5102-22100 | SJS-Labor & Delivery | 20 | IU | Active
L39179 | P10123 | -Pm Device Using Mfg Procedure | Darren Eaton | DAEAT | EMPLOYEE | Y | 1 | 0.8 | 02/01/2025 | 01/29/2024 | 6 | M | SJS | SJS | 700 Series SCD | 16-837 | Circulatory Assist Units, Peripheral Compression, Sequential | 452294 | Covidien (US) | 29525 | V1530316SX | SCDGC | SCD 2 | 5102-12210 | SJS-Med/Surg Unit II 4East | 14 | IU | Active
L39181 | PSEVA | Sevoflurane Vaporizer | Tim McElrath | 11619 | EMPLOYEE | M | 6 | 0.27 | 08/01/2024 | 02/14/2024 | 1 | M | SJS | SJS | Sevoflurane Cassette | 10-144 | Anesthesia Unit Vaporizers | 351254 | Datex-Ohmeda Inc Div GE Health | Aladin II Sevo | BGBL01886 | FSSFEB | SJS-ANESTHESIOLOGY FSS Feb | 5102-20100 | SJS-Anesthesiology | 40 | LS | High Risk
L39182 | PDEVA | Desflurane Vaporizer | Tim McElrath | 11619 | EMPLOYEE | M | 6 | 0.2 | 08/01/2024 | 02/14/2024 | 1 | M | SJS | SJS | Desflurane Cassette | 10-144 | Anesthesia Unit Vaporizers | 351254 | Datex-Ohmeda Inc Div GE Health | 1100-9026-000 | BGCL00299 | FSSFEB | SJS-ANESTHESIOLOGY FSS Feb | 5102-20100 | SJS-Anesthesiology | 40 | LS | High Risk
L39184 | PRANGE | --- Ranger 245 PM Procedure --- | Gil Matos | GIMAT | EMPLOYEE | M | 3 | 1 | 06/01/2024 | 03/01/2024 | 1 | M | SJS | SJS | Blood Warmer | 10-447 | Warming Units, Blood/Intravenous Solution | 418683 | Arizant Healthcare Inc | 245 | 075534 |  |  | 5102-12210 | SJS-Med/Surg Unit II 4East | 20 | IU | Active
L39188 | P10123 | -Pm Device Using Mfg Procedure | Gil Matos | GIMAT | EMPLOYEE | Y | 1 | 0.8 | 02/01/2025 | 01/29/2024 | 6 | M | SJS | SJS | 700 Series SCD | 16-837 | Circulatory Assist Units, Peripheral Compression, Sequential | 452294 | Covidien (US) | 29525 | v1531381sx | SCDTM | SCD 3 | 5102-16527 | SJS-Mother/Baby Unit | 14 | IU | Active
L39189 | P10123 | -Pm Device Using Mfg Procedure | Darren Eaton | DAEAT | EMPLOYEE | Y | 1 | 0.8 | 02/01/2025 | 02/28/2024 | 6 | M | SJS | SJS | 700 Series SCD | 16-837 | Circulatory Assist Units, Peripheral Compression, Sequential | 452294 | Covidien (US) | 29525 | V1530139SX | SCDGC | SCD 2 | 5102-13100 | SJS-Intensive Care Unit I | 15 | IU | Active
L39190 | P10123 | -Pm Device Using Mfg Procedure | Gil Matos | GIMAT | EMPLOYEE | Y | 1 | 0.8 | 02/01/2025 | 02/13/2024 | 6 | M | SJS | SJS | 700 Series SCD | 16-837 | Circulatory Assist Units, Peripheral Compression, Sequential | 452294 | Covidien (US) | 29525 | V1530152SX | SCDTM | SCD 3 | 5102-12210 | SJS-Med/Surg Unit II 4East | 14 | IU | Active
L39191 | P10123 | -Pm Device Using Mfg Procedure | Darren Eaton | DAEAT | EMPLOYEE | Y | 1 | 0.8 | 02/01/2025 | 01/29/2024 | 6 | M | SJS | SJS | 700 Series SCD | 16-837 | Circulatory Assist Units, Peripheral Compression, Sequential | 452294 | Covidien (US) | 29525 | V1530333SX | SCDGC | SCD 2 | 5102-13100 | SJS-Intensive Care Unit I | 15 | IU | Active
L39192 | P10123 | -Pm Device Using Mfg Procedure | Gil Matos | GIMAT | EMPLOYEE | Y | 1 | 0.8 | 02/01/2025 | 01/29/2024 | 6 | M | SJS | SJS | 700 Series SCD | 16-837 | Circulatory Assist Units, Peripheral Compression, Sequential | 452294 | Covidien (US) | 29525 | v1530657sx | SCDTM | SCD 3 | 5102-12213 | SJS-Med/Surg/Tele Overflow 3North | 14 | IU | Active
L39194 | PDEVA | Desflurane Vaporizer | Tim McElrath | 11619 | EMPLOYEE | M | 6 | 0.2 | 08/01/2024 | 02/22/2024 | 1 | M | SJS | SJS | Desflurane Cassette | 10-144 | Anesthesia Unit Vaporizers | 351254 | Datex-Ohmeda Inc Div GE Health | 1100-9026-000 | BGCM01777 | FSSFEB | SJS-ANESTHESIOLOGY FSS Feb | 5102-20100 | SJS-Anesthesiology | 40 | LS | High Risk
L39195 | PSEVA | Sevoflurane Vaporizer | Tim McElrath | 11619 | EMPLOYEE | M | 6 | 0.27 | 08/01/2024 | 02/22/2024 | 1 | M | SJS | SJS | Sevoflurane Cassette | 10-144 | Anesthesia Unit Vaporizers | 351254 | Datex-Ohmeda Inc Div GE Health | Aladin II Sevo | BGBL01388 | FSSFEB | SJS-ANESTHESIOLOGY FSS Feb | 5102-20100 | SJS-Anesthesiology | 40 | LS | High Risk
L39196 | PDEVA | Desflurane Vaporizer | Tim McElrath | 11619 | EMPLOYEE | M | 6 | 0.2 | 08/01/2024 | 02/22/2024 | 1 | M | SJS | SJS | Desflurane Cassette | 10-144 | Anesthesia Unit Vaporizers | 351254 | Datex-Ohmeda Inc Div GE Health | 1100-9026-000 | BGCQ00176 | FSSFEB | SJS-ANESTHESIOLOGY FSS Feb | 5102-20100 | SJS-Anesthesiology | 40 | LS | High Risk
L39197 | PDEVA | Desflurane Vaporizer | Tim McElrath | 11619 | EMPLOYEE | M | 6 | 0.2 | 08/01/2024 | 02/14/2024 | 1 | M | SJS | SJS | Desflurane Cassette | 10-144 | Anesthesia Unit Vaporizers | 351254 | Datex-Ohmeda Inc Div GE Health | 1100-9026-000 | BGCM00780 | FSSFEB | SJS-ANESTHESIOLOGY FSS Feb | 5102-20100 | SJS-Anesthesiology | 40 | LS | High Risk
L39198 | PSEVA | Sevoflurane Vaporizer | Tim McElrath | 11619 | EMPLOYEE | M | 6 | 0.27 | 08/01/2024 | 02/14/2024 | 1 | M | SJS | SJS | Sevoflurane Cassette | 10-144 | Anesthesia Unit Vaporizers | 351254 | Datex-Ohmeda Inc Div GE Health | Aladin II Sevo | BGBW80075 | FSSFEB | SJS-ANESTHESIOLOGY FSS Feb | 5102-20100 | SJS-Anesthesiology | 40 | LS | High Risk
L39199 | PSEVA | Sevoflurane Vaporizer | Tim McElrath | 11619 | EMPLOYEE | M | 6 | 0.27 | 08/01/2024 | 02/16/2024 | 1 | M | SJS | SJS | Sevoflurane Cassette | 10-144 | Anesthesia Unit Vaporizers | 351254 | Datex-Ohmeda Inc Div GE Health | Aladin II Sevo | BGBM01078 | FSSFEB | SJS-ANESTHESIOLOGY FSS Feb | 5102-20100 | SJS-Anesthesiology | 40 | LS | High Risk
L39200 | P10123 | -Pm Device Using Mfg Procedure | Twanna Hardy | TWLUK | EMPLOYEE | Y | 1 | 0.8 | 02/01/2025 | 01/29/2024 | 6 | M | SJS | SJS | 700 Series SCD | 16-837 | Circulatory Assist Units, Peripheral Compression, Sequential | 452294 | Covidien (US) | 29525 | V1501520SX | SCD | SCD 1 | 5102-12213 | SJS-Med/Surg/Tele Overflow 3North | 14 | IU | Active
L39201 | P10123 | -Pm Device Using Mfg Procedure | Darren Eaton | DAEAT | EMPLOYEE | Y | 1 | 0.8 | 02/01/2025 | 01/29/2024 | 6 | M | SJS | SJS | 700 Series SCD | 16-837 | Circulatory Assist Units, Peripheral Compression, Sequential | 452294 | Covidien (US) | 29525 | V1530362SX | SCDGC | SCD 2 | 5102-12210 | SJS-Med/Surg Unit II 4East | 14 | IU | Active
L39202 | P10123 | -Pm Device Using Mfg Procedure | Gil Matos | GIMAT | EMPLOYEE | Y | 1 | 0.8 | 02/01/2025 | 01/29/2024 | 6 | M | SJS | SJS | 700 Series SCD | 16-837 | Circulatory Assist Units, Peripheral Compression, Sequential | 452294 | Covidien (US) | 29525 | V1604313SX | SCD | SCD 1 | 5102-21500 | SJS-PACU | 15 | IU | Active
L39204 | P10123 | -Pm Device Using Mfg Procedure | Darren Eaton | DAEAT | EMPLOYEE | Y | 1 | 0.8 | 02/01/2025 | 01/29/2024 | 6 | M | SJS | SJS | 700 Series SCD | 16-837 | Circulatory Assist Units, Peripheral Compression, Sequential | 452294 | Covidien (US) | 29525 | V1530335SX | SCDGC | SCD 2 | 5102-12210 | SJS-Med/Surg Unit II 4East | 14 | IU | Active
L39205 | P10123 | -Pm Device Using Mfg Procedure | Gil Matos | GIMAT | EMPLOYEE | Y | 1 | 0.8 | 02/01/2025 | 01/29/2024 | 6 | M | SJS | SJS | 700 Series SCD | 16-837 | Circulatory Assist Units, Peripheral Compression, Sequential | 452294 | Covidien (US) | 29525 | V1531361SX | SCDTM | SCD 3 | 5102-12213 | SJS-Med/Surg/Tele Overflow 3North | 14 | IU | Active
L39207 | PRANGE | --- Ranger 245 PM Procedure --- | Darren Eaton | DAEAT | EMPLOYEE | M | 3 | 1 | 06/01/2024 | 03/01/2024 | 1 | M | SJS | SJS | Blood Warmer | 10-447 | Warming Units, Blood/Intravenous Solution | 418683 | Arizant Healthcare Inc | 245 | 064221 |  |  | 5102-13100 | SJS-Intensive Care Unit I | 20 | IU | Active
L39209 | P69 | Electrosurgical Unit, General Purpose -Esu-. | Darren Eaton | DAEAT | EMPLOYEE | M | 6 | 1 | 07/01/2024 | 02/08/2024 | 2 | M | SJS | SJS | Relign RF Arthroscopic System | 18-807 | Radiofrequency Therapy Systems, Tissue Ablation, Intraarticular | 482759 | Zimmer Biomet | R-10001 | C10381 |  |  | 5102-21100 | SJS-Surgery | 33 | IU | Active
L39210 | P69 | Electrosurgical Unit, General Purpose -Esu-. | Darren Eaton | DAEAT | EMPLOYEE | M | 6 | 1 | 07/01/2024 | 02/05/2024 | 2 | M | SJS | SJS | Relign RF Arthroscopic System | 18-807 | Radiofrequency Therapy Systems, Tissue Ablation, Intraarticular | 482759 | Zimmer Biomet | R-10001 | C10812 |  |  | 5102-21100 | SJS-Surgery | 33 | IU | Active
L39211 | P69 | Electrosurgical Unit, General Purpose -Esu-. | Darren Eaton | DAEAT | EMPLOYEE | M | 6 | 1 | 07/01/2024 | 02/06/2024 | 2 | M | SJS | SJS | Relign RF Arthroscopic System | 18-807 | Radiofrequency Therapy Systems, Tissue Ablation, Intraarticular | 482759 | Zimmer Biomet | R-10001 | C10808 |  |  | 5102-21100 | SJS-Surgery | 33 | IU | Active
L39216 | P225 | Warmer, Blood And Plasma | Twanna Hardy | TWLUK | EMPLOYEE | M | 3 | 0.7 | 06/01/2024 | 03/01/2024 | 1 | M | SJS | SJS | Blood Warmer | 10-447 | Warming Units, Blood/Intravenous Solution | 418683 | Arizant Healthcare Inc | 247 | 052300 |  |  | 5102-22100 | SJS-Labor & Delivery | 20 | IU | Active
L39217 | PSA745 | SAGE 7455 5 Year Filter Replacement | Darren Eaton | DAEAT | EMPLOYEE | Y | 5 | 1 | 05/01/2028 |  | 2 | M | SJS | SJS | Patient Repositioning System | 34-047 | Mattress Systems, Patient Repositioning | 103635 | Sage Products Inc | 7455 | 23082-033 |  |  | 5102-13100 | SJS-Intensive Care Unit I | 12 | IU | Active
L39219 | P10123 | -Pm Device Using Mfg Procedure | Gil Matos | GIMAT | EMPLOYEE | Y | 1 | 0.8 | 02/01/2025 | 01/29/2024 | 6 | M | SJS | SJS | 700 Series SCD | 16-837 | Circulatory Assist Units, Peripheral Compression, Sequential | 452294 | Covidien (US) | 29525 | V1531383SX | SCDTM | SCD 3 | 5102-16527 | SJS-Mother/Baby Unit | 14 | IU | Active
L39220 | P10123 | -Pm Device Using Mfg Procedure | Darren Eaton | DAEAT | EMPLOYEE | Y | 1 | 0.8 | 02/01/2025 | 02/13/2024 | 6 | M | SJS | SJS | 700 Series SCD | 16-837 | Circulatory Assist Units, Peripheral Compression, Sequential | 452294 | Covidien (US) | 29525 | V1530282SX | SCDGC | SCD 2 | 5102-12225 | SJS-Med/Surg Unit I 4West | 14 | IU | Active
L39221 | PRANGE | --- Ranger 245 PM Procedure --- | Gerson Colon | 94805 | EMPLOYEE | M | 3 | 1 | 06/01/2024 | 03/01/2024 | 1 | M | SJS | SJS | Blood Warmer | 10-447 | Warming Units, Blood/Intravenous Solution | 418683 | Arizant Healthcare Inc | 245 | 957600 |  |  | 5102-21100 | SJS-Surgery | 33 | IU | Active
L39222 | P10123 | -Pm Device Using Mfg Procedure | Gerson Colon | 94805 | EMPLOYEE | Y | 1 | 0.8 | 02/01/2025 | 01/29/2024 | 6 | M | SJS | SJS | 700 Series SCD | 16-837 | Circulatory Assist Units, Peripheral Compression, Sequential | 452294 | Covidien (US) | 29525 | V1604364SX |  |  | 5102-12225 | SJS-Med/Surg Unit I 4West | 14 | IU | Active
L39223 | P10123 | -Pm Device Using Mfg Procedure | Gil Matos | GIMAT | EMPLOYEE | Y | 1 | 0.8 | 02/01/2025 | 01/29/2024 | 6 | M | SJS | SJS | 700 Series SCD | 16-837 | Circulatory Assist Units, Peripheral Compression, Sequential | 452294 | Covidien (US) | 29525 | V1604294SX | SCD | SCD 1 | 5102-21500 | SJS-PACU | 15 | IU | Active
L39224 | P10123 | -Pm Device Using Mfg Procedure | Darren Eaton | DAEAT | EMPLOYEE | Y | 1 | 0.8 | 02/01/2025 | 01/29/2024 | 6 | M | SJS | SJS | 700 Series SCD | 16-837 | Circulatory Assist Units, Peripheral Compression, Sequential | 452294 | Covidien (US) | 29525 | V1530266SX | SCDGC | SCD 2 | 5102-12210 | SJS-Med/Surg Unit II 4East | 14 | IU | Active
L39225 | PRANGE | --- Ranger 245 PM Procedure --- | Gerson Colon | 94805 | EMPLOYEE | M | 3 | 0.75 | 06/01/2024 | 03/01/2024 | 1 | M | SJS | SJS | Blood Warmer | 10-447 | Warming Units, Blood/Intravenous Solution | 418683 | Arizant Healthcare Inc | 245 | 57070 | BLOWAR | Blood Warmers | 5102-21100 | SJS-Surgery | 33 | IU | Active
L39226 | PSA745 | SAGE 7455 5 Year Filter Replacement | Darren Eaton | DAEAT | EMPLOYEE | Y | 5 | 1 | 11/01/2027 |  | 2 | M | SJS | SJS | Patient Repositioning System | 34-047 | Mattress Systems, Patient Repositioning | 103635 | Sage Products Inc | 7455 | 22159-192 |  |  | 5102-12250 | SJS-Med/Surg/Tele Unit 4South | 12 | IU | Active
L39227 | P--ORS | --- OR Safety Inspection --- | Darren Eaton | DAEAT | EMPLOYEE | M | 6 | 0.25 | 06/01/2024 | 11/30/2023 | 2 | M | SJS | SJS | Tele Programmer | 15-993 | Programmer/Testers, Implantable Cardiac Pacemaker | 398065 | Medtronic Inc Cardiac Rhythm M | 2090 | PKK106205R |  |  | 5102-33700 | SJS-MRI | 19 | IU | Active
L39228 | PRANGE | --- Ranger 245 PM Procedure --- | Darren Eaton | DAEAT | EMPLOYEE | M | 3 | 0.75 | 06/01/2024 | 03/01/2024 | 1 | M | SJS | SJS | Blood Warmer | 10-447 | Warming Units, Blood/Intravenous Solution | 418683 | Arizant Healthcare Inc | 245 | 57072 | BLOWAR | Blood Warmers | 5102-13100 | SJS-Intensive Care Unit I | 20 | IU | Active
L39229 | PSA745 | SAGE 7455 5 Year Filter Replacement | Gerson Colon | 94805 | EMPLOYEE | Y | 5 | 1 | 01/01/2025 |  | 2 | M | SJS | SJS | Patient Repositioning System | 34-047 | Mattress Systems, Patient Repositioning | 103635 | Sage Products Inc | 7455 | 21216-115 |  |  | 5102-23100 | SJS-Emergency Service | 12 | IU | Active
L39230 | PSA745 | SAGE 7455 5 Year Filter Replacement | Gerson Colon | 94805 | EMPLOYEE | Y | 5 | 1 | 01/01/2025 |  | 2 | M | SJS | SJS | Patient Repositioning System | 34-047 | Mattress Systems, Patient Repositioning | 103635 | Sage Products Inc | 7455 | 20133-049 |  |  | 5102-23100 | SJS-Emergency Service | 12 | IU | Active
L39232 | PSA745 | SAGE 7455 5 Year Filter Replacement | Gerson Colon | 94805 | EMPLOYEE | Y | 5 | 1 | 01/01/2027 |  | 2 | M | SJS | SJS | Patient Repositioning System | 34-047 | Mattress Systems, Patient Repositioning | 103635 | Sage Products Inc | 7455 | 22200-081 |  |  | 5102-30695 | SJS-Interventional Services | 12 | IU | Active
L39234 | P10123 | -Pm Device Using Mfg Procedure | Darren Eaton | DAEAT | EMPLOYEE | Y | 1 | 0.8 | 02/01/2025 | 01/29/2024 | 6 | M | SJS | SJS | 700 Series SCD | 16-837 | Circulatory Assist Units, Peripheral Compression, Sequential | 452294 | Covidien (US) | 29525 | V1530696SX | SCDGC | SCD 2 | 5102-12225 | SJS-Med/Surg Unit I 4West | 14 | IU | Active
L39235 | P10123 | -Pm Device Using Mfg Procedure | Gerson Colon | 94805 | EMPLOYEE | Y | 1 | 0.5 | 04/01/2024 |  | 2 | M | SJS | SJS | Computer-aided Polyp Detection | 41-935 | Computer-Aided Detection Systems, Image, Colonoscopy | 517863 | Medtronic Minimally Invasive T | CB1708-EU | A001445 |  |  | 5102-21221 | SJS-Endoscopy | 18 | IU | Active
L39236 | P10123 | -Pm Device Using Mfg Procedure | Gerson Colon | 94805 | EMPLOYEE | Y | 1 | 0.5 | 04/01/2024 |  | 2 | M | SJS | SJS | Computer-aided Polyp Detection | 41-935 | Computer-Aided Detection Systems, Image, Colonoscopy | 517863 | Medtronic Minimally Invasive T | CB1708-EU | A001443 |  |  | 5102-21221 | SJS-Endoscopy | 18 | IU | Active
L39237 | P10123 | -Pm Device Using Mfg Procedure | Gerson Colon | 94805 | EMPLOYEE | Y | 1 | 0.5 | 04/01/2024 |  | 2 | M | SJS | SJS | Computer-aided Polyp Detection | 41-935 | Computer-Aided Detection Systems, Image, Colonoscopy | 517863 | Medtronic Minimally Invasive T | CB1708-EU | A001444 |  |  | 5102-21221 | SJS-Endoscopy | 18 | IU | Active
L39238 | P10123 | -Pm Device Using Mfg Procedure | Gerson Colon | 94805 | EMPLOYEE | Y | 1 | 0.8 | 02/01/2025 | 01/29/2024 | 6 | M | SJS | SJS | 700 Series SCD | 16-837 | Circulatory Assist Units, Peripheral Compression, Sequential | 452294 | Covidien (US) | 29525 | V2219159SX |  |  | 5102-21100 | SJS-Surgery | 28 | IU | Active
L39239 | P10123 | -Pm Device Using Mfg Procedure | Gerson Colon | 94805 | EMPLOYEE | Y | 1 | 0.8 | 02/01/2025 | 02/07/2024 | 6 | M | SJS | SJS | 700 Series SCD | 16-837 | Circulatory Assist Units, Peripheral Compression, Sequential | 452294 | Covidien (US) | 29525 | V2219155SX |  |  | 5102-21100 | SJS-Surgery | 28 | IU | Active
L39240 | P10123 | -Pm Device Using Mfg Procedure | Gerson Colon | 94805 | EMPLOYEE | Y | 1 | 0.8 | 02/01/2025 | 01/29/2024 | 6 | M | SJS | SJS | 700 Series SCD | 16-837 | Circulatory Assist Units, Peripheral Compression, Sequential | 452294 | Covidien (US) | 29525 | V2219165SX |  |  | 5102-21100 | SJS-Surgery | 28 | IU | Active
L39241 | P10123 | -Pm Device Using Mfg Procedure | Gerson Colon | 94805 | EMPLOYEE | Y | 1 | 0.8 | 02/01/2025 | 02/13/2024 | 6 | M | SJS | SJS | 700 Series SCD | 16-837 | Circulatory Assist Units, Peripheral Compression, Sequential | 452294 | Covidien (US) | 29525 | V2219154SX |  |  | 5102-21100 | SJS-Surgery | 28 | IU | Active
L39242 | P160 | Pump, Breast, Powered. | Twanna Hardy | TWLUK | EMPLOYEE | Y | 1 | 0.75 | 07/01/2024 | 08/14/2023 | 2 | M | SJS | SJS | Breast Pump | 10-485 | Pumps, Breast | 103640 | Medela Inc | Symphony | 2024703 |  |  | 5102-16527 | SJS-Mother/Baby Unit | 13 | IU | Active
L39243 | P160 | Pump, Breast, Powered. | Twanna Hardy | TWLUK | EMPLOYEE | Y | 1 | 0.75 | 07/01/2024 | 08/14/2023 | 2 | M | SJS | SJS | Breast Pump | 10-485 | Pumps, Breast | 103640 | Medela Inc | Symphony | 2024719 |  |  | 5102-16527 | SJS-Mother/Baby Unit | 13 | IU | Active
L39244 | P160 | Pump, Breast, Powered. | Twanna Hardy | TWLUK | EMPLOYEE | Y | 1 | 0.75 | 07/01/2024 | 08/15/2023 | 2 | M | SJS | SJS | Breast Pump | 10-485 | Pumps, Breast | 103640 | Medela Inc | Symphony | 2024709 |  |  | 5102-16527 | SJS-Mother/Baby Unit | 13 | IU | Active
L39245 | P160 | Pump, Breast, Powered. | Twanna Hardy | TWLUK | EMPLOYEE | Y | 1 | 0.75 | 07/01/2024 | 08/14/2023 | 2 | M | SJS | SJS | Breast Pump | 10-485 | Pumps, Breast | 103640 | Medela Inc | Symphony | 2024721 |  |  | 5102-16527 | SJS-Mother/Baby Unit | 13 | IU | Active
L39246 | P160 | Pump, Breast, Powered. | Twanna Hardy | TWLUK | EMPLOYEE | Y | 1 | 0.75 | 07/01/2024 | 08/14/2023 | 2 | M | SJS | SJS | Breast Pump | 10-485 | Pumps, Breast | 103640 | Medela Inc | Symphony | 2024691 |  |  | 5102-16527 | SJS-Mother/Baby Unit | 13 | IU | Active
L39247 | P160 | Pump, Breast, Powered. | Twanna Hardy | TWLUK | EMPLOYEE | Y | 1 | 0.75 | 07/01/2024 | 08/21/2023 | 2 | M | SJS | SJS | Breast Pump | 10-485 | Pumps, Breast | 103640 | Medela Inc | Symphony | 2024704 |  |  | 5102-16527 | SJS-Mother/Baby Unit | 13 | IU | Active
L39248 | P160 | Pump, Breast, Powered. | Twanna Hardy | TWLUK | EMPLOYEE | Y | 1 | 0.75 | 07/01/2024 | 08/21/2023 | 2 | M | SJS | SJS | Breast Pump | 10-485 | Pumps, Breast | 103640 | Medela Inc | Symphony | 2024713 |  |  | 5102-16527 | SJS-Mother/Baby Unit | 13 | IU | Active
L39249 | P160 | Pump, Breast, Powered. | Twanna Hardy | TWLUK | EMPLOYEE | Y | 1 | 0.75 | 07/01/2024 | 08/14/2023 | 2 | M | SJS | SJS | Breast Pump | 10-485 | Pumps, Breast | 103640 | Medela Inc | Symphony | 2024724 |  |  | 5102-16527 | SJS-Mother/Baby Unit | 13 | IU | Active
L39250 | P160 | Pump, Breast, Powered. | Twanna Hardy | TWLUK | EMPLOYEE | Y | 1 | 0.75 | 07/01/2024 | 08/14/2023 | 2 | M | SJS | SJS | Breast Pump | 10-485 | Pumps, Breast | 103640 | Medela Inc | Symphony | 2024718 |  |  | 5102-16527 | SJS-Mother/Baby Unit | 13 | IU | Active
L39251 | P160 | Pump, Breast, Powered. | Twanna Hardy | TWLUK | EMPLOYEE | Y | 1 | 0.75 | 07/01/2024 | 08/21/2023 | 2 | M | SJS | SJS | Breast Pump | 10-485 | Pumps, Breast | 103640 | Medela Inc | Symphony | 2024712 |  |  | 5102-16527 | SJS-Mother/Baby Unit | 13 | IU | Active
L39252 | P160 | Pump, Breast, Powered. | Twanna Hardy | TWLUK | EMPLOYEE | Y | 1 | 0.75 | 07/01/2024 | 09/19/2023 | 2 | M | SJS | SJS | Breast Pump | 10-485 | Pumps, Breast | 103640 | Medela Inc | Symphony | 2024716 |  |  | 5102-16527 | SJS-Mother/Baby Unit | 13 | IU | Active
L39253 | P160 | Pump, Breast, Powered. | Twanna Hardy | TWLUK | EMPLOYEE | Y | 1 | 0.75 | 07/01/2024 | 08/14/2023 | 2 | M | SJS | SJS | Breast Pump | 10-485 | Pumps, Breast | 103640 | Medela Inc | Symphony | 2024710 |  |  | 5102-16527 | SJS-Mother/Baby Unit | 13 | IU | Active
L39254 | P160 | Pump, Breast, Powered. | Twanna Hardy | TWLUK | EMPLOYEE | Y | 1 | 0.75 | 07/01/2024 | 08/14/2023 | 2 | M | SJS | SJS | Breast Pump | 10-485 | Pumps, Breast | 103640 | Medela Inc | Symphony | 2024686 |  |  | 5102-16527 | SJS-Mother/Baby Unit | 13 | IU | Active
L39255 | P10123 | -Pm Device Using Mfg Procedure | Darren Eaton | DAEAT | EMPLOYEE | Y | 1 | 0.8 | 02/01/2025 | 03/11/2024 | 6 | M | SJS | SJS | 700 Series SCD | 16-837 | Circulatory Assist Units, Peripheral Compression, Sequential | 452294 | Covidien (US) | 29525 | V1530281SX | SCDGC | SCD 2 | 5102-12225 | SJS-Med/Surg Unit I 4West | 14 | IU | Active
L39256 | PRANGE | --- Ranger 245 PM Procedure --- | Gerson Colon | 94805 | EMPLOYEE | M | 3 | 1 | 06/01/2024 | 03/01/2024 | 1 | M | SJS | SJS | Blood Warmer | 10-447 | Warming Units, Blood/Intravenous Solution | 418683 | Arizant Healthcare Inc | 245 | 059487 |  |  | 5102-21100 | SJS-Surgery | 33 | IU | Active
L39257 | PSEVA | Sevoflurane Vaporizer | Tim McElrath | 11619 | EMPLOYEE | M | 6 | 0.27 | 08/01/2024 | 02/14/2024 | 1 | M | SJS | SJS | Sevoflurane Cassette | 10-144 | Anesthesia Unit Vaporizers | 351254 | Datex-Ohmeda Inc Div GE Health | Aladin II Sevo | BGBW80016 | FSSFEB | SJS-ANESTHESIOLOGY FSS Feb | 5102-20100 | SJS-Anesthesiology | 40 | LS | High Risk
L39262 | PANUNV | Anesthesia Unit Vaporizers | Tim McElrath | 11619 | EMPLOYEE | M | 6 | 0.2 | 08/01/2024 | 02/22/2024 | 1 | M | SJS | SJS | Desflurane Cassette | 10-144 | Anesthesia Unit Vaporizers | 351254 | Datex-Ohmeda Inc Div GE Health | 1100-9026-000 | BGCN02154 | FSSFEB | SJS-ANESTHESIOLOGY FSS Feb | 5102-20100 | SJS-Anesthesiology | 40 | LS | High Risk
L39263 | P--ORS | --- OR Safety Inspection --- | Darren Eaton | DAEAT | EMPLOYEE | M | 6 | 0.25 | 09/01/2024 | 03/01/2024 | 2 | M | SJS | SJS | Patient Warming System | 17-950 | Warming Units, Patient, Forced-Air | 271227 | Stryker Medical | MA1200-PM | 171100871 | ORSTRY | OR STRYKER | 5102-21100 | SJS-Surgery | 26 | IU | Active
L39263 | PMIMA1 | Mistral-Air MA 1200 Annual PM | Darren Eaton | DAEAT | EMPLOYEE | Y | 1 | 0.75 | 09/01/2024 | 09/19/2023 | 2 | M | SJS | SJS | Patient Warming System | 17-950 | Warming Units, Patient, Forced-Air | 271227 | Stryker Medical | MA1200-PM | 171100871 | ORSTRY | OR STRYKER | 5102-21100 | SJS-Surgery | 26 | IU | Active
L39266 | P10123 | -Pm Device Using Mfg Procedure | Gil Matos | GIMAT | EMPLOYEE | Y | 1 | 0.8 | 02/01/2025 | 02/26/2024 | 6 | M | SJS | SJS | 700 Series SCD | 16-837 | Circulatory Assist Units, Peripheral Compression, Sequential | 452294 | Covidien (US) | 29525 | v1531406sx | SCDTM | SCD 3 | 5102-21500 | SJS-PACU | 15 | IU | Active
L39389 | P10123 | -Pm Device Using Mfg Procedure | Gil Matos | GIMAT | EMPLOYEE | Y | 1 | 0.8 | 02/01/2025 | 01/30/2024 | 6 | M | SJS | SJS | 700 Series SCD | 16-837 | Circulatory Assist Units, Peripheral Compression, Sequential | 452294 | Covidien (US) | 29525 | V1531456SX | SCDTM | SCD 3 | 5102-22100 | SJS-Labor & Delivery | 15 | IU | Active
SJS-GE-ANTE | P10123 | -Pm Device Using Mfg Procedure | Twanna Hardy | TWLUK | EMPLOYEE | Y | 1 | 0.5 | 05/01/2024 | 06/20/2023 | 2 | M | SJS | SJS | Telemetry Antenna | 13-988 | Monitors, Physiologic, Electrocardiography, Telemetric | 440964 | GE Healthcare Technologies | 2020100-001 | none |  |  | 5102-88570 | SJS-Clinical Engineering | 15 | IU | Active
SJS1000 | P179 | Scale, Patient. | Gil Matos | GIMAT | EMPLOYEE | Y | 1 | 0.5 | 05/01/2024 | 06/27/2023 | 2 | M | SJS | SJS | Digital Floor Scale | 18-458 | Scales, Patient, Platform, Electronic | 101735 | SR Instruments Inc | SR555i | WO-46825-001 |  |  | 5102-12210 | SJS-Med/Surg Unit II 4East | 12 | IU | Active
SJS1003 | P10123 | -Pm Device Using Mfg Procedure | Gil Matos | GIMAT | EMPLOYEE | Y | 1 | 0.75 | 05/01/2024 | 06/22/2023 | 2 | M | SJS | SJS | Lift/Scale | 12-330 | Lifts, Patient Transfer | 454170 | Arjo Inc | KHA1010-US | P0279388 |  |  | 5102-12210 | SJS-Med/Surg Unit II 4East | 13 | IU | Active
SJS1004 | PGEANP | GE ANNUAL PDM | Gil Matos | GIMAT | EMPLOYEE | Y | 1 | 0.5 | 09/01/2024 | 09/06/2023 | 2 | M | SJS | SJS | Patient Data Module | 20-784 | Physiologic Monitor Modules, Multiparameter | 440964 | GE Healthcare Technologies | 2016793-003 | SA314483716GA | PDMET | PDM 2 | 5102-12210 | SJS-Med/Surg Unit II 4East | 16 | IU | Active
SJS1005 | PMOPHM | Monitors, Physiologic, Multipurpose | Gil Matos | GIMAT | EMPLOYEE | Y | 1 | 0.5 | 05/01/2024 | 06/14/2023 | 2 | M | SJS | SJS | Bedside Physiologic Monitor | 20-171 | Monitors, Physiologic, Multipurpose, Bedside, Modular | 440964 | GE Healthcare Technologies | B450 | SJA14495859HA |  |  | 5102-12210 | SJS-Med/Surg Unit II 4East | 16 | IU | Active
SJS1009 | PGEAN2 | GE Annual E-sCAiO | Darren Eaton | DAEAT | EMPLOYEE | Y | 1 | 1 | 02/01/2025 |  | 2 | M | SJS | SJS | Airway Gas Module w/Agent Id | 20-778 | Physiologic Monitor Modules, Anesthetic Gas | 440964 | GE Healthcare Technologies | E-sCAiO-00 | SGV14496589HA |  |  | 5102-20100 | SJS-Anesthesiology | 29 | IU | Active
SJS1009 | PGE4Y2 | GE 4 YEAR E-sCAiO | Darren Eaton | DAEAT | EMPLOYEE | Y | 4 | 1.5 | 02/01/2028 | 01/29/2024 | 2 | M | SJS | SJS | Airway Gas Module w/Agent Id | 20-778 | Physiologic Monitor Modules, Anesthetic Gas | 440964 | GE Healthcare Technologies | E-sCAiO-00 | SGV14496589HA |  |  | 5102-20100 | SJS-Anesthesiology | 29 | IU | Active
SJS1010 | P--ORS | --- OR Safety Inspection --- | Gerson Colon | 94805 | EMPLOYEE | M | 6 | 0.25 | 04/01/2024 | 08/15/2023 | 2 | M | SJS | SJS | OR Integration System | 20-388 | Automation Systems, Operating Room | 452594 | Stryker Communications | 0678-001-200 | 14F028214 | ORSTRY | OR STRYKER | 5102-21100 | SJS-Surgery | 25 | IU | Active
SJS1010 | P10123 | -Pm Device Using Mfg Procedure | Gerson Colon | 94805 | EMPLOYEE | Y | 1 | 0.5 | 10/01/2024 | 10/17/2023 | 2 | M | SJS | SJS | OR Integration System | 20-388 | Automation Systems, Operating Room | 452594 | Stryker Communications | 0678-001-200 | 14F028214 | ORSTRY | OR STRYKER | 5102-21100 | SJS-Surgery | 25 | IU | Active
SJS1012 | P10123 | -Pm Device Using Mfg Procedure | Gerson Colon | 94805 | EMPLOYEE | Y | 1 | 0.5 | 10/01/2024 | 10/17/2023 | 2 | M | SJS | SJS | Video Digital Capture ENDO | 20-465 | Digitizer/Recorder, Video | 107536 | Stryker Endoscopy | 0240-060-100 | 14F048014 | ORSTRY | OR STRYKER | 5102-21100 | SJS-Surgery | 29 | IU | Active
SJS1012 | P--ORS | --- OR Safety Inspection --- | Gerson Colon | 94805 | EMPLOYEE | M | 6 | 0.25 | 04/01/2024 | 08/15/2023 | 2 | M | SJS | SJS | Video Digital Capture ENDO | 20-465 | Digitizer/Recorder, Video | 107536 | Stryker Endoscopy | 0240-060-100 | 14F048014 | ORSTRY | OR STRYKER | 5102-21100 | SJS-Surgery | 29 | IU | Active
SJS1014 | P--ORS | --- OR Safety Inspection --- | Darren Eaton | DAEAT | EMPLOYEE | M | 6 | 0.25 | 04/01/2024 | 08/15/2023 | 2 | M | SJS | SJS | Monitor, Video | 16-603 | Monitors, Video | E10028 | ELO Touchsystems | ET2200L-8CWA-0-BG-G | C143023055 |  |  | 5102-21100 | SJS-Surgery | 22 | IU | Active
SJS1020 | P104 | Light, Surgical, Ceiling Mounted. | Gerson Colon | 94805 | EMPLOYEE | M | 6 | 0.3 | 04/01/2024 | 10/17/2023 | 2 | M | SJS | SJS | Surgical Light with Camera | 12-282 | Lights, Surgical | 452594 | Stryker Communications | 0682-000-204LED | 100000000072133 | ORSTRY | OR STRYKER | 5102-21100 | SJS-Surgery | 25 | IU | Active
SJS1021 | P104 | Light, Surgical, Ceiling Mounted. | Gerson Colon | 94805 | EMPLOYEE | M | 6 | 0.3 | 04/01/2024 | 10/17/2023 | 2 | M | SJS | SJS | Surgical Light with Camera | 12-282 | Lights, Surgical | 452594 | Stryker Communications | 0682-000-205LED | 100000000071173 | ORSTRY | OR STRYKER | 5102-21100 | SJS-Surgery | 25 | IU | Active
SJS1022 | P--ORS | --- OR Safety Inspection --- | Gerson Colon | 94805 | EMPLOYEE | M | 6 | 0.25 | 04/01/2024 | 08/21/2023 | 2 | M | SJS | SJS | OR Integration System | 20-388 | Automation Systems, Operating Room | 452594 | Stryker Communications | 0678-001-200 | 14E039664 | ORSTRY | OR STRYKER | 5102-21100 | SJS-Surgery | 25 | IU | Active
SJS1022 | P10123 | -Pm Device Using Mfg Procedure | Gerson Colon | 94805 | EMPLOYEE | Y | 1 | 0.5 | 10/01/2024 | 10/17/2023 | 2 | M | SJS | SJS | OR Integration System | 20-388 | Automation Systems, Operating Room | 452594 | Stryker Communications | 0678-001-200 | 14E039664 | ORSTRY | OR STRYKER | 5102-21100 | SJS-Surgery | 25 | IU | Active
SJS1023 | P10123 | -Pm Device Using Mfg Procedure | Gerson Colon | 94805 | EMPLOYEE | Y | 1 | 0.5 | 10/01/2024 | 10/17/2023 | 2 | M | SJS | SJS | Video Digital Capture ENDO | 20-465 | Digitizer/Recorder, Video | 107536 | Stryker Endoscopy | 0240-060-100 | 14F048034 | ORSTRY | OR STRYKER | 5102-21100 | SJS-Surgery | 29 | IU | Active
SJS1023 | P--ORS | --- OR Safety Inspection --- | Gerson Colon | 94805 | EMPLOYEE | M | 6 | 0.25 | 04/01/2024 | 08/21/2023 | 2 | M | SJS | SJS | Video Digital Capture ENDO | 20-465 | Digitizer/Recorder, Video | 107536 | Stryker Endoscopy | 0240-060-100 | 14F048034 | ORSTRY | OR STRYKER | 5102-21100 | SJS-Surgery | 29 | IU | Active
SJS1025 | P--ORS | --- OR Safety Inspection --- | Darren Eaton | DAEAT | EMPLOYEE | M | 6 | 0.25 | 04/01/2024 | 08/21/2023 | 2 | M | SJS | SJS | Monitor, Video | 16-603 | Monitors, Video | E10028 | ELO Touchsystems | ET2200L-8CWA-0-BG-G | C143023062 |  |  | 5102-21100 | SJS-Surgery | 22 | IU | Active
SJS1030 | P10123 | -Pm Device Using Mfg Procedure | Gerson Colon | 94805 | EMPLOYEE | M | 6 | 0.5 | 04/01/2024 | 10/17/2023 | 2 | M | SJS | SJS | 26 in LED Video Monitor | 34-403 | Monitors, Video, High-Definition, Medical Image, Endoscopic | 107536 | Stryker Endoscopy | 0240-031-020 | VPD264E0284 | ORSTRY | OR STRYKER | 5102-21100 | SJS-Surgery | 18 | IU | Active
SJS1031 | P104 | Light, Surgical, Ceiling Mounted. | Gerson Colon | 94805 | EMPLOYEE | M | 6 | 0.3 | 04/01/2024 | 10/17/2023 | 2 | M | SJS | SJS | Surgical Light with Camera | 12-282 | Lights, Surgical | 452594 | Stryker Communications | 0682-000-204LED | 100000000072047 | ORSTRY | OR STRYKER | 5102-21100 | SJS-Surgery | 25 | IU | Active
SJS1032 | P104 | Light, Surgical, Ceiling Mounted. | Gerson Colon | 94805 | EMPLOYEE | M | 6 | 0.3 | 04/01/2024 | 10/17/2023 | 2 | M | SJS | SJS | Surgical Light with Camera | 12-282 | Lights, Surgical | 452594 | Stryker Communications | 0682-000-205LED | 100000000071158 | ORSTRY | OR STRYKER | 5102-21100 | SJS-Surgery | 25 | IU | Active
SJS1033 | P--ORS | --- OR Safety Inspection --- | Gerson Colon | 94805 | EMPLOYEE | M | 6 | 0.25 | 04/01/2024 | 10/17/2023 | 2 | M | SJS | SJS | FLEXiS Boom System | 22-613 | Facility Booms, Ceiling-Mounted | 452594 | Stryker Communications | FLEXiS | 02902314702015 | ORSTRY | OR STRYKER | 5102-21100 | SJS-Surgery | 25 | IU | Active
SJS1034 | P--ORS | --- OR Safety Inspection --- | Gerson Colon | 94805 | EMPLOYEE | M | 6 | 0.25 | 04/01/2024 | 10/17/2023 | 2 | M | SJS | SJS | FLEXiS Boom System | 22-613 | Facility Booms, Ceiling-Mounted | 452594 | Stryker Communications | FLEXiS | 04902314702044 | ORSTRY | OR STRYKER | 5102-21100 | SJS-Surgery | 25 | IU | Active
SJS1036 | P--ORS | --- OR Safety Inspection --- | Darren Eaton | DAEAT | EMPLOYEE | M | 6 | 0.25 | 08/01/2024 | 03/13/2024 | 2 | M | SJS | SJS | Pulse Ox Docking Station | 25-207 | Docking/Charging Stations, Physiologic Monitor | 371567 | Masimo Corp | RDS-1 | 204814 |  |  | 5102-20100 | SJS-Anesthesiology | 18 | IU | Active
SJS1037 | P10123 | -Pm Device Using Mfg Procedure | Darren Eaton | DAEAT | EMPLOYEE | Y | 1 | 0.5 | 02/01/2025 | 01/29/2024 | 2 | M | SJS | SJS | Touch Screen Pulse Oximeter | 17-148 | Oximeters, Pulse | 371567 | Masimo Corp | Radical 7 | 1000050879 |  |  | 5102-20100 | SJS-Anesthesiology | 29 | IU | Active
SJS1037 | P--ORS | --- OR Safety Inspection --- | Darren Eaton | DAEAT | EMPLOYEE | M | 6 | 0.25 | 08/01/2024 | 09/15/2023 | 2 | M | SJS | SJS | Touch Screen Pulse Oximeter | 17-148 | Oximeters, Pulse | 371567 | Masimo Corp | Radical 7 | 1000050879 |  |  | 5102-20100 | SJS-Anesthesiology | 29 | IU | Active
SJS1038 | P--ORS | --- OR Safety Inspection --- | Darren Eaton | DAEAT | EMPLOYEE | M | 6 | 0.5 | 08/01/2024 | 01/29/2024 | 2 | M | SJS | SJS | Video Monitor Display | 16-603 | Monitors, Video | 440964 | GE Healthcare Technologies | D19KT | DTO231K3384 |  |  | 5102-20100 | SJS-Anesthesiology | 18 | IU | Active
SJS1039 | PGEAN2 | GE Annual E-sCAiO | Darren Eaton | DAEAT | EMPLOYEE | Y | 1 | 1 | 02/01/2025 |  | 2 | M | SJS | SJS | Airway Gas Module w/Agent Id | 20-778 | Physiologic Monitor Modules, Anesthetic Gas | 440964 | GE Healthcare Technologies | E-sCAiO-00 | SGV14496041HA |  |  | 5102-20100 | SJS-Anesthesiology | 29 | IU | Active
SJS1039 | PGE4Y2 | GE 4 YEAR E-sCAiO | Darren Eaton | DAEAT | EMPLOYEE | Y | 4 | 1.5 | 02/01/2028 | 01/29/2024 | 2 | M | SJS | SJS | Airway Gas Module w/Agent Id | 20-778 | Physiologic Monitor Modules, Anesthetic Gas | 440964 | GE Healthcare Technologies | E-sCAiO-00 | SGV14496041HA |  |  | 5102-20100 | SJS-Anesthesiology | 29 | IU | Active
SJS1040 | P--ORS | --- OR Safety Inspection --- | Darren Eaton | DAEAT | EMPLOYEE | M | 6 | 0.25 | 08/01/2024 | 01/29/2024 | 2 | M | SJS | SJS | Digital Recorder/Printer | 22-852 | Printer/Graphic Recorders | 440964 | GE Healthcare Technologies | PRN-50-M | RPV14366650GA |  |  | 5102-20100 | SJS-Anesthesiology | 22 | IU | Active
SJS1041 | PMOPHM | Monitors, Physiologic, Multipurpose | Darren Eaton | DAEAT | EMPLOYEE | M | 6 | 0.75 | 08/01/2024 | 09/04/2023 | 2 | M | SJS | SJS | Acute Care Physiologic Monitor | 12-647 | Monitoring Systems, Physiologic, Acute Care | 440964 | GE Healthcare Technologies | B850 | SKA14375525GA |  |  | 5102-20100 | SJS-Anesthesiology | 29 | IU | Active
SJS1042 | P--ORS | --- OR Safety Inspection --- | Gerson Colon | 94805 | EMPLOYEE | M | 6 | 0.25 | 04/01/2024 | 08/04/2023 | 2 | M | SJS | SJS | OR Integration System | 20-388 | Automation Systems, Operating Room | 452594 | Stryker Communications | 0678-001-200 | 14F028144 | ORSTRY | OR STRYKER | 5102-21100 | SJS-Surgery | 25 | IU | Active
SJS1042 | P10123 | -Pm Device Using Mfg Procedure | Gerson Colon | 94805 | EMPLOYEE | Y | 1 | 0.5 | 10/01/2024 | 10/17/2023 | 2 | M | SJS | SJS | OR Integration System | 20-388 | Automation Systems, Operating Room | 452594 | Stryker Communications | 0678-001-200 | 14F028144 | ORSTRY | OR STRYKER | 5102-21100 | SJS-Surgery | 25 | IU | Active
SJS1045 | P--ORS | --- OR Safety Inspection --- | Darren Eaton | DAEAT | EMPLOYEE | M | 6 | 0.25 | 04/01/2024 | 08/04/2023 | 2 | M | SJS | SJS | Monitor, Video | 16-603 | Monitors, Video | E10028 | ELO Touchsystems | ET2200L-8CWA-0-BG-G | C143023068 |  |  | 5102-21100 | SJS-Surgery | 22 | IU | Active
SJS1048 | P10123 | -Pm Device Using Mfg Procedure | Gil Matos | GIMAT | EMPLOYEE | Y | 1 | 0.75 | 04/01/2024 | 04/27/2023 | 2 | M | SJS | SJS | Blue Light Phototherapy Light | 17-515 | Phototherapy Units, Visible Light, Hyperbilirubinemia | 351254 | Datex-Ohmeda Inc Div GE Health | M1224917 | QAAX60631 |  |  | 5102-12213 | SJS-Med/Surg/Tele Overflow 3North | 15 | IU | Active
SJS1049 | P10123 | -Pm Device Using Mfg Procedure | Gil Matos | GIMAT | EMPLOYEE | Y | 1 | 0.75 | 04/01/2024 | 04/27/2023 | 2 | M | SJS | SJS | Blue Light Phototherapy Light | 17-515 | Phototherapy Units, Visible Light, Hyperbilirubinemia | 351254 | Datex-Ohmeda Inc Div GE Health | M1224917 | QAAX60635 |  |  | 5102-12213 | SJS-Med/Surg/Tele Overflow 3North | 15 | IU | Active
SJS1050 | P--ORS | --- OR Safety Inspection --- | Darren Eaton | DAEAT | EMPLOYEE | M | 6 | 0.25 | 07/01/2024 | 02/14/2024 | 2 | M | SJS | SJS | Ultrasonic lithotripsy | 16-228 | Lithotripters | 276750 | Olympus America Inc | SPL-S | CG0556 |  |  | 5102-21100 | SJS-Surgery | 33 | IU | Active
SJS1050 | P10123 | -Pm Device Using Mfg Procedure | Gerson Colon | 94805 | EMPLOYEE | Y | 2 | 1.5 | 01/01/2025 | 02/17/2023 | 2 | M | SJS | SJS | Ultrasonic lithotripsy | 16-228 | Lithotripters | 276750 | Olympus America Inc | SPL-S | CG0556 |  |  | 5102-21100 | SJS-Surgery | 33 | IU | Active
SJS1051 | P1096 | Laser PM Class 3B/4 | Emanuel Colon | 90769 | EMPLOYEE | M | 6 | 2.49 | 07/01/2024 | 02/20/2024 | 2 | M | SJS | SJS | Holmium Laser | 17-769 | Lasers, Ho:YAG, Surgical | 392912 | Lumenis Inc | P120H | 44 |  |  | 5102-21100 | SJS-Surgery | 33 | IU | Active
SJS1054 | P10123 | -Pm Device Using Mfg Procedure | Darren Eaton | DAEAT | EMPLOYEE | M | 6 | 0.25 | 07/01/2024 | 01/04/2024 | 2 | M | SJS | SJS | Ahesives, Aerosol | 10-035 | Adhesives, Aerosol | 107410 | Micromedics Inc | DuploSpray MIS | 0600123 |  |  | 5102-21100 | SJS-Surgery | 25 | IU | Active
SJS1055 | P10123 | -Pm Device Using Mfg Procedure | Darren Eaton | DAEAT | EMPLOYEE | M | 6 | 0.25 | 07/01/2024 | 01/04/2024 | 2 | M | SJS | SJS | Ahesives, Aerosol | 10-035 | Adhesives, Aerosol | 107410 | Micromedics Inc | DuploSpray MIS | 0600134 |  |  | 5102-21100 | SJS-Surgery | 25 | IU | Active
SJS1056 | P--ORS | --- OR Safety Inspection --- | Darren Eaton | DAEAT | EMPLOYEE | M | 6 | 0.25 | 07/01/2024 | 01/31/2024 | 2 | M | SJS | SJS | Nerve Monitor | 16-254 | Nerve Locators, Facial | 451932 | Medtronic Surgical Technologie | NIM-Response 3.0 | 1NR3-2852 |  |  | 5102-21100 | SJS-Surgery | 32 | IU | Active
SJS1056 | P10123 | -Pm Device Using Mfg Procedure | Gerson Colon | 94805 | EMPLOYEE | Y | 1 | 1.2 | 08/01/2024 | 08/22/2023 | 2 | M | SJS | SJS | Nerve Monitor | 16-254 | Nerve Locators, Facial | 451932 | Medtronic Surgical Technologie | NIM-Response 3.0 | 1NR3-2852 |  |  | 5102-21100 | SJS-Surgery | 32 | IU | Active
SJS1057 | P--ORS | --- OR Safety Inspection --- | Darren Eaton | DAEAT | EMPLOYEE | M | 6 | 0.25 | 07/01/2024 | 01/31/2024 | 2 | M | SJS | SJS | Surgical Guidance Console | 20-916 | Brachytherapy Applicators, Manual, Interstitial/Intracavitary | 108483 | Merit Medical Systems Inc | SSC-01 | 3093 |  |  | 5102-21100 | SJS-Surgery | 33 | IU | Active
SJS1058 | P10123 | -Pm Device Using Mfg Procedure | Gerson Colon | 94805 | EMPLOYEE | Y | 1 | 0.6 | 03/01/2025 | 03/01/2024 | 2 | M | SJS | SJS | Humidifier, Heated | 12-050 | Humidifiers, Artificial Airway, Heated | 255300 | Fisher & Paykel Healthcare Inc | MR850JHU | 120509143086 |  |  | 5102-35000 | SJS-Respiratory Care Services | 19 | IU | Active
SJS1059 | P102 | Light Source, Fiberoptic | Darren Eaton | DAEAT | EMPLOYEE | Y | 1 | 0.75 | 01/01/2025 | 01/04/2024 | 2 | M | SJS | SJS | Light Source | 12-345 | Light Sources, Fiberoptic | 105072 | Luxtec **See Integra LifeScien | Integra MLX | 14J00MLX3686 |  |  | 5102-21100 | SJS-Surgery | 32 | IU | Active
SJS1059 | P--ORS | --- OR Safety Inspection --- | Darren Eaton | DAEAT | EMPLOYEE | M | 6 | 0.25 | 07/01/2024 | 08/02/2023 | 2 | M | SJS | SJS | Light Source | 12-345 | Light Sources, Fiberoptic | 105072 | Luxtec **See Integra LifeScien | Integra MLX | 14J00MLX3686 |  |  | 5102-21100 | SJS-Surgery | 32 | IU | Active
SJS1060 | P102 | Light Source, Fiberoptic | Darren Eaton | DAEAT | EMPLOYEE | Y | 1 | 0.75 | 01/01/2025 | 02/09/2024 | 2 | M | SJS | SJS | Light Source | 12-345 | Light Sources, Fiberoptic | 105072 | Luxtec **See Integra LifeScien | Integra MLX | 14G00MLX3538 |  |  | 5102-21100 | SJS-Surgery | 32 | IU | Active
SJS1060 | P--ORS | --- OR Safety Inspection --- | Darren Eaton | DAEAT | EMPLOYEE | M | 6 | 0.25 | 07/01/2024 | 08/02/2023 | 2 | M | SJS | SJS | Light Source | 12-345 | Light Sources, Fiberoptic | 105072 | Luxtec **See Integra LifeScien | Integra MLX | 14G00MLX3538 |  |  | 5102-21100 | SJS-Surgery | 32 | IU | Active
SJS1061 | P--ORS | --- OR Safety Inspection --- | Darren Eaton | DAEAT | EMPLOYEE | M | 6 | 0.25 | 07/01/2024 | 08/02/2023 | 2 | M | SJS | SJS | Tissue sealant | 13-320 | Regulators | 453713 | Baxter Healthcare Corp Medicat | EASYSPRAY | 06824 |  |  | 5102-21100 | SJS-Surgery | 32 | IU | Active
SJS1061 | P10123 | -Pm Device Using Mfg Procedure | Darren Eaton | DAEAT | EMPLOYEE | Y | 1 | 0.5 | 01/01/2025 | 01/04/2024 | 2 | M | SJS | SJS | Tissue sealant | 13-320 | Regulators | 453713 | Baxter Healthcare Corp Medicat | EASYSPRAY | 06824 |  |  | 5102-21100 | SJS-Surgery | 32 | IU | Active
SJS1063 | P102 | Light Source, Fiberoptic | Darren Eaton | DAEAT | EMPLOYEE | Y | 1 | 0.75 | 01/01/2025 | 01/04/2024 | 2 | M | SJS | SJS | Light Source | 12-345 | Light Sources, Fiberoptic | 105072 | Luxtec **See Integra LifeScien | Integra MLX | 14G00MLX3455 |  |  | 5102-21100 | SJS-Surgery | 32 | IU | Active
SJS1063 | P--ORS | --- OR Safety Inspection --- | Darren Eaton | DAEAT | EMPLOYEE | M | 6 | 0.25 | 07/01/2024 | 08/24/2023 | 2 | M | SJS | SJS | Light Source | 12-345 | Light Sources, Fiberoptic | 105072 | Luxtec **See Integra LifeScien | Integra MLX | 14G00MLX3455 |  |  | 5102-21100 | SJS-Surgery | 32 | IU | Active
SJS1065 | P--ORS | --- OR Safety Inspection --- | Darren Eaton | DAEAT | EMPLOYEE | M | 6 | 0.25 | 07/01/2024 | 01/31/2024 | 2 | M | SJS | SJS | Gamma Radiation Detector | 11-825 | Detectors, Beta/Gamma Radiation | 456961 | Mammotome Div Devicor | 2300 | 144067665 |  |  | 5102-21100 | SJS-Surgery | 29 | IU | Active
SJS1065 | P10123 | -Pm Device Using Mfg Procedure | Gerson Colon | 94805 | EMPLOYEE | Y | 1 | 0.5 | 07/01/2024 | 08/02/2023 | 2 | M | SJS | SJS | Gamma Radiation Detector | 11-825 | Detectors, Beta/Gamma Radiation | 456961 | Mammotome Div Devicor | 2300 | 144067665 |  |  | 5102-21100 | SJS-Surgery | 29 | IU | Active
SJS1066 | P75 | Flowmeter, Blood, Ultrasonic | Darren Eaton | DAEAT | EMPLOYEE | M | 6 | 0.75 | 07/01/2024 | 01/31/2024 | 2 | M | SJS | SJS | Flowmeters, Blood, Unltrasonic | 10-432 | Flowmeters, Blood, Ultrasonic | 104916 | Vascular Technology (VTI) | 108910 | 12443-001 |  |  | 5102-21100 | SJS-Surgery | 30 | IU | Active
SJS1067 | P-VPM | -Vendor PM | Twanna Hardy | TWLUK | EMPLOYEE | Y | 1 | 0.5 | 03/01/2025 | 03/01/2024 | 2 | M | SJS | SJS | Electrical Safety Tester | CC-040 | Test Equipment | 178848 | Fluke Biomedical | DALE 601-1515 | 2819222 |  |  | 5102-88570 | SJS-Clinical Engineering | 13 | IU | Active
SJS1074 | P--ORS | --- OR Safety Inspection --- | Darren Eaton | DAEAT | EMPLOYEE | M | 6 | 0.25 | 08/01/2024 | 01/29/2024 | 2 | M | SJS | SJS | Video Monitor Display | 16-603 | Monitors, Video | 440964 | GE Healthcare Technologies | D19KT | DTO231K3400 |  |  | 5102-20100 | SJS-Anesthesiology | 18 | IU | Active
SJS1075 | P--ORS | --- OR Safety Inspection --- | Darren Eaton | DAEAT | EMPLOYEE | M | 6 | 0.25 | 08/01/2024 | 01/29/2024 | 2 | M | SJS | SJS | Digital Recorder/Printer | 22-852 | Printer/Graphic Recorders | 440964 | GE Healthcare Technologies | PRN-50-M | RPV14366641GA |  |  | 5102-20100 | SJS-Anesthesiology | 22 | IU | Active
SJS1076 | PMOPHM | Monitors, Physiologic, Multipurpose | Darren Eaton | DAEAT | EMPLOYEE | M | 6 | 0.5 | 08/01/2024 | 09/05/2023 | 2 | M | SJS | SJS | Acute Care Physiologic Monitor | 12-647 | Monitoring Systems, Physiologic, Acute Care | 440964 | GE Healthcare Technologies | B850 | SKA14375534GA |  |  | 5102-20100 | SJS-Anesthesiology | 29 | IU | Active
SJS1077 | P--ORS | --- OR Safety Inspection --- | Gerson Colon | 94805 | EMPLOYEE | M | 6 | 0.25 | 04/01/2024 | 10/17/2023 | 2 | M | SJS | SJS | FLEXiS Boom System | 22-613 | Facility Booms, Ceiling-Mounted | 452594 | Stryker Communications | FLEXiS | 02902314702011 | ORSTRY | OR STRYKER | 5102-21100 | SJS-Surgery | 25 | IU | Active
SJS1078 | P--ORS | --- OR Safety Inspection --- | Gerson Colon | 94805 | EMPLOYEE | M | 6 | 0.25 | 04/01/2024 | 10/17/2023 | 2 | M | SJS | SJS | FLEXiS Boom System | 22-613 | Facility Booms, Ceiling-Mounted | 452594 | Stryker Communications | FLEXiS | 04902314702046 | ORSTRY | OR STRYKER | 5102-21100 | SJS-Surgery | 25 | IU | Active
SJS1081 | P10123 | -Pm Device Using Mfg Procedure | Gerson Colon | 94805 | EMPLOYEE | Y | 1 | 0.75 | 10/01/2024 | 10/23/2023 | 2 | M | SJS | SJS | Cast Cutter | 16-340 | Saws, Cast, Electric | 101991 | Stryker Instruments | 940 | 1335000219 | ORSTRY | OR STRYKER | 5102-21100 | SJS-Surgery | 26 | IU | Active
SJS1081 | P--ORS | --- OR Safety Inspection --- | Gerson Colon | 94805 | EMPLOYEE | M | 6 | 0.25 | 04/01/2024 | 08/22/2023 | 2 | M | SJS | SJS | Cast Cutter | 16-340 | Saws, Cast, Electric | 101991 | Stryker Instruments | 940 | 1335000219 | ORSTRY | OR STRYKER | 5102-21100 | SJS-Surgery | 26 | IU | Active
SJS1082 | P10123 | -Pm Device Using Mfg Procedure | Gerson Colon | 94805 | EMPLOYEE | Y | 1 | 0.3 | 10/01/2024 | 10/23/2023 | 2 | M | SJS | SJS | Cast Saw Vacuum | 10-656 | Cast Cutter Vacuums | 101991 | Stryker Instruments | 986 | 1429000529 | ORSTRY | OR STRYKER | 5102-21100 | SJS-Surgery | 25 | IU | Active
SJS1082 | P--ORS | --- OR Safety Inspection --- | Gerson Colon | 94805 | EMPLOYEE | M | 6 | 0.25 | 04/01/2024 | 08/22/2023 | 2 | M | SJS | SJS | Cast Saw Vacuum | 10-656 | Cast Cutter Vacuums | 101991 | Stryker Instruments | 986 | 1429000529 | ORSTRY | OR STRYKER | 5102-21100 | SJS-Surgery | 25 | IU | Active
SJS1083 | P10123 | -Pm Device Using Mfg Procedure | Darren Eaton | DAEAT | EMPLOYEE | M | 6 | 0.5 | 07/01/2024 | 01/04/2024 | 2 | M | SJS | SJS | Slimline Universal Power Suppl | 22-123 | Dermatomes, Electric | 150315 | Integra LifeSciences Corp | DP0007 | S-1435 |  |  | 5102-21100 | SJS-Surgery | 33 | IU | Active
SJS1084 | P--ORS | --- OR Safety Inspection --- | Gerson Colon | 94805 | EMPLOYEE | M | 6 | 0.25 | 04/01/2024 | 08/15/2023 | 2 | M | SJS | SJS | Dual CH Auto Tourniquet System | 31-134 | Tourniquets, Pneumatic, Automated, Electric-Powered | 101991 | Stryker Instruments | 5920-011-000 | 1606800873 | ORSTRY | OR STRYKER | 5102-21100 | SJS-Surgery | 26 | IU | Active
SJS1084 | P10123 | -Pm Device Using Mfg Procedure | Gerson Colon | 94805 | EMPLOYEE | Y | 1 | 0.75 | 10/01/2024 | 11/09/2023 | 2 | M | SJS | SJS | Dual CH Auto Tourniquet System | 31-134 | Tourniquets, Pneumatic, Automated, Electric-Powered | 101991 | Stryker Instruments | 5920-011-000 | 1606800873 | ORSTRY | OR STRYKER | 5102-21100 | SJS-Surgery | 26 | IU | Active
SJS1085 | P--ORS | --- OR Safety Inspection --- | Gerson Colon | 94805 | EMPLOYEE | M | 6 | 0.25 | 04/01/2024 | 11/20/2023 | 2 | M | SJS | SJS | Surgical Instrument Controller | 23-545 | Power Systems, Electromechanical, Surgery | 101991 | Stryker Instruments | 5400-050-000 | 1803223313 | ORSTRY | OR STRYKER | 5102-21100 | SJS-Surgery | 32 | IU | Active
SJS1087 | P--ORS | --- OR Safety Inspection --- | Gerson Colon | 94805 | EMPLOYEE | M | 6 | 0.25 | 04/01/2024 | 11/20/2023 | 2 | M | SJS | SJS | Surgical Instrument Controller | 23-545 | Power Systems, Electromechanical, Surgery | 107536 | Stryker Endoscopy | 0475-100-000 | 14L030134 | ORSTRY | OR STRYKER | 5102-21100 | SJS-Surgery | 33 | IU | Active
SJS1089 | P--ORS | --- OR Safety Inspection --- | Darren Eaton | DAEAT | EMPLOYEE | M | 6 | 0.25 | 08/01/2024 | 03/13/2024 | 2 | M | SJS | SJS | Pulse Ox Docking Station | 25-207 | Docking/Charging Stations, Physiologic Monitor | 371567 | Masimo Corp | RDS-1 | 206564 |  |  | 5102-20100 | SJS-Anesthesiology | 18 | IU | Active
SJS1091 | P--ORS | --- OR Safety Inspection --- | Gerson Colon | 94805 | EMPLOYEE | M | 6 | 0.25 | 04/01/2024 | 10/18/2023 | 2 | M | SJS | SJS | Endo Video Camera Console | 18-034 | Image Processors, Video, Endoscopy | 107536 | Stryker Endoscopy | 1488-010-000 | 14F041254 | ORSTRY | OR STRYKER | 5102-21100 | SJS-Surgery | 25 | IU | Active
SJS1095 | P10123 | -Pm Device Using Mfg Procedure | Darren Eaton | DAEAT | EMPLOYEE | M | 6 | 1 | 07/01/2024 | 01/10/2024 | 2 | M | SJS | SJS | Blanket Warmer | 10-414 | Warmers, Blanket | 331403 | MAC Medical Inc | DWC2424-TL-G-MB | 090914-703 |  |  | 5102-21100 | SJS-Surgery | 26 | IU | Active
SJS1096 | P10123 | -Pm Device Using Mfg Procedure | Darren Eaton | DAEAT | EMPLOYEE | M | 6 | 1 | 07/01/2024 | 01/10/2024 | 2 | M | SJS | SJS | Blanket Warmer | 10-414 | Warmers, Blanket | 331403 | MAC Medical Inc | SWC1518-TL-G-MS | 030915-D01 |  |  | 5102-21100 | SJS-Surgery | 26 | IU | Active
SJS1099 | P--ORS | --- OR Safety Inspection --- | Gerson Colon | 94805 | EMPLOYEE | M | 6 | 0.25 | 04/01/2024 | 10/17/2023 | 2 | M | SJS | SJS | Endo Video Camera Console | 18-034 | Image Processors, Video, Endoscopy | 107536 | Stryker Endoscopy | 1488-010-000 | 14F041214 | ORSTRY | OR STRYKER | 5102-21100 | SJS-Surgery | 25 | IU | Active
SJS1100 | P-VPM | -Vendor PM | Gerson Colon | 94805 | EMPLOYEE | Y | 1 | 0.5 | 04/01/2024 | 03/20/2023 | 2 | M | SJS | SJS | Surgical Table | 13-961 | Tables, Operating | 452594 | Stryker Communications | D850 | 3501110-V-10809 | ORSTRY | OR STRYKER | 5102-21100 | SJS-Surgery | 26 | IU | Active
SJS1100 | P--ORS | --- OR Safety Inspection --- | Gerson Colon | 94805 | EMPLOYEE | M | 6 | 0.25 | 04/01/2024 | 10/18/2023 | 2 | M | SJS | SJS | Surgical Table | 13-961 | Tables, Operating | 452594 | Stryker Communications | D850 | 3501110-V-10809 | ORSTRY | OR STRYKER | 5102-21100 | SJS-Surgery | 26 | IU | Active
SJS1101 | P102 | Light Source, Fiberoptic | Gerson Colon | 94805 | EMPLOYEE | Y | 1 | 0.6 | 10/01/2024 | 11/29/2023 | 2 | M | SJS | SJS | LED Endo Light Source | 36-171 | Light Sources, Endoscope, Fiberoptic Cable | 107536 | Stryker Endoscopy | 0220-210-000 | 14F030914 | ORSTRY | OR STRYKER | 5102-21100 | SJS-Surgery | 32 | IU | Active
SJS1101 | P--ORS | --- OR Safety Inspection --- | Gerson Colon | 94805 | EMPLOYEE | M | 6 | 0.25 | 04/01/2024 | 08/02/2023 | 2 | M | SJS | SJS | LED Endo Light Source | 36-171 | Light Sources, Endoscope, Fiberoptic Cable | 107536 | Stryker Endoscopy | 0220-210-000 | 14F030914 | ORSTRY | OR STRYKER | 5102-21100 | SJS-Surgery | 32 | IU | Active
SJS1103 | P--ORS | --- OR Safety Inspection --- | Gerson Colon | 94805 | EMPLOYEE | M | 6 | 0.25 | 04/01/2024 | 08/24/2023 | 2 | M | SJS | SJS | Dual CH Auto Tourniquet System | 31-134 | Tourniquets, Pneumatic, Automated, Electric-Powered | 101991 | Stryker Instruments | 5920-011-000 | 1736016333 | ORSTRY | OR STRYKER | 5102-21100 | SJS-Surgery | 26 | IU | Active
SJS1103 | P10123 | -Pm Device Using Mfg Procedure | Gerson Colon | 94805 | EMPLOYEE | Y | 1 | 0.75 | 10/01/2024 | 11/09/2023 | 2 | M | SJS | SJS | Dual CH Auto Tourniquet System | 31-134 | Tourniquets, Pneumatic, Automated, Electric-Powered | 101991 | Stryker Instruments | 5920-011-000 | 1736016333 | ORSTRY | OR STRYKER | 5102-21100 | SJS-Surgery | 26 | IU | Active
SJS1104 | P10123 | -Pm Device Using Mfg Procedure | Gerson Colon | 94805 | EMPLOYEE | Y | 1 | 0.75 | 10/01/2024 | 11/09/2023 | 2 | M | SJS | SJS | Dual CH Auto Tourniquet System | 31-134 | Tourniquets, Pneumatic, Automated, Electric-Powered | 101991 | Stryker Instruments | 5920-011-000 | 1430907603 | ORSTRY | OR STRYKER | 5102-21100 | SJS-Surgery | 26 | IU | Active
SJS1104 | P--ORS | --- OR Safety Inspection --- | Gerson Colon | 94805 | EMPLOYEE | M | 6 | 0.25 | 04/01/2024 | 08/24/2023 | 2 | M | SJS | SJS | Dual CH Auto Tourniquet System | 31-134 | Tourniquets, Pneumatic, Automated, Electric-Powered | 101991 | Stryker Instruments | 5920-011-000 | 1430907603 | ORSTRY | OR STRYKER | 5102-21100 | SJS-Surgery | 26 | IU | Active
SJS1107 | P--ORS | --- OR Safety Inspection --- | Gerson Colon | 94805 | EMPLOYEE | M | 6 | 0.25 | 04/01/2024 | 11/20/2023 | 2 | M | SJS | SJS | Surgical Instrument Controller | 23-545 | Power Systems, Electromechanical, Surgery | 101991 | Stryker Instruments | 5400-050-000 | 1430400323 | ORSTRY | OR STRYKER | 5102-21100 | SJS-Surgery | 32 | IU | Active
SJS1109 | P--ORS | --- OR Safety Inspection --- | Gerson Colon | 94805 | EMPLOYEE | M | 6 | 0.25 | 04/01/2024 | 10/17/2023 | 2 | M | SJS | SJS | Surgical Instrument Controller | 23-545 | Power Systems, Electromechanical, Surgery | 107536 | Stryker Endoscopy | 0475-100-000 | 14L030264 | ORSTRY | OR STRYKER | 5102-21100 | SJS-Surgery | 33 | IU | Active
SJS1110 | PGEAN2 | GE Annual E-sCAiO | Darren Eaton | DAEAT | EMPLOYEE | Y | 1 | 1 | 02/01/2025 |  | 2 | M | SJS | SJS | Airway Gas Module w/Agent Id | 20-778 | Physiologic Monitor Modules, Anesthetic Gas | 440964 | GE Healthcare Technologies | E-sCAiO-00 | SGV14496593HA |  |  | 5102-20100 | SJS-Anesthesiology | 29 | IU | Active
SJS1110 | PGE4Y2 | GE 4 YEAR E-sCAiO | Darren Eaton | DAEAT | EMPLOYEE | Y | 4 | 1.5 | 02/01/2028 | 01/29/2024 | 2 | M | SJS | SJS | Airway Gas Module w/Agent Id | 20-778 | Physiologic Monitor Modules, Anesthetic Gas | 440964 | GE Healthcare Technologies | E-sCAiO-00 | SGV14496593HA |  |  | 5102-20100 | SJS-Anesthesiology | 29 | IU | Active
SJS1112 | P37 | Centrifuge, Table Top | Gerson Colon | 94805 | EMPLOYEE | M | 6 | 0.7 | 08/01/2024 | 01/29/2024 | 2 | M | SJS | SJS | Centrifuges, Tabletop | 10-780 | Centrifuges, Tabletop | 452492 | Hettich Lab Technology North A | 1101-01 | 0000652-07 |  |  | 5102-31400 | SJS-Lab Central Preocessing | 12 | IU | Active
SJS1113 | P37 | Centrifuge, Table Top | Gerson Colon | 94805 | EMPLOYEE | M | 6 | 0.7 | 08/01/2024 | 03/06/2024 | 2 | M | SJS | SJS | Centrifuge | 10-780 | Centrifuges, Tabletop | 451895 | Thermo Fisher Scientific Inc | CYTOSPIN 4 | CY99391502 |  |  | 5102-31400 | SJS-Lab Central Preocessing | 12 | IU | Active
SJS1114 | P37 | Centrifuge, Table Top | Gerson Colon | 94805 | EMPLOYEE | M | 6 | 0.7 | 08/01/2024 | 03/06/2024 | 2 | M | SJS | SJS | Centrifuges, Tabletop | 10-780 | Centrifuges, Tabletop | 452492 | Hettich Lab Technology North A | 1101-01 | 123 |  |  | 5102-31400 | SJS-Lab Central Preocessing | 12 | IU | Active
SJS1115 | P37 | Centrifuge, Table Top | Gerson Colon | 94805 | EMPLOYEE | M | 6 | 0.7 | 08/01/2024 | 03/06/2024 | 2 | M | SJS | SJS | Centrifuges, Tabletop | 10-780 | Centrifuges, Tabletop | 452492 | Hettich Lab Technology North A | 1101-01 | 116 |  |  | 5102-31400 | SJS-Lab Central Preocessing | 12 | IU | Active
SJS1117 | P37 | Centrifuge, Table Top | Gerson Colon | 94805 | EMPLOYEE | M | 6 | 0.7 | 08/01/2024 | 03/06/2024 | 2 | M | SJS | SJS | Centrifuge | 10-780 | Centrifuges, Tabletop | 451895 | Thermo Fisher Scientific Inc | AccuSpin Micro 17 | 75002461 |  |  | 5102-31400 | SJS-Lab Central Preocessing | 12 | IU | Active
SJS1122 | P-VPM | -Vendor PM | Twanna Hardy | TWLUK | EMPLOYEE | Y | 1 | 0.5 | 03/01/2025 | 03/01/2024 | 2 | M | SJS | SJS | Digital Test Guage | CC-040 | Test Equipment | 451564 | Ashcroft Inc | 302086SD02L100 | 1323506 |  |  | 5102-88570 | SJS-Clinical Engineering | 13 | IU | Active
SJS1124 | P--ORS | --- OR Safety Inspection --- | Darren Eaton | DAEAT | EMPLOYEE | M | 6 | 0.25 | 08/01/2024 | 01/29/2024 | 2 | M | SJS | SJS | Digital Recorder/Printer | 22-852 | Printer/Graphic Recorders | 440964 | GE Healthcare Technologies | PRN-50-M | RPV14366637GA |  |  | 5102-20100 | SJS-Anesthesiology | 22 | IU | Active
SJS1125 | PMOPHM | Monitors, Physiologic, Multipurpose | Darren Eaton | DAEAT | EMPLOYEE | M | 6 | 0.75 | 08/01/2024 | 09/04/2023 | 2 | M | SJS | SJS | Acute Care Physiologic Monitor | 12-647 | Monitoring Systems, Physiologic, Acute Care | 440964 | GE Healthcare Technologies | B850 | SKA14375532GA |  |  | 5102-20100 | SJS-Anesthesiology | 29 | IU | Active
SJS1126 | P--ORS | --- OR Safety Inspection --- | Darren Eaton | DAEAT | EMPLOYEE | M | 6 | 0.25 | 08/01/2024 | 01/29/2024 | 2 | M | SJS | SJS | Video Monitor Display | 16-603 | Monitors, Video | 440964 | GE Healthcare Technologies | D19KT | DT0231K3491 |  |  | 5102-20100 | SJS-Anesthesiology | 18 | IU | Active
SJS1128 | P10123 | -Pm Device Using Mfg Procedure | Gerson Colon | 94805 | EMPLOYEE | M | 6 | 0.5 | 04/01/2024 | 11/20/2023 | 2 | M | SJS | SJS | Lateral Air Transfer System | 19-016 | Patient Transfer Aids, Lateral Transfer | 271227 | Stryker Medical | 3060 | C1410123467 | ORSTRY | OR STRYKER | 5102-21100 | SJS-Surgery | 26 | IU | Active
SJS1130 | P78 | Generator, Lesion, Radio Frequency | Darren Eaton | DAEAT | EMPLOYEE | Y | 1 | 0.75 | 01/01/2025 | 01/04/2024 | 2 | M | SJS | SJS | Endometrial Ablation System | 12-327 | Radiofrequency Therapy Systems, Tissue Ablation | 106487 | Hologic Inc | RFC2010-115 | 34668K14D0 |  |  | 5102-21100 | SJS-Surgery | 33 | IU | Active
SJS1130 | P--ORS | --- OR Safety Inspection --- | Darren Eaton | DAEAT | EMPLOYEE | M | 6 | 0.25 | 07/01/2024 | 08/02/2023 | 2 | M | SJS | SJS | Endometrial Ablation System | 12-327 | Radiofrequency Therapy Systems, Tissue Ablation | 106487 | Hologic Inc | RFC2010-115 | 34668K14D0 |  |  | 5102-21100 | SJS-Surgery | 33 | IU | Active
SJS1131 | P104 | Light, Surgical, Ceiling Mounted. | Gerson Colon | 94805 | EMPLOYEE | M | 6 | 0.3 | 04/01/2024 | 10/17/2023 | 2 | M | SJS | SJS | Surgical Light with Camera | 12-282 | Lights, Surgical | 452594 | Stryker Communications | 0682-000-205LED | 100000000071178 | ORSTRY | OR STRYKER | 5102-21100 | SJS-Surgery | 25 | IU | Active
SJS1132 | P104 | Light, Surgical, Ceiling Mounted. | Gerson Colon | 94805 | EMPLOYEE | M | 6 | 0.3 | 04/01/2024 | 10/17/2023 | 2 | M | SJS | SJS | Surgical Light with Camera | 12-282 | Lights, Surgical | 452594 | Stryker Communications | 0682-000-204LED | 100000000072137 | ORSTRY | OR STRYKER | 5102-21100 | SJS-Surgery | 25 | IU | Active
SJS1133 | P-VPM | -Vendor PM | Gerson Colon | 94805 | EMPLOYEE | Y | 1 | 0.5 | 04/01/2024 | 03/20/2023 | 2 | M | SJS | SJS | Surgical Table | 13-961 | Tables, Operating | 452594 | Stryker Communications | D850 | 3501110-V-10764 | ORSTRY | OR STRYKER | 5102-21100 | SJS-Surgery | 26 | IU | Active
SJS1133 | P--ORS | --- OR Safety Inspection --- | Gerson Colon | 94805 | EMPLOYEE | M | 6 | 0.25 | 04/01/2024 | 10/20/2023 | 2 | M | SJS | SJS | Surgical Table | 13-961 | Tables, Operating | 452594 | Stryker Communications | D850 | 3501110-V-10764 | ORSTRY | OR STRYKER | 5102-21100 | SJS-Surgery | 26 | IU | Active
SJS1134 | PGEAN2 | GE Annual E-sCAiO | Darren Eaton | DAEAT | EMPLOYEE | Y | 1 | 1 | 02/01/2025 |  | 2 | M | SJS | SJS | Airway Gas Module w/Agent Id | 20-778 | Physiologic Monitor Modules, Anesthetic Gas | 440964 | GE Healthcare Technologies | E-sCAiO-00 | SGV14437671HA |  |  | 5102-20100 | SJS-Anesthesiology | 29 | IU | Active
SJS1134 | PGE4Y2 | GE 4 YEAR E-sCAiO | Darren Eaton | DAEAT | EMPLOYEE | Y | 4 | 1.5 | 02/01/2028 | 01/29/2024 | 2 | M | SJS | SJS | Airway Gas Module w/Agent Id | 20-778 | Physiologic Monitor Modules, Anesthetic Gas | 440964 | GE Healthcare Technologies | E-sCAiO-00 | SGV14437671HA |  |  | 5102-20100 | SJS-Anesthesiology | 29 | IU | Active
SJS1136 | P--ORS | --- OR Safety Inspection --- | Darren Eaton | DAEAT | EMPLOYEE | M | 6 | 0.25 | 08/01/2024 | 01/29/2024 | 2 | M | SJS | SJS | Digital Recorder/Printer | 22-852 | Printer/Graphic Recorders | 440964 | GE Healthcare Technologies | PRN-50-M | RPV14366643GA |  |  | 5102-20100 | SJS-Anesthesiology | 22 | IU | Active
SJS1137 | PMOPHM | Monitors, Physiologic, Multipurpose | Darren Eaton | DAEAT | EMPLOYEE | M | 6 | 0.75 | 08/01/2024 | 09/05/2023 | 2 | M | SJS | SJS | Acute Care Physiologic Monitor | 12-647 | Monitoring Systems, Physiologic, Acute Care | 440964 | GE Healthcare Technologies | B850 | SKA14375520GA |  |  | 5102-20100 | SJS-Anesthesiology | 29 | IU | Active
SJS1138 | P--ORS | --- OR Safety Inspection --- | Darren Eaton | DAEAT | EMPLOYEE | M | 6 | 0.25 | 08/01/2024 | 01/29/2024 | 2 | M | SJS | SJS | Video Monitor Display | 16-603 | Monitors, Video | 440964 | GE Healthcare Technologies | D19KT | DTO231K3415 |  |  | 5102-20100 | SJS-Anesthesiology | 18 | IU | Active
SJS1139 | PGEANP | GE ANNUAL PDM | Twanna Hardy | TWLUK | EMPLOYEE | Y | 1 | 0.5 | 09/01/2024 | 09/12/2023 | 2 | M | SJS | SJS | Patient Data Module | 20-784 | Physiologic Monitor Modules, Multiparameter | 440964 | GE Healthcare Technologies | 2016793-003 | SA314368760GA | FSSFEB | SJS-ANESTHESIOLOGY FSS Feb | 5102-20100 | SJS-Anesthesiology | 29 | IU | Active
SJS1140 | P-SAGP | -Service Agreement PM | Darren Eaton | DAEAT | EMPLOYEE | M | 6 | 0.5 | 09/01/2024 | 03/01/2024 | 2 | M | SJS | SJS | Rover Waste Management | 23-151 | Waste-Disposal Units, Liquid | 101991 | Stryker Instruments | 0703-001-000 | 1721312453 | ORSTRY | OR STRYKER | 5102-21100 | SJS-Surgery | 33 | IU | Active
SJS1141 | P--ORS | --- OR Safety Inspection --- | Gerson Colon | 94805 | EMPLOYEE | M | 6 | 0.25 | 04/01/2024 | 10/17/2023 | 2 | M | SJS | SJS | FLEXiS Boom System | 22-613 | Facility Booms, Ceiling-Mounted | 452594 | Stryker Communications | FLEXiS | 02902314702013 | ORSTRY | OR STRYKER | 5102-21100 | SJS-Surgery | 25 | IU | Active
SJS1142 | P--ORS | --- OR Safety Inspection --- | Gerson Colon | 94805 | EMPLOYEE | M | 6 | 0.25 | 04/01/2024 | 10/17/2023 | 2 | M | SJS | SJS | FLEXiS Boom System | 22-613 | Facility Booms, Ceiling-Mounted | 452594 | Stryker Communications | FLEXiS | 04902314702047 | ORSTRY | OR STRYKER | 5102-21100 | SJS-Surgery | 25 | IU | Active
SJS1145 | P--ORS | --- OR Safety Inspection --- | Gerson Colon | 94805 | EMPLOYEE | M | 6 | 0.25 | 04/01/2024 | 10/17/2023 | 2 | M | SJS | SJS | Endo Video Camera Console | 18-034 | Image Processors, Video, Endoscopy | 107536 | Stryker Endoscopy | 1488-010-000 | 14F041084 | ORSTRY | OR STRYKER | 5102-21100 | SJS-Surgery | 25 | IU | Active
SJS1146 | P10123 | -Pm Device Using Mfg Procedure | Darren Eaton | DAEAT | EMPLOYEE | Y | 1 | 1 | 01/01/2025 | 02/23/2023 | 2 | M | SJS | SJS | Insufflator with Smoke Evac | 16-849 | Insufflators, Laparoscopic | 456810 | SurgiQuest Inc | AirSeal I.F.S | 1501CE0237 |  |  | 5102-21100 | SJS-Surgery | 33 | IU | Active
SJS1146 | P--ORS | --- OR Safety Inspection --- | Darren Eaton | DAEAT | EMPLOYEE | M | 6 | 0.25 | 07/01/2024 | 08/24/2023 | 2 | M | SJS | SJS | Insufflator with Smoke Evac | 16-849 | Insufflators, Laparoscopic | 456810 | SurgiQuest Inc | AirSeal I.F.S | 1501CE0237 |  |  | 5102-21100 | SJS-Surgery | 33 | IU | Active
SJS1146 | P2YEVE | 2 Year Vendor PM | Darren Eaton | DAEAT | EMPLOYEE | Y | 2 | 1 | 01/01/2026 | 03/01/2024 | 2 | M | SJS | SJS | Insufflator with Smoke Evac | 16-849 | Insufflators, Laparoscopic | 456810 | SurgiQuest Inc | AirSeal I.F.S | 1501CE0237 |  |  | 5102-21100 | SJS-Surgery | 33 | IU | Active
SJS1148 | P102 | Light Source, Fiberoptic | Gerson Colon | 94805 | EMPLOYEE | Y | 1 | 0.6 | 10/01/2024 | 10/17/2023 | 2 | M | SJS | SJS | LED Endo Light Source | 36-171 | Light Sources, Endoscope, Fiberoptic Cable | 107536 | Stryker Endoscopy | 0220-210-000 | 14F041824 | ORSTRY | OR STRYKER | 5102-21100 | SJS-Surgery | 32 | IU | Active
SJS1148 | P--ORS | --- OR Safety Inspection --- | Gerson Colon | 94805 | EMPLOYEE | M | 6 | 0.25 | 04/01/2024 | 08/15/2023 | 2 | M | SJS | SJS | LED Endo Light Source | 36-171 | Light Sources, Endoscope, Fiberoptic Cable | 107536 | Stryker Endoscopy | 0220-210-000 | 14F041824 | ORSTRY | OR STRYKER | 5102-21100 | SJS-Surgery | 32 | IU | Active
SJS1149 | P10123 | -Pm Device Using Mfg Procedure | Gerson Colon | 94805 | EMPLOYEE | Y | 1 | 0.3 | 05/01/2024 | 06/07/2023 | 2 | M | SJS | SJS | Primary Hemostasis Dysfunction | 15-098 | Analyzers, Laboratory, Hematology, Coagulation, Automated | 451971 | Siemens Healthcare Diagnostics | PFA-100 | 04521 |  |  | 5102-31400 | SJS-Lab Central Preocessing | 15 | IU | Active
SJS1150 | P10123 | -Pm Device Using Mfg Procedure | Darren Eaton | DAEAT | EMPLOYEE | Y | 1 | 0.5 | 06/01/2024 | 06/08/2023 | 2 | M | SJS | SJS | MRI Patient Monitor | 12-636 | Monitoring Systems, Physiologic | 308478 | Invivo Corp | 865214 | US42707433 |  |  | 5102-33700 | SJS-MRI | 15 | IU | Active
SJS1151 | P10123 | -Pm Device Using Mfg Procedure | Darren Eaton | DAEAT | EMPLOYEE | Y | 1 | 2 | 06/01/2024 | 10/04/2023 | 3 | M | SJS | SJS | MRI Infusion 2nd Channel | 28-063 | Infusion Pumps, Multitherapy, Large Volume, MRI Safe/Conditional | 453885 | IRadimed Corp | 3861 | IR61101356 |  |  | 5102-33700 | SJS-MRI | 20 | IU | Active
SJS1152 | P10123 | -Pm Device Using Mfg Procedure | Darren Eaton | DAEAT | EMPLOYEE | Y | 1 | 2 | 06/01/2024 | 10/04/2023 | 3 | M | SJS | SJS | MRI Infusion System | 28-063 | Infusion Pumps, Multitherapy, Large Volume, MRI Safe/Conditional | 453885 | IRadimed Corp | 3860+ | IR60102082 |  |  | 5102-33700 | SJS-MRI | 20 | IU | Active
SJS1153 | P10123 | -Pm Device Using Mfg Procedure | Darren Eaton | DAEAT | EMPLOYEE | Y | 1 | 0.7 | 06/01/2024 | 10/27/2023 | 6 | M | SJS | SJS | MRI Wireless Remote Control | 31-196 | Controllers, Infusion Pump, Remote | 453885 | IRadimed Corp | 3865 | IR65101114 |  |  | 5102-33700 | SJS-MRI | 20 | IU | Active
SJS1154 | PANSEI | Annual Servo i Servo s PM | Gerson Colon | 94805 | EMPLOYEE | Y | 1 | 2.5 | 03/01/2025 | 03/01/2024 | 1 | M | SJS | SJS | ICU Ventilator | 17-429 | Ventilators, Intensive Care | 456817 | MAQUET Medical Systems USA | SERVO i | 77552 |  |  | 5102-35000 | SJS-Respiratory Care Services | 40 | LS | High Risk
SJS1154 | PHOCH | Hour Check | Gerson Colon | 94805 | EMPLOYEE | C | 99999 | 0.1 | 10/06/2014 |  | 1 | M | SJS | SJS | ICU Ventilator | 17-429 | Ventilators, Intensive Care | 456817 | MAQUET Medical Systems USA | SERVO i | 77552 |  |  | 5102-35000 | SJS-Respiratory Care Services | 40 | LS | High Risk
SJS1155 | PRPPM | RPT PM | Gerson Colon | 94805 | EMPLOYEE | Y | 1 | 0.5 | 03/01/2025 | 03/01/2024 | 2 | M | SJS | SJS | 4x 15A 15ft Cord HGPower Strip | 34-504 | Electrical Power Strips | 106890 | Tripp Lite | PS-415-HG-OEM | NSNBC125835 |  |  | 5102-35000 | SJS-Respiratory Care Services | 13 | IU | Active
SJS1155 | PRTINI | RPT Initial Inspection | Gerson Colon | 94805 | EMPLOYEE | I | 1 | 1 | 08/23/2017 | 09/01/2017 | 1 | M | SJS | SJS | 4x 15A 15ft Cord HGPower Strip | 34-504 | Electrical Power Strips | 106890 | Tripp Lite | PS-415-HG-OEM | NSNBC125835 |  |  | 5102-35000 | SJS-Respiratory Care Services | 13 | IU | Active
SJS1157 | PMOPHM | Monitors, Physiologic, Multipurpose | Twanna Hardy | TWLUK | EMPLOYEE | Y | 1 | 0.5 | 04/01/2024 | 04/20/2023 | 2 | M | SJS | SJS | Bedside Physiologic Monitor | 20-171 | Monitors, Physiologic, Multipurpose, Bedside, Modular | 440964 | GE Healthcare Technologies | B650 v1 | SEW15054826HA |  |  | 5102-88570 | SJS-Clinical Engineering | 15 | IU | Active
SJS1161 | PGEANP | GE ANNUAL PDM | Gerson Colon | 94805 | EMPLOYEE | Y | 1 | 0.5 | 09/01/2024 | 09/07/2023 | 2 | M | SJS | SJS | Patient Data Module | 20-784 | Physiologic Monitor Modules, Multiparameter | 440964 | GE Healthcare Technologies | 2016793-003 | SA314368762GA | PDMTN | PDM 1 | 5102-20100 | SJS-Anesthesiology | 29 | IU | Active
SJS1162 | P10123 | -Pm Device Using Mfg Procedure | Gil Matos | GIMAT | EMPLOYEE | Y | 1 | 1 | 12/01/2024 | 11/30/2023 | 2 | M | SJS | SJS | EKG Mulitchannel Interp | 16-231 | Electrocardiographs, Multichannel, Interpretive | 440964 | GE Healthcare Technologies | MAC 5500HD | SKJ16341263PA |  |  | 5102-12213 | SJS-Med/Surg/Tele Overflow 3North | 16 | IU | Active
SJS1164 | P80CAA | 8015 CareFusion Alaris Pump | Darren Eaton | DAEAT | EMPLOYEE | Y | 2 | 1 | 08/01/2025 | 01/03/2024 | 6 | M | SJS | SJS | Pump Control Unit 5.7 Screen | 26-655 | Controllers, Infusion Pump Systems, Programmable | 378348 | BD | 8015LS | 14191323 | LVP | Alaris 2 | 5102-12225 | SJS-Med/Surg Unit I 4West | 20 | IU | Active
SJS1165 | P81CAA | 8100 CareFusion Alaris Pump | Darren Eaton | DAEAT | EMPLOYEE | Y | 1 | 0.75 | 08/01/2024 | 12/01/2023 | 6 | M | SJS | SJS | Large Volume Pump Module | 13-215 | Infusion Pumps, Multitherapy | 378348 | BD | 8100 | 14200129 | LVP | Alaris 2 | 5102-23100 | SJS-Emergency Service | 20 | IU | Active
SJS1166 | P81CAA | 8100 CareFusion Alaris Pump | Darren Eaton | DAEAT | EMPLOYEE | Y | 1 | 0.75 | 08/01/2024 | 09/01/2023 | 6 | M | SJS | SJS | Large Volume Pump Module | 13-215 | Infusion Pumps, Multitherapy | 378348 | BD | 8100 | 14200143 | PCU | Alaris 1 | 5102-13100 | SJS-Intensive Care Unit I | 20 | IU | Active
SJS1167 | P81CAA | 8100 CareFusion Alaris Pump | Darren Eaton | DAEAT | EMPLOYEE | Y | 1 | 0.75 | 08/01/2024 | 12/04/2023 | 6 | M | SJS | SJS | Large Volume Pump Module | 13-215 | Infusion Pumps, Multitherapy | 378348 | BD | 8100 | 14309008 | LVP | Alaris 2 | 5102-12210 | SJS-Med/Surg Unit II 4East | 20 | IU | Active
SJS1168 | P80CAA | 8015 CareFusion Alaris Pump | Darren Eaton | DAEAT | EMPLOYEE | Y | 2 | 1 | 08/01/2025 | 12/22/2023 | 6 | M | SJS | SJS | Pump Control Unit 5.7 Screen | 26-655 | Controllers, Infusion Pump Systems, Programmable | 378348 | BD | 8015LS | 14331429 | LVP | Alaris 2 | 5102-13100 | SJS-Intensive Care Unit I | 21 | IU | Active
SJS1169 | P81CAA | 8100 CareFusion Alaris Pump | Gerson Colon | 94805 | EMPLOYEE | Y | 1 | 0.75 | 08/01/2024 | 10/11/2023 | 6 | M | SJS | SJS | Large Volume Pump Module | 13-215 | Infusion Pumps, Multitherapy | 378348 | BD | 8100 | 14556448 | PCU | Alaris 1 | 5102-22100 | SJS-Labor & Delivery | 20 | IU | Active
SJS1170 | P81CAA | 8100 CareFusion Alaris Pump | Darren Eaton | DAEAT | EMPLOYEE | Y | 1 | 0.75 | 08/01/2024 | 11/17/2023 | 6 | M | SJS | SJS | Large Volume Pump Module | 13-215 | Infusion Pumps, Multitherapy | 378348 | BD | 8100 | 14200461 | LVP | Alaris 2 | 5102-12225 | SJS-Med/Surg Unit I 4West | 20 | IU | Active
SJS1171 | P80CAA | 8015 CareFusion Alaris Pump | Darren Eaton | DAEAT | EMPLOYEE | Y | 2 | 1 | 08/01/2025 | 11/08/2023 | 6 | M | SJS | SJS | Pump Control Unit 5.7 Screen | 26-655 | Controllers, Infusion Pump Systems, Programmable | 378348 | BD | 8015LS | 14244595 | PCU | Alaris 1 | 5102-33020 | SJS-Imaging Central Ops | 20 | IU | Active
SJS1172 | P81CAA | 8100 CareFusion Alaris Pump | Darren Eaton | DAEAT | EMPLOYEE | Y | 1 | 0.75 | 08/01/2024 | 11/27/2023 | 6 | M | SJS | SJS | Large Volume Pump Module | 13-215 | Infusion Pumps, Multitherapy | 378348 | BD | 8100 | 14199805 | LVP | Alaris 2 | 5102-12225 | SJS-Med/Surg Unit I 4West | 20 | IU | Active
SJS1173 | P81CAA | 8100 CareFusion Alaris Pump | Darren Eaton | DAEAT | EMPLOYEE | Y | 1 | 0.75 | 08/01/2024 | 10/23/2023 | 6 | M | SJS | SJS | Large Volume Pump Module | 13-215 | Infusion Pumps, Multitherapy | 378348 | BD | 8100 | 14200473 | LVP | Alaris 2 | 5102-12225 | SJS-Med/Surg Unit I 4West | 20 | IU | Active
SJS1175 | P81CAA | 8100 CareFusion Alaris Pump | Darren Eaton | DAEAT | EMPLOYEE | Y | 1 | 0.75 | 08/01/2024 | 11/06/2023 | 6 | M | SJS | SJS | Large Volume Pump Module | 13-215 | Infusion Pumps, Multitherapy | 378348 | BD | 8100 | 14200116 | PCU | Alaris 1 | 5102-13100 | SJS-Intensive Care Unit I | 20 | IU | Active
SJS1176 | P80CAA | 8015 CareFusion Alaris Pump | Gil Matos | GIMAT | EMPLOYEE | Y | 2 | 1 | 08/01/2025 | 12/14/2023 | 6 | M | SJS | SJS | Pump Control Unit 5.7 Screen | 26-655 | Controllers, Infusion Pump Systems, Programmable | 378348 | BD | 8015LS | 14605735 | LVP | Alaris 2 | 5102-12213 | SJS-Med/Surg/Tele Overflow 3North | 20 | IU | Active
SJS1177 | P80CAA | 8015 CareFusion Alaris Pump | Gil Matos | GIMAT | EMPLOYEE | Y | 2 | 1 | 08/01/2025 | 12/07/2023 | 6 | M | SJS | SJS | Pump Control Unit 5.7 Screen | 26-655 | Controllers, Infusion Pump Systems, Programmable | 378348 | BD | 8015LS | 14190597 | ALATM | Alaris 3 | 5102-21500 | SJS-PACU | 21 | IU | Active
SJS1178 | P80CAA | 8015 CareFusion Alaris Pump | Gerson Colon | 94805 | EMPLOYEE | Y | 2 | 1 | 08/01/2025 | 01/26/2024 | 6 | M | SJS | SJS | Pump Control Unit 5.7 Screen | 26-655 | Controllers, Infusion Pump Systems, Programmable | 378348 | BD | 8015LS | 14245657 | PCU | Alaris 1 | 5102-20100 | SJS-Anesthesiology | 33 | IU | Active
SJS1180 | P80CAA | 8015 CareFusion Alaris Pump | Gil Matos | GIMAT | EMPLOYEE | Y | 2 | 1 | 08/01/2025 | 08/21/2023 | 6 | M | SJS | SJS | Pump Control Unit 5.7 Screen | 26-655 | Controllers, Infusion Pump Systems, Programmable | 378348 | BD | 8015LS | 14574141 | ALATM | Alaris 3 | 5102-22100 | SJS-Labor & Delivery | 21 | IU | Active
SJS1181 | P80CAA | 8015 CareFusion Alaris Pump | Gil Matos | GIMAT | EMPLOYEE | Y | 2 | 1 | 08/01/2025 | 10/26/2023 | 6 | M | SJS | SJS | Pump Control Unit 5.7 Screen | 26-655 | Controllers, Infusion Pump Systems, Programmable | 378348 | BD | 8015LS | 14134404 | ALATM | Alaris 3 | 5102-12210 | SJS-Med/Surg Unit II 4East | 20 | IU | Active
SJS1182 | P80CAA | 8015 CareFusion Alaris Pump | Gil Matos | GIMAT | EMPLOYEE | Y | 2 | 1 | 08/01/2025 | 12/11/2023 | 6 | M | SJS | SJS | Pump Control Unit 5.7 Screen | 26-655 | Controllers, Infusion Pump Systems, Programmable | 378348 | BD | 8015LS | 14676396 | LVP | Alaris 2 | 5102-12213 | SJS-Med/Surg/Tele Overflow 3North | 20 | IU | Active
SJS1184 | P81CAA | 8100 CareFusion Alaris Pump | Darren Eaton | DAEAT | EMPLOYEE | Y | 1 | 0.75 | 08/01/2024 | 10/12/2023 | 6 | M | SJS | SJS | Large Volume Pump Module | 13-215 | Infusion Pumps, Multitherapy | 378348 | BD | 8100 | 14201020 | PCU | Alaris 1 | 5102-13100 | SJS-Intensive Care Unit I | 20 | IU | Active
SJS1185 | P81CAA | 8100 CareFusion Alaris Pump | Darren Eaton | DAEAT | EMPLOYEE | Y | 1 | 0.75 | 08/01/2024 | 10/23/2023 | 6 | M | SJS | SJS | Large Volume Pump Module | 13-215 | Infusion Pumps, Multitherapy | 378348 | BD | 8100 | 14201563 | LVP | Alaris 2 | 5102-23100 | SJS-Emergency Service | 20 | IU | Active
SJS1186 | P80CAA | 8015 CareFusion Alaris Pump | Gerson Colon | 94805 | EMPLOYEE | Y | 2 | 1 | 08/01/2025 | 12/18/2023 | 6 | M | SJS | SJS | Pump Control Unit 5.7 Screen | 26-655 | Controllers, Infusion Pump Systems, Programmable | 378348 | BD | 8015LS | 14157247 | PCU | Alaris 1 | 5102-23100 | SJS-Emergency Service | 21 | IU | Active
SJS1187 | P81CAA | 8100 CareFusion Alaris Pump | Gerson Colon | 94805 | EMPLOYEE | Y | 1 | 0.75 | 08/01/2024 | 10/30/2023 | 6 | M | SJS | SJS | Large Volume Pump Module | 13-215 | Infusion Pumps, Multitherapy | 378348 | BD | 8100 | 14201167 | PCU | Alaris 1 | 5102-16527 | SJS-Mother/Baby Unit | 20 | IU | Active
SJS1188 | P10123 | -Pm Device Using Mfg Procedure | Gerson Colon | 94805 | EMPLOYEE | Y | 1 | 0.75 | 03/01/2025 | 03/01/2024 | 2 | M | SJS | SJS | Positve/Negative Pressure Unit | 20-742 | Positive Airway Pressure Units | 454161 | Philips Respironics | 1098160 | 0033475 |  |  | 5102-35000 | SJS-Respiratory Care Services | 12 | IU | Active
SJS1189 | P81CAA | 8100 CareFusion Alaris Pump | Darren Eaton | DAEAT | EMPLOYEE | Y | 1 | 0.75 | 08/01/2024 | 11/22/2023 | 6 | M | SJS | SJS | Large Volume Pump Module | 13-215 | Infusion Pumps, Multitherapy | 378348 | BD | 8100 | 14200275 | PCU | Alaris 1 | 5102-13100 | SJS-Intensive Care Unit I | 20 | IU | Active
SJS1190 | P-PDEU | LP20/LP20e Pm Device Using Mfg Procedure | Twanna Hardy | TWLUK | EMPLOYEE | Y | 1 | 0.75 | 07/01/2024 | 07/28/2022 | 1 | M | SJS | SJS | LP20e Defibrillator/Pacer | 17-882B | Defibrillator/Pacemakers, External, Biphasic | 452575 | Physio-Control Inc | LP20E | 42792878 |  |  | 5102-85400 | SJS-Materials Mgmt Purch (Sys Au) | 40 | LS | High Risk
SJS1190 | P2YEBA | LP20 2 Year Battery Replacement and PM | Twanna Hardy | TWLUK | EMPLOYEE | Y | 2 | 1 | 07/01/2025 | 07/26/2021 | 1 | M | SJS | SJS | LP20e Defibrillator/Pacer | 17-882B | Defibrillator/Pacemakers, External, Biphasic | 452575 | Physio-Control Inc | LP20E | 42792878 |  |  | 5102-85400 | SJS-Materials Mgmt Purch (Sys Au) | 40 | LS | High Risk
SJS1190 | PLP5YE | LP20 5 Year Coin Battery Replacement | Twanna Hardy | TWLUK | EMPLOYEE | Y | 5 | 1.6 | 07/01/2028 | 06/30/2023 | 1 | M | SJS | SJS | LP20e Defibrillator/Pacer | 17-882B | Defibrillator/Pacemakers, External, Biphasic | 452575 | Physio-Control Inc | LP20E | 42792878 |  |  | 5102-85400 | SJS-Materials Mgmt Purch (Sys Au) | 40 | LS | High Risk
SJS1194 | P--ORS | --- OR Safety Inspection --- | Darren Eaton | DAEAT | EMPLOYEE | M | 6 | 0.25 | 04/01/2024 | 02/23/2024 | 2 | M | SJS | SJS | Monitor, Video | 16-603 | Monitors, Video | E10028 | ELO Touchsystems | ET2200L-8CWA-0-BG-G | C143023061 |  |  | 5102-21100 | SJS-Surgery | 22 | IU | Active
SJS1195 | P--ORS | --- OR Safety Inspection --- | Gerson Colon | 94805 | EMPLOYEE | M | 6 | 0.25 | 04/01/2024 | 08/30/2023 | 2 | M | SJS | SJS | Video Digital Capture ENDO | 20-465 | Digitizer/Recorder, Video | 107536 | Stryker Endoscopy | 0240-060-100 | 14F048024 | ORSTRY | OR STRYKER | 5102-21100 | SJS-Surgery | 29 | IU | Active
SJS1195 | P10123 | -Pm Device Using Mfg Procedure | Gerson Colon | 94805 | EMPLOYEE | Y | 1 | 0.5 | 10/01/2024 | 09/15/2023 | 2 | M | SJS | SJS | Video Digital Capture ENDO | 20-465 | Digitizer/Recorder, Video | 107536 | Stryker Endoscopy | 0240-060-100 | 14F048024 | ORSTRY | OR STRYKER | 5102-21100 | SJS-Surgery | 29 | IU | Active
SJS1197 | P--ORS | --- OR Safety Inspection --- | Gerson Colon | 94805 | EMPLOYEE | M | 6 | 0.25 | 04/01/2024 | 08/22/2023 | 2 | M | SJS | SJS | OR Integration System | 20-388 | Automation Systems, Operating Room | 452594 | Stryker Communications | 0678-001-200 | 14E003234 | ORSTRY | OR STRYKER | 5102-21100 | SJS-Surgery | 25 | IU | Active
SJS1197 | P10123 | -Pm Device Using Mfg Procedure | Gerson Colon | 94805 | EMPLOYEE | Y | 1 | 0.5 | 10/01/2024 | 10/18/2023 | 2 | M | SJS | SJS | OR Integration System | 20-388 | Automation Systems, Operating Room | 452594 | Stryker Communications | 0678-001-200 | 14E003234 | ORSTRY | OR STRYKER | 5102-21100 | SJS-Surgery | 25 | IU | Active
SJS1198 | P104 | Light, Surgical, Ceiling Mounted. | Gerson Colon | 94805 | EMPLOYEE | M | 6 | 0.3 | 04/01/2024 | 10/18/2023 | 2 | M | SJS | SJS | Surgical Light with Camera | 12-282 | Lights, Surgical | 452594 | Stryker Communications | 0682-000-204LED | 100000000072134 | ORSTRY | OR STRYKER | 5102-21100 | SJS-Surgery | 25 | IU | Active
SJS1199 | P104 | Light, Surgical, Ceiling Mounted. | Gerson Colon | 94805 | EMPLOYEE | M | 6 | 0.3 | 04/01/2024 | 10/18/2023 | 2 | M | SJS | SJS | Surgical Light with Camera | 12-282 | Lights, Surgical | 452594 | Stryker Communications | 0682-000-205LED | 100000000071177 | ORSTRY | OR STRYKER | 5102-21100 | SJS-Surgery | 25 | IU | Active
SJS1200 | P10123 | -Pm Device Using Mfg Procedure | Gerson Colon | 94805 | EMPLOYEE | M | 6 | 0.5 | 04/01/2024 | 10/18/2023 | 2 | M | SJS | SJS | 26 in LED Video Monitor | 34-403 | Monitors, Video, High-Definition, Medical Image, Endoscopic | 107536 | Stryker Endoscopy | 0240-031-020 | VPD264E0283 | ORSTRY | OR STRYKER | 5102-21100 | SJS-Surgery | 18 | IU | Active
SJS1201 | P10123 | -Pm Device Using Mfg Procedure | Gerson Colon | 94805 | EMPLOYEE | M | 6 | 0.5 | 04/01/2024 | 10/18/2023 | 2 | M | SJS | SJS | 26 in LED Video Monitor | 34-403 | Monitors, Video, High-Definition, Medical Image, Endoscopic | 107536 | Stryker Endoscopy | 0240-031-020 | VPD264E0279 | ORSTRY | OR STRYKER | 5102-21100 | SJS-Surgery | 18 | IU | Active
SJS1202 | P-SAGP | -Service Agreement PM | Gerson Colon | 94805 | EMPLOYEE | Y | 1 | 0.5 | 03/01/2025 | 03/01/2024 | 1 | M | SJS | SJS | Vision System Cart | 18-600 | Telemanipulation Systems, Surgical, Minimally Invasive | 377602 | Intuitive Surgical Inc | VS4000 | SK0212 |  |  | 5102-21100 | SJS-Surgery | 40 | LS | High Risk
SJS1202 | P--ORS | --- OR Safety Inspection --- | Gerson Colon | 94805 | EMPLOYEE | M | 6 | 0.25 | 09/01/2024 | 09/05/2023 | 2 | M | SJS | SJS | Vision System Cart | 18-600 | Telemanipulation Systems, Surgical, Minimally Invasive | 377602 | Intuitive Surgical Inc | VS4000 | SK0212 |  |  | 5102-21100 | SJS-Surgery | 40 | LS | High Risk
SJS1203 | P-SAGP | -Service Agreement PM | Darren Eaton | DAEAT | EMPLOYEE | M | 6 | 0.5 | 09/01/2024 | 03/01/2024 | 2 | M | SJS | SJS | Rover Waste Management | 23-151 | Waste-Disposal Units, Liquid | 101991 | Stryker Instruments | 0703-001-000 | 1708614973 | ORSTRY | OR STRYKER | 5102-21100 | SJS-Surgery | 33 | IU | Active
SJS1205 | P80CAA | 8015 CareFusion Alaris Pump | Gil Matos | GIMAT | EMPLOYEE | Y | 2 | 1 | 08/01/2025 | 12/13/2023 | 6 | M | SJS | SJS | Pump Control Unit 5.7 Screen | 26-655 | Controllers, Infusion Pump Systems, Programmable | 378348 | BD | 8015LS | 14189472 | ALATM | Alaris 3 | 5102-22100 | SJS-Labor & Delivery | 21 | IU | Active
SJS1206 | P81CAA | 8100 CareFusion Alaris Pump | Gerson Colon | 94805 | EMPLOYEE | Y | 1 | 0.75 | 08/01/2024 | 11/14/2023 | 6 | M | SJS | SJS | Large Volume Pump Module | 13-215 | Infusion Pumps, Multitherapy | 378348 | BD | 8100 | 14201559 | PCU | Alaris 1 | 5102-22100 | SJS-Labor & Delivery | 20 | IU | Active
SJS1207 | P-PDEU | LP20/LP20e Pm Device Using Mfg Procedure | Twanna Hardy | TWLUK | EMPLOYEE | Y | 1 | 0.75 | 07/01/2024 | 07/28/2022 | 1 | M | SJS | SJS | LP20e Defibrillator/Pacer | 17-882B | Defibrillator/Pacemakers, External, Biphasic | 452575 | Physio-Control Inc | LP20E | 43183074 |  |  | 5102-85400 | SJS-Materials Mgmt Purch (Sys Au) | 40 | LS | High Risk
SJS1207 | P2YEBA | LP20 2 Year Battery Replacement and PM | Twanna Hardy | TWLUK | EMPLOYEE | Y | 2 | 1 | 07/01/2025 | 07/23/2021 | 1 | M | SJS | SJS | LP20e Defibrillator/Pacer | 17-882B | Defibrillator/Pacemakers, External, Biphasic | 452575 | Physio-Control Inc | LP20E | 43183074 |  |  | 5102-85400 | SJS-Materials Mgmt Purch (Sys Au) | 40 | LS | High Risk
SJS1207 | PLP5YE | LP20 5 Year Coin Battery Replacement | Twanna Hardy | TWLUK | EMPLOYEE | Y | 5 | 1.6 | 07/01/2028 | 07/18/2023 | 1 | M | SJS | SJS | LP20e Defibrillator/Pacer | 17-882B | Defibrillator/Pacemakers, External, Biphasic | 452575 | Physio-Control Inc | LP20E | 43183074 |  |  | 5102-85400 | SJS-Materials Mgmt Purch (Sys Au) | 40 | LS | High Risk
SJS1208 | PANCAE | Annual Care E Vac 3 PM | Twanna Hardy | TWLUK | EMPLOYEE | Y | 1 | 0.5 | 07/01/2024 | 08/22/2023 | 2 | M | SJS | SJS | Portable Suction | 27-657 | Aspirators, Airway | 452041 | Ohio Medical Corp | 758000 | CDR0715 |  |  | 5102-85400 | SJS-Materials Mgmt Purch (Sys Au) | 12 | IU | Active
SJS1208 | P3YEB1 | 3 Year Battery Replacement and Annual Care E Vac 3 PM | Twanna Hardy | TWLUK | EMPLOYEE | Y | 3 | 1.2 | 07/01/2024 |  | 2 | M | SJS | SJS | Portable Suction | 27-657 | Aspirators, Airway | 452041 | Ohio Medical Corp | 758000 | CDR0715 |  |  | 5102-85400 | SJS-Materials Mgmt Purch (Sys Au) | 12 | IU | Active
SJS1209 | P-PDEU | LP20/LP20e Pm Device Using Mfg Procedure | Twanna Hardy | TWLUK | EMPLOYEE | Y | 1 | 0.75 | 07/01/2024 | 07/07/2022 | 1 | M | SJS | SJS | LP20e Defibrillator/Pacer | 17-882B | Defibrillator/Pacemakers, External, Biphasic | 452575 | Physio-Control Inc | LP20E | 42795790 |  |  | 5102-85400 | SJS-Materials Mgmt Purch (Sys Au) | 40 | LS | High Risk
SJS1209 | P2YEBA | LP20 2 Year Battery Replacement and PM | Twanna Hardy | TWLUK | EMPLOYEE | Y | 2 | 1 | 07/01/2025 | 08/23/2021 | 1 | M | SJS | SJS | LP20e Defibrillator/Pacer | 17-882B | Defibrillator/Pacemakers, External, Biphasic | 452575 | Physio-Control Inc | LP20E | 42795790 |  |  | 5102-85400 | SJS-Materials Mgmt Purch (Sys Au) | 40 | LS | High Risk
SJS1209 | PLP5YE | LP20 5 Year Coin Battery Replacement | Twanna Hardy | TWLUK | EMPLOYEE | Y | 5 | 1.6 | 07/01/2028 | 07/19/2023 | 1 | M | SJS | SJS | LP20e Defibrillator/Pacer | 17-882B | Defibrillator/Pacemakers, External, Biphasic | 452575 | Physio-Control Inc | LP20E | 42795790 |  |  | 5102-85400 | SJS-Materials Mgmt Purch (Sys Au) | 40 | LS | High Risk
SJS1211 | P81CAA | 8100 CareFusion Alaris Pump | Gerson Colon | 94805 | EMPLOYEE | Y | 1 | 0.75 | 08/01/2024 | 11/06/2023 | 6 | M | SJS | SJS | Large Volume Pump Module | 13-215 | Infusion Pumps, Multitherapy | 378348 | BD | 8100 | 14200126 | PCU | Alaris 1 | 5102-16527 | SJS-Mother/Baby Unit | 20 | IU | Active
SJS1212 | P80CAA | 8015 CareFusion Alaris Pump | Darren Eaton | DAEAT | EMPLOYEE | Y | 2 | 1 | 08/01/2025 | 12/28/2023 | 6 | M | SJS | SJS | Pump Control Unit 5.7 Screen | 26-655 | Controllers, Infusion Pump Systems, Programmable | 378348 | BD | 8015LS | 14191377 | LVP | Alaris 2 | 5102-16527 | SJS-Mother/Baby Unit | 20 | IU | Active
SJS1213 | P81CAA | 8100 CareFusion Alaris Pump | Gerson Colon | 94805 | EMPLOYEE | Y | 1 | 0.75 | 08/01/2024 | 10/25/2023 | 6 | M | SJS | SJS | Large Volume Pump Module | 13-215 | Infusion Pumps, Multitherapy | 378348 | BD | 8100 | 14587322 | PCU | Alaris 1 | 5102-10000 | SJS-Nursing Administration | 20 | IU | Active
SJS1214 | P81CAA | 8100 CareFusion Alaris Pump | Gerson Colon | 94805 | EMPLOYEE | Y | 1 | 0.75 | 08/01/2024 | 07/31/2023 | 6 | M | SJS | SJS | Large Volume Pump Module | 13-215 | Infusion Pumps, Multitherapy | 378348 | BD | 8100 | 14587336 | PCU | Alaris 1 | 5102-10000 | SJS-Nursing Administration | 20 | IU | Active
SJS1215 | P81CAA | 8100 CareFusion Alaris Pump | Gerson Colon | 94805 | EMPLOYEE | Y | 1 | 0.75 | 08/01/2024 | 12/08/2023 | 6 | M | SJS | SJS | Large Volume Pump Module | 13-215 | Infusion Pumps, Multitherapy | 378348 | BD | 8100 | 14587249 | PCU | Alaris 1 | 5102-10000 | SJS-Nursing Administration | 20 | IU | Active
SJS1216 | P81CAA | 8100 CareFusion Alaris Pump | Darren Eaton | DAEAT | EMPLOYEE | Y | 1 | 0.75 | 08/01/2024 | 11/15/2023 | 6 | M | SJS | SJS | Large Volume Pump Module | 13-215 | Infusion Pumps, Multitherapy | 378348 | BD | 8100 | 14200124 | PCU | Alaris 1 | 5102-13100 | SJS-Intensive Care Unit I | 20 | IU | Active
SJS1217 | P81CAA | 8100 CareFusion Alaris Pump | Darren Eaton | DAEAT | EMPLOYEE | Y | 1 | 0.75 | 08/01/2024 | 07/31/2023 | 6 | M | SJS | SJS | Large Volume Pump Module | 13-215 | Infusion Pumps, Multitherapy | 378348 | BD | 8100 | 14200123 | LVP | Alaris 2 | 5102-12225 | SJS-Med/Surg Unit I 4West | 20 | IU | Active
SJS1218 | P81CAA | 8100 CareFusion Alaris Pump | Darren Eaton | DAEAT | EMPLOYEE | Y | 1 | 0.75 | 08/01/2024 | 10/24/2023 | 6 | M | SJS | SJS | Large Volume Pump Module | 13-215 | Infusion Pumps, Multitherapy | 378348 | BD | 8100 | 14199815 | LVP | Alaris 2 | 5102-23100 | SJS-Emergency Service | 20 | IU | Active
SJS1219 | P81CAA | 8100 CareFusion Alaris Pump | Twanna Hardy | TWLUK | EMPLOYEE | Y | 1 | 0.75 | 08/01/2024 | 09/22/2023 | 6 | M | SJS | SJS | Large Volume Pump Module | 13-215 | Infusion Pumps, Multitherapy | 378348 | BD | 8100 | 14141113 | PCU | Alaris 1 | 5102-12213 | SJS-Med/Surg/Tele Overflow 3North | 20 | IU | Active
SJS1220 | P81CAA | 8100 CareFusion Alaris Pump | Darren Eaton | DAEAT | EMPLOYEE | Y | 1 | 0.75 | 08/01/2024 | 11/22/2023 | 6 | M | SJS | SJS | Large Volume Pump Module | 13-215 | Infusion Pumps, Multitherapy | 378348 | BD | 8100 | 14200251 | LVP | Alaris 2 | 5102-30695 | SJS-Interventional Services | 20 | IU | Active
SJS1221 | P80CAA | 8015 CareFusion Alaris Pump | Gerson Colon | 94805 | EMPLOYEE | Y | 2 | 1 | 08/01/2025 | 10/26/2023 | 6 | M | SJS | SJS | Pump Control Unit 5.7 Screen | 26-655 | Controllers, Infusion Pump Systems, Programmable | 378348 | BD | 8015LS | 14190734 | PCU | Alaris 1 | 5102-23100 | SJS-Emergency Service | 21 | IU | Active
SJS1222 | P81CAA | 8100 CareFusion Alaris Pump | Gerson Colon | 94805 | EMPLOYEE | Y | 1 | 0.75 | 08/01/2024 | 10/31/2023 | 6 | M | SJS | SJS | Large Volume Pump Module | 13-215 | Infusion Pumps, Multitherapy | 378348 | BD | 8100 | 14201121 | PCU | Alaris 1 | 5102-16527 | SJS-Mother/Baby Unit | 20 | IU | Active
SJS1223 | P81CAA | 8100 CareFusion Alaris Pump | Twanna Hardy | TWLUK | EMPLOYEE | Y | 1 | 0.75 | 08/01/2024 | 11/02/2023 | 6 | M | SJS | SJS | Large Volume Pump Module | 13-215 | Infusion Pumps, Multitherapy | 378348 | BD | 8100 | 14718012 | PCU | Alaris 1 | 5102-12213 | SJS-Med/Surg/Tele Overflow 3North | 20 | IU | Active
SJS1224 | P10123 | -Pm Device Using Mfg Procedure | Gil Matos | GIMAT | EMPLOYEE | Y | 1 | 0.75 | 06/01/2024 | 08/31/2023 | 6 | M | SJS | SJS | EtCO2 Module IV Pump | 20-776 | Physiologic Monitor Modules, Exhaled Carbon Dioxide | 378348 | BD | 8300 | 14193647 | ALARIS | Alaris 8300 | 5102-21500 | SJS-PACU | 16 | IU | Active
SJS1225 | P81CAA | 8100 CareFusion Alaris Pump | Twanna Hardy | TWLUK | EMPLOYEE | Y | 1 | 0.75 | 08/01/2024 | 12/08/2023 | 6 | M | SJS | SJS | Large Volume Pump Module | 13-215 | Infusion Pumps, Multitherapy | 378348 | BD | 8100 | 14143288 | PCU | Alaris 1 | 5102-12213 | SJS-Med/Surg/Tele Overflow 3North | 20 | IU | Active
SJS1226 | P81CAA | 8100 CareFusion Alaris Pump | Gerson Colon | 94805 | EMPLOYEE | Y | 1 | 0.75 | 08/01/2024 | 08/08/2023 | 6 | M | SJS | SJS | Large Volume Pump Module | 13-215 | Infusion Pumps, Multitherapy | 378348 | BD | 8100 | 14199845 | PCU | Alaris 1 | 5102-22100 | SJS-Labor & Delivery | 20 | IU | Active
SJS1227 | P80CAA | 8015 CareFusion Alaris Pump | Darren Eaton | DAEAT | EMPLOYEE | Y | 2 | 1 | 08/01/2025 | 01/04/2024 | 6 | M | SJS | SJS | Pump Control Unit 5.7 Screen | 26-655 | Controllers, Infusion Pump Systems, Programmable | 378348 | BD | 8015LS | 14191152 | LVP | Alaris 2 | 5102-13100 | SJS-Intensive Care Unit I | 21 | IU | Active
SJS1229 | P81CAA | 8100 CareFusion Alaris Pump | Gil Matos | GIMAT | EMPLOYEE | Y | 1 | 0.75 | 08/01/2024 | 10/26/2023 | 6 | M | SJS | SJS | Large Volume Pump Module | 13-215 | Infusion Pumps, Multitherapy | 378348 | BD | 8100 | 14201637 | PCU | Alaris 1 | 5102-21500 | SJS-PACU | 20 | IU | Active
SJS1230 | P80CAA | 8015 CareFusion Alaris Pump | Darren Eaton | DAEAT | EMPLOYEE | Y | 2 | 1 | 08/01/2025 | 12/13/2023 | 6 | M | SJS | SJS | Pump Control Unit 5.7 Screen | 26-655 | Controllers, Infusion Pump Systems, Programmable | 378348 | BD | 8015LS | 14191312 | LVP | Alaris 2 | 5102-12225 | SJS-Med/Surg Unit I 4West | 20 | IU | Active
SJS1231 | P81CAA | 8100 CareFusion Alaris Pump | Gerson Colon | 94805 | EMPLOYEE | Y | 1 | 0.75 | 08/01/2024 | 11/10/2023 | 6 | M | SJS | SJS | Large Volume Pump Module | 13-215 | Infusion Pumps, Multitherapy | 378348 | BD | 8100 | 14200190 | PCU | Alaris 1 | 5102-16527 | SJS-Mother/Baby Unit | 20 | IU | Active
SJS1232 | P80CAA | 8015 CareFusion Alaris Pump | Darren Eaton | DAEAT | EMPLOYEE | Y | 2 | 1 | 08/01/2025 | 12/19/2023 | 6 | M | SJS | SJS | Pump Control Unit 5.7 Screen | 26-655 | Controllers, Infusion Pump Systems, Programmable | 378348 | BD | 8015LS | 14191438 | LVP | Alaris 2 | 5102-16527 | SJS-Mother/Baby Unit | 20 | IU | Active
SJS1233 | P81CAA | 8100 CareFusion Alaris Pump | Darren Eaton | DAEAT | EMPLOYEE | Y | 1 | 0.75 | 08/01/2024 | 11/21/2023 | 6 | M | SJS | SJS | Large Volume Pump Module | 13-215 | Infusion Pumps, Multitherapy | 378348 | BD | 8100 | 14201139 | PCU | Alaris 1 | 5102-13100 | SJS-Intensive Care Unit I | 20 | IU | Active
SJS1234 | P81CAA | 8100 CareFusion Alaris Pump | Darren Eaton | DAEAT | EMPLOYEE | Y | 1 | 0.75 | 08/01/2024 | 11/27/2023 | 6 | M | SJS | SJS | Large Volume Pump Module | 13-215 | Infusion Pumps, Multitherapy | 378348 | BD | 8100 | 14200842 | PCU | Alaris 1 | 5102-13100 | SJS-Intensive Care Unit I | 20 | IU | Active
SJS1235 | P80CAA | 8015 CareFusion Alaris Pump | Darren Eaton | DAEAT | EMPLOYEE | Y | 2 | 1 | 08/01/2025 | 11/08/2023 | 6 | M | SJS | SJS | Pump Control Unit 5.7 Screen | 26-655 | Controllers, Infusion Pump Systems, Programmable | 378348 | BD | 8015LS | 14191426 | LVP | Alaris 2 | 5102-12225 | SJS-Med/Surg Unit I 4West | 20 | IU | Active
SJS1236 | P81CAA | 8100 CareFusion Alaris Pump | Darren Eaton | DAEAT | EMPLOYEE | Y | 1 | 0.75 | 08/01/2024 | 11/14/2023 | 6 | M | SJS | SJS | Large Volume Pump Module | 13-215 | Infusion Pumps, Multitherapy | 378348 | BD | 8100 | 14142214 | LVP | Alaris 2 | 5102-12210 | SJS-Med/Surg Unit II 4East | 20 | IU | Active
SJS1237 | P80CAA | 8015 CareFusion Alaris Pump | Gerson Colon | 94805 | EMPLOYEE | Y | 2 | 1 | 08/01/2025 | 10/12/2023 | 6 | M | SJS | SJS | Pump Control Unit 5.7 Screen | 26-655 | Controllers, Infusion Pump Systems, Programmable | 378348 | BD | 8015LS | 14244399 | PCU | Alaris 1 | 5102-20100 | SJS-Anesthesiology | 33 | IU | Active
SJS1238 | P81CAA | 8100 CareFusion Alaris Pump | Darren Eaton | DAEAT | EMPLOYEE | Y | 1 | 0.75 | 08/01/2024 | 11/09/2023 | 6 | M | SJS | SJS | Large Volume Pump Module | 13-215 | Infusion Pumps, Multitherapy | 378348 | BD | 8100 | 14200460 | PCU | Alaris 1 | 5102-13100 | SJS-Intensive Care Unit I | 20 | IU | Active
SJS1239 | P80CAA | 8015 CareFusion Alaris Pump | Gerson Colon | 94805 | EMPLOYEE | Y | 2 | 1 | 08/01/2025 | 12/13/2023 | 6 | M | SJS | SJS | Pump Control Unit 5.7 Screen | 26-655 | Controllers, Infusion Pump Systems, Programmable | 378348 | BD | 8015LS | 14244682 | PCU | Alaris 1 | 5102-20100 | SJS-Anesthesiology | 33 | IU | Active
SJS1240 | P81CAA | 8100 CareFusion Alaris Pump | Darren Eaton | DAEAT | EMPLOYEE | Y | 1 | 0.75 | 08/01/2024 | 10/02/2023 | 6 | M | SJS | SJS | Large Volume Pump Module | 13-215 | Infusion Pumps, Multitherapy | 378348 | BD | 8100 | 14516086 | LVP | Alaris 2 | 5102-37250 | SJS-Outpatient Infusion Therapy | 20 | IU | Active
SJS1241 | P81CAA | 8100 CareFusion Alaris Pump | Twanna Hardy | TWLUK | EMPLOYEE | Y | 1 | 0.75 | 08/01/2024 | 08/29/2023 | 6 | M | SJS | SJS | Large Volume Pump Module | 13-215 | Infusion Pumps, Multitherapy | 378348 | BD | 8100 | 14718110 | PCU | Alaris 1 | 5102-12213 | SJS-Med/Surg/Tele Overflow 3North | 20 | IU | Active
SJS1242 | P81CAA | 8100 CareFusion Alaris Pump | Twanna Hardy | TWLUK | EMPLOYEE | Y | 1 | 0.75 | 08/01/2024 | 10/09/2023 | 6 | M | SJS | SJS | Large Volume Pump Module | 13-215 | Infusion Pumps, Multitherapy | 378348 | BD | 8100 | 14718111 | PCU | Alaris 1 | 5102-12213 | SJS-Med/Surg/Tele Overflow 3North | 20 | IU | Active
SJS1243 | P81CAA | 8100 CareFusion Alaris Pump | Darren Eaton | DAEAT | EMPLOYEE | Y | 1 | 0.75 | 08/01/2024 | 11/16/2023 | 6 | M | SJS | SJS | Large Volume Pump Module | 13-215 | Infusion Pumps, Multitherapy | 378348 | BD | 8100 | 14142377 | LVP | Alaris 2 | 5102-12210 | SJS-Med/Surg Unit II 4East | 20 | IU | Active
SJS1244 | P81CAA | 8100 CareFusion Alaris Pump | Darren Eaton | DAEAT | EMPLOYEE | Y | 1 | 0.75 | 08/01/2024 | 11/22/2023 | 6 | M | SJS | SJS | Large Volume Pump Module | 13-215 | Infusion Pumps, Multitherapy | 378348 | BD | 8100 | 14200439 | LVP | Alaris 2 | 5102-12225 | SJS-Med/Surg Unit I 4West | 20 | IU | Active
SJS1245 | P80CAA | 8015 CareFusion Alaris Pump | Gerson Colon | 94805 | EMPLOYEE | Y | 2 | 1 | 08/01/2025 | 01/04/2024 | 6 | M | SJS | SJS | Pump Control Unit 5.7 Screen | 26-655 | Controllers, Infusion Pump Systems, Programmable | 378348 | BD | 8015LS | 14191314 | PCU | Alaris 1 | 5102-23100 | SJS-Emergency Service | 21 | IU | Active
SJS1246 | P81CAA | 8100 CareFusion Alaris Pump | Darren Eaton | DAEAT | EMPLOYEE | Y | 1 | 0.75 | 08/01/2024 | 10/11/2023 | 6 | M | SJS | SJS | Large Volume Pump Module | 13-215 | Infusion Pumps, Multitherapy | 378348 | BD | 8100 | 14201803 | LVP | Alaris 2 | 5102-23100 | SJS-Emergency Service | 20 | IU | Active
SJS1247 | P81CAA | 8100 CareFusion Alaris Pump | Gerson Colon | 94805 | EMPLOYEE | Y | 1 | 0.75 | 08/01/2024 | 11/01/2023 | 6 | M | SJS | SJS | Large Volume Pump Module | 13-215 | Infusion Pumps, Multitherapy | 378348 | BD | 8100 | 14200160 | PCU | Alaris 1 | 5102-22100 | SJS-Labor & Delivery | 20 | IU | Active
SJS1248 | P81CAA | 8100 CareFusion Alaris Pump | Gerson Colon | 94805 | EMPLOYEE | Y | 1 | 0.75 | 08/01/2024 | 10/26/2023 | 6 | M | SJS | SJS | Large Volume Pump Module | 13-215 | Infusion Pumps, Multitherapy | 378348 | BD | 8100 | 14200141 | PCU | Alaris 1 | 5102-22100 | SJS-Labor & Delivery | 20 | IU | Active
SJS1249 | P81CAA | 8100 CareFusion Alaris Pump | Darren Eaton | DAEAT | EMPLOYEE | Y | 1 | 0.75 | 08/01/2024 | 08/30/2023 | 6 | M | SJS | SJS | Large Volume Pump Module | 13-215 | Infusion Pumps, Multitherapy | 378348 | BD | 8100 | 14200758 | PCU | Alaris 1 | 5102-13100 | SJS-Intensive Care Unit I | 20 | IU | Active
SJS1250 | P81CAA | 8100 CareFusion Alaris Pump | Darren Eaton | DAEAT | EMPLOYEE | Y | 1 | 0.75 | 08/01/2024 | 12/08/2023 | 6 | M | SJS | SJS | Large Volume Pump Module | 13-215 | Infusion Pumps, Multitherapy | 378348 | BD | 8100 | 14306459 | LVP | Alaris 2 | 5102-12210 | SJS-Med/Surg Unit II 4East | 20 | IU | Active
SJS1251 | P80CAA | 8015 CareFusion Alaris Pump | Gil Matos | GIMAT | EMPLOYEE | Y | 2 | 1 | 08/01/2025 | 12/19/2023 | 6 | M | SJS | SJS | Pump Control Unit 5.7 Screen | 26-655 | Controllers, Infusion Pump Systems, Programmable | 378348 | BD | 8015LS | 14574039 | ALATM | Alaris 3 | 5102-22100 | SJS-Labor & Delivery | 21 | IU | Active
SJS1252 | P81CAA | 8100 CareFusion Alaris Pump | Darren Eaton | DAEAT | EMPLOYEE | Y | 1 | 0.75 | 08/01/2024 | 11/01/2023 | 6 | M | SJS | SJS | Large Volume Pump Module | 13-215 | Infusion Pumps, Multitherapy | 378348 | BD | 8100 | 14515967 | LVP | Alaris 2 | 5102-37250 | SJS-Outpatient Infusion Therapy | 20 | IU | Active
SJS1253 | P80CAA | 8015 CareFusion Alaris Pump | Gerson Colon | 94805 | EMPLOYEE | Y | 2 | 1 | 08/01/2025 | 10/10/2023 | 6 | M | SJS | SJS | Pump Control Unit 5.7 Screen | 26-655 | Controllers, Infusion Pump Systems, Programmable | 378348 | BD | 8015LS | 14304887 | PCU | Alaris 1 | 5102-88570 | SJS-Clinical Engineering | 20 | IU | Active
SJS1254 | P80CAA | 8015 CareFusion Alaris Pump | Gerson Colon | 94805 | EMPLOYEE | Y | 2 | 1 | 08/01/2025 | 11/08/2023 | 6 | M | SJS | SJS | Pump Control Unit 5.7 Screen | 26-655 | Controllers, Infusion Pump Systems, Programmable | 378348 | BD | 8015LS | 14190413 | ALATM | Alaris 3 | 5102-21355 | SJS-Preop Surgical | 21 | IU | Active
SJS1255 | P81CAA | 8100 CareFusion Alaris Pump | Darren Eaton | DAEAT | EMPLOYEE | Y | 1 | 0.75 | 08/01/2024 | 01/02/2024 | 6 | M | SJS | SJS | Large Volume Pump Module | 13-215 | Infusion Pumps, Multitherapy | 378348 | BD | 8100 | 14200296 | LVP | Alaris 2 | 5102-23100 | SJS-Emergency Service | 20 | IU | Active
SJS1256 | P80CAA | 8015 CareFusion Alaris Pump | Darren Eaton | DAEAT | EMPLOYEE | Y | 2 | 1 | 08/01/2025 | 11/02/2023 | 6 | M | SJS | SJS | Pump Control Unit 5.7 Screen | 26-655 | Controllers, Infusion Pump Systems, Programmable | 378348 | BD | 8015LS | 14190983 | LVP | Alaris 2 | 5102-13100 | SJS-Intensive Care Unit I | 21 | IU | Active
SJS1257 | P81CAA | 8100 CareFusion Alaris Pump | Darren Eaton | DAEAT | EMPLOYEE | Y | 1 | 0.75 | 08/01/2024 | 09/05/2023 | 6 | M | SJS | SJS | Large Volume Pump Module | 13-215 | Infusion Pumps, Multitherapy | 378348 | BD | 8100 | 14324686 | PCU | Alaris 1 | 5102-13100 | SJS-Intensive Care Unit I | 20 | IU | Active
SJS1258 | P80CAA | 8015 CareFusion Alaris Pump | Gerson Colon | 94805 | EMPLOYEE | Y | 2 | 1 | 08/01/2025 | 11/02/2023 | 6 | M | SJS | SJS | Pump Control Unit 5.7 Screen | 26-655 | Controllers, Infusion Pump Systems, Programmable | 378348 | BD | 8015LS | 14245690 | PCU | Alaris 1 | 5102-20100 | SJS-Anesthesiology | 33 | IU | Active
SJS1259 | P81CAA | 8100 CareFusion Alaris Pump | Gil Matos | GIMAT | EMPLOYEE | Y | 1 | 0.75 | 08/01/2024 | 11/17/2023 | 6 | M | SJS | SJS | Large Volume Pump Module | 13-215 | Infusion Pumps, Multitherapy | 378348 | BD | 8100 | 14201506 | PCU | Alaris 1 | 5102-21500 | SJS-PACU | 20 | IU | Active
SJS1260 | P81CAA | 8100 CareFusion Alaris Pump | Darren Eaton | DAEAT | EMPLOYEE | Y | 1 | 0.75 | 08/01/2024 | 10/26/2023 | 6 | M | SJS | SJS | Large Volume Pump Module | 13-215 | Infusion Pumps, Multitherapy | 378348 | BD | 8100 | 14201932 | LVP | Alaris 2 | 5102-23100 | SJS-Emergency Service | 20 | IU | Active
SJS1261 | P81CAA | 8100 CareFusion Alaris Pump | Twanna Hardy | TWLUK | EMPLOYEE | Y | 1 | 0.75 | 08/01/2024 | 10/30/2023 | 6 | M | SJS | SJS | Large Volume Pump Module | 13-215 | Infusion Pumps, Multitherapy | 378348 | BD | 8100 | 14718072 | PCU | Alaris 1 | 5102-12213 | SJS-Med/Surg/Tele Overflow 3North | 20 | IU | Active
SJS1262 | P81CAA | 8100 CareFusion Alaris Pump | Darren Eaton | DAEAT | EMPLOYEE | Y | 1 | 0.75 | 08/01/2024 | 08/16/2023 | 6 | M | SJS | SJS | Large Volume Pump Module | 13-215 | Infusion Pumps, Multitherapy | 378348 | BD | 8100 | 14200140 | LVP | Alaris 2 | 5102-12225 | SJS-Med/Surg Unit I 4West | 20 | IU | Active
SJS1263 | P81CAA | 8100 CareFusion Alaris Pump | Twanna Hardy | TWLUK | EMPLOYEE | Y | 1 | 0.75 | 08/01/2024 | 08/22/2023 | 6 | M | SJS | SJS | Large Volume Pump Module | 13-215 | Infusion Pumps, Multitherapy | 378348 | BD | 8100 | 14142793 | PCU | Alaris 1 | 5102-12213 | SJS-Med/Surg/Tele Overflow 3North | 20 | IU | Active
SJS1264 | P81CAA | 8100 CareFusion Alaris Pump | Gerson Colon | 94805 | EMPLOYEE | Y | 1 | 0.75 | 08/01/2024 | 11/29/2023 | 6 | M | SJS | SJS | Large Volume Pump Module | 13-215 | Infusion Pumps, Multitherapy | 378348 | BD | 8100 | 14200158 | PCU | Alaris 1 | 5102-16527 | SJS-Mother/Baby Unit | 20 | IU | Active
SJS1265 | P80CAA | 8015 CareFusion Alaris Pump | Gerson Colon | 94805 | EMPLOYEE | Y | 2 | 1 | 08/01/2025 | 10/11/2023 | 6 | M | SJS | SJS | Pump Control Unit 5.7 Screen | 26-655 | Controllers, Infusion Pump Systems, Programmable | 378348 | BD | 8015LS | 14156180 | PCU | Alaris 1 | 5102-23100 | SJS-Emergency Service | 21 | IU | Active
SJS1266 | P81CAA | 8100 CareFusion Alaris Pump | Gil Matos | GIMAT | EMPLOYEE | Y | 1 | 0.75 | 08/01/2024 | 11/01/2023 | 6 | M | SJS | SJS | Large Volume Pump Module | 13-215 | Infusion Pumps, Multitherapy | 378348 | BD | 8100 | 14201068 | PCU | Alaris 1 | 5102-21500 | SJS-PACU | 20 | IU | Active
SJS1267 | P81CAA | 8100 CareFusion Alaris Pump | Darren Eaton | DAEAT | EMPLOYEE | Y | 1 | 0.75 | 08/01/2024 | 11/21/2023 | 6 | M | SJS | SJS | Large Volume Pump Module | 13-215 | Infusion Pumps, Multitherapy | 378348 | BD | 8100 | 14516029 | LVP | Alaris 2 | 5102-37250 | SJS-Outpatient Infusion Therapy | 20 | IU | Active
SJS1268 | P80CAA | 8015 CareFusion Alaris Pump | Darren Eaton | DAEAT | EMPLOYEE | Y | 2 | 1 | 08/01/2025 | 01/03/2024 | 6 | M | SJS | SJS | Pump Control Unit 5.7 Screen | 26-655 | Controllers, Infusion Pump Systems, Programmable | 378348 | BD | 8015LS | 14191432 | LVP | Alaris 2 | 5102-12225 | SJS-Med/Surg Unit I 4West | 20 | IU | Active
SJS1269 | P81CAA | 8100 CareFusion Alaris Pump | Twanna Hardy | TWLUK | EMPLOYEE | Y | 1 | 0.75 | 08/01/2024 | 12/08/2023 | 6 | M | SJS | SJS | Large Volume Pump Module | 13-215 | Infusion Pumps, Multitherapy | 378348 | BD | 8100 | 15089729 | ALATM | Alaris 3 | 5102-21100 | SJS-Surgery | 33 | IU | Active
SJS1270 | P81CAA | 8100 CareFusion Alaris Pump | Darren Eaton | DAEAT | EMPLOYEE | Y | 1 | 0.75 | 08/01/2024 | 10/31/2023 | 6 | M | SJS | SJS | Large Volume Pump Module | 13-215 | Infusion Pumps, Multitherapy | 378348 | BD | 8100 | 14142343 | LVP | Alaris 2 | 5102-12210 | SJS-Med/Surg Unit II 4East | 20 | IU | Active
SJS1271 | P80CAA | 8015 CareFusion Alaris Pump | Gerson Colon | 94805 | EMPLOYEE | Y | 2 | 1 | 08/01/2025 | 01/03/2024 | 6 | M | SJS | SJS | Pump Control Unit 5.7 Screen | 26-655 | Controllers, Infusion Pump Systems, Programmable | 378348 | BD | 8015LS | 14156322 | PCU | Alaris 1 | 5102-23100 | SJS-Emergency Service | 21 | IU | Active
SJS1272 | P81CAA | 8100 CareFusion Alaris Pump | Gerson Colon | 94805 | EMPLOYEE | Y | 1 | 0.75 | 08/01/2024 | 10/17/2023 | 6 | M | SJS | SJS | Large Volume Pump Module | 13-215 | Infusion Pumps, Multitherapy | 378348 | BD | 8100 | 14557633 | PCU | Alaris 1 | 5102-22100 | SJS-Labor & Delivery | 20 | IU | Active
SJS1273 | P81CAA | 8100 CareFusion Alaris Pump | Darren Eaton | DAEAT | EMPLOYEE | Y | 1 | 0.75 | 08/01/2024 | 11/01/2023 | 6 | M | SJS | SJS | Large Volume Pump Module | 13-215 | Infusion Pumps, Multitherapy | 378348 | BD | 8100 | 14200153 | LVP | Alaris 2 | 5102-12210 | SJS-Med/Surg Unit II 4East | 20 | IU | Active
SJS1274 | P80CAA | 8015 CareFusion Alaris Pump | Gil Matos | GIMAT | EMPLOYEE | Y | 2 | 1 | 08/01/2025 | 10/06/2023 | 6 | M | SJS | SJS | Pump Control Unit 5.7 Screen | 26-655 | Controllers, Infusion Pump Systems, Programmable | 378348 | BD | 8015LS | 14191229 | ALATM | Alaris 3 | 5102-21500 | SJS-PACU | 21 | IU | Active
SJS1275 | P81CAA | 8100 CareFusion Alaris Pump | Twanna Hardy | TWLUK | EMPLOYEE | Y | 1 | 0.75 | 08/01/2024 | 08/17/2023 | 6 | M | SJS | SJS | Large Volume Pump Module | 13-215 | Infusion Pumps, Multitherapy | 378348 | BD | 8100 | 14141063 | PCU | Alaris 1 | 5102-12213 | SJS-Med/Surg/Tele Overflow 3North | 20 | IU | Active
SJS1276 | P81CAA | 8100 CareFusion Alaris Pump | Gerson Colon | 94805 | EMPLOYEE | Y | 1 | 0.75 | 08/01/2024 | 10/31/2023 | 6 | M | SJS | SJS | Large Volume Pump Module | 13-215 | Infusion Pumps, Multitherapy | 378348 | BD | 8100 | 14200536 | PCU | Alaris 1 | 5102-16527 | SJS-Mother/Baby Unit | 20 | IU | Active
SJS1277 | P80CAA | 8015 CareFusion Alaris Pump | Gil Matos | GIMAT | EMPLOYEE | Y | 2 | 1 | 08/01/2025 | 12/28/2023 | 6 | M | SJS | SJS | Pump Control Unit 5.7 Screen | 26-655 | Controllers, Infusion Pump Systems, Programmable | 378348 | BD | 8015LS | 14546733 | ALATM | Alaris 3 | 5102-37250 | SJS-Outpatient Infusion Therapy | 20 | IU | Active
SJS1278 | P81CAA | 8100 CareFusion Alaris Pump | Darren Eaton | DAEAT | EMPLOYEE | Y | 1 | 0.75 | 08/01/2024 | 08/25/2023 | 6 | M | SJS | SJS | Large Volume Pump Module | 13-215 | Infusion Pumps, Multitherapy | 378348 | BD | 8100 | 14307237 | LVP | Alaris 2 | 5102-12210 | SJS-Med/Surg Unit II 4East | 20 | IU | Active
SJS1279 | P81CAA | 8100 CareFusion Alaris Pump | Gerson Colon | 94805 | EMPLOYEE | Y | 1 | 0.75 | 08/01/2024 | 09/22/2023 | 6 | M | SJS | SJS | Large Volume Pump Module | 13-215 | Infusion Pumps, Multitherapy | 378348 | BD | 8100 | 14200625 | PCU | Alaris 1 | 5102-16527 | SJS-Mother/Baby Unit | 20 | IU | Active
SJS1280 | P80CAA | 8015 CareFusion Alaris Pump | Twanna Hardy | TWLUK | EMPLOYEE | Y | 2 | 1 | 08/01/2025 | 01/04/2024 | 6 | M | SJS | SJS | Pump Control Unit 5.7 Screen | 26-655 | Controllers, Infusion Pump Systems, Programmable | 378348 | BD | 8015LS | 14244646 | ALATM | Alaris 3 | 5102-12213 | SJS-Med/Surg/Tele Overflow 3North | 20 | IU | Active
SJS1281 | P81CAA | 8100 CareFusion Alaris Pump | Darren Eaton | DAEAT | EMPLOYEE | Y | 1 | 0.75 | 08/01/2024 | 07/31/2023 | 6 | M | SJS | SJS | Large Volume Pump Module | 13-215 | Infusion Pumps, Multitherapy | 378348 | BD | 8100 | 14201083 | LVP | Alaris 2 | 5102-12225 | SJS-Med/Surg Unit I 4West | 20 | IU | Active
SJS1283 | P102 | Light Source, Fiberoptic | Gerson Colon | 94805 | EMPLOYEE | Y | 1 | 0.6 | 04/01/2024 | 05/19/2023 | 2 | M | SJS | SJS | Xenon Light Source, Endo | 36-171 | Light Sources, Endoscope, Fiberoptic Cable | 276750 | Olympus America Inc | CLV-190 | 74577343 |  |  | 5102-21221 | SJS-Endoscopy | 25 | IU | Active
SJS1283 | P--ORS | --- OR Safety Inspection --- | Gerson Colon | 94805 | EMPLOYEE | M | 6 | 0.25 | 04/01/2024 | 10/17/2023 | 2 | M | SJS | SJS | Xenon Light Source, Endo | 36-171 | Light Sources, Endoscope, Fiberoptic Cable | 276750 | Olympus America Inc | CLV-190 | 74577343 |  |  | 5102-21221 | SJS-Endoscopy | 25 | IU | Active
SJS1284 | P10123 | -Pm Device Using Mfg Procedure | Gerson Colon | 94805 | EMPLOYEE | Y | 1 | 0.5 | 04/01/2024 | 05/05/2023 | 2 | M | SJS | SJS | Video Processor, Endo | 18-034 | Image Processors, Video, Endoscopy | 276750 | Olympus America Inc | CV-190 | 7408895 |  |  | 5102-21221 | SJS-Endoscopy | 25 | IU | Active
SJS1284 | P--ORS | --- OR Safety Inspection --- | Gerson Colon | 94805 | EMPLOYEE | M | 6 | 0.25 | 04/01/2024 | 10/17/2023 | 2 | M | SJS | SJS | Video Processor, Endo | 18-034 | Image Processors, Video, Endoscopy | 276750 | Olympus America Inc | CV-190 | 7408895 |  |  | 5102-21221 | SJS-Endoscopy | 25 | IU | Active
SJS1286 | P10123 | -Pm Device Using Mfg Procedure | Gerson Colon | 94805 | EMPLOYEE | Y | 1 | 0.5 | 04/01/2024 |  | 2 | M | SJS | SJS | Endoscope Flushing Pump | 13-192 | Pumps | 276750 | Olympus America Inc | OFP-2 | 21421092 |  |  | 5102-21221 | SJS-Endoscopy | 26 | IU | Active
SJS1287 | P--ORS | --- OR Safety Inspection --- | Gerson Colon | 94805 | EMPLOYEE | M | 6 | 0.25 | 04/01/2024 | 10/10/2023 | 2 | M | SJS | SJS | LCD HD Video Monitor | 16-603 | Monitors, Video | 276750 | Olympus America Inc | OEV-262H | 7417415 |  |  | 5102-21221 | SJS-Endoscopy | 18 | IU | Active
SJS1288 | P126 | Monitor, ECG. | Gerson Colon | 94805 | EMPLOYEE | M | 6 | 0.5 | 08/01/2024 | 01/29/2024 | 2 | M | SJS | SJS | Video Monitor Display | 16-603 | Monitors, Video | 440964 | GE Healthcare Technologies | D19KT | DTO231K3478 |  |  | 5102-30695 | SJS-Interventional Services | 05 | IU | Active
SJS1290 | P10123 | -Pm Device Using Mfg Procedure | Gerson Colon | 94805 | EMPLOYEE | Y | 1 | 0.5 | 04/01/2024 | 05/31/2023 | 2 | M | SJS | SJS | Mobile Suction High Vac | 10-217 | Aspirators, Surgical | 103640 | Medela Inc | 600 2607 | 1603308 |  |  | 5102-21221 | SJS-Endoscopy | 33 | IU | Active
SJS1291 | PMOPHM | Monitors, Physiologic, Multipurpose | Gerson Colon | 94805 | EMPLOYEE | Y | 1 | 0.5 | 04/01/2024 | 04/19/2023 | 2 | M | SJS | SJS | Bedside Physiologic Monitor | 20-171 | Monitors, Physiologic, Multipurpose, Bedside, Modular | 440964 | GE Healthcare Technologies | B450 | SJA14473687HA |  |  | 5102-21221 | SJS-Endoscopy | 29 | IU | Active
SJS1291 | P--ORS | --- OR Safety Inspection --- | Gerson Colon | 94805 | EMPLOYEE | M | 6 | 0.25 | 04/01/2024 | 10/16/2023 | 2 | M | SJS | SJS | Bedside Physiologic Monitor | 20-171 | Monitors, Physiologic, Multipurpose, Bedside, Modular | 440964 | GE Healthcare Technologies | B450 | SJA14473687HA |  |  | 5102-21221 | SJS-Endoscopy | 29 | IU | Active
SJS1292 | PGEANP | GE ANNUAL PDM | Gil Matos | GIMAT | EMPLOYEE | Y | 1 | 0.5 | 09/01/2024 | 09/05/2023 | 2 | M | SJS | SJS | Patient Data Module | 20-784 | Physiologic Monitor Modules, Multiparameter | 440964 | GE Healthcare Technologies | 2016793-003 | SA314483805GA | PDMGC | PDM 3 | 5102-21221 | SJS-Endoscopy | 29 | IU | Active
SJS1293 | PDAOHG | GE E-miniC Respiratory Single-width Airway Module | Gerson Colon | 94805 | EMPLOYEE | Y | 1 | 1.5 | 04/01/2024 | 03/20/2023 | 2 | M | SJS | SJS | Gas Module | 20-776 | Physiologic Monitor Modules, Exhaled Carbon Dioxide | 440964 | GE Healthcare Technologies | E-MiniC-00 | 7200238 |  |  | 5102-21221 | SJS-Endoscopy | 29 | IU | Active
SJS1295 | P69 | Electrosurgical Unit, General Purpose -Esu-. | Twanna Hardy | TWLUK | EMPLOYEE | Y | 1 | 1 | 02/01/2025 | 03/14/2024 | 2 | M | SJS | SJS | Electrosurgical Unit | 18-231 | Electrosurgical Units, Monopolar/Bipolar | 452305 | Covidien Valleylab Div Covidie | FORCE FX-CS | S4G14334AX |  |  | 5102-22100 | SJS-Labor & Delivery | 33 | IU | Active
SJS1295 | P--ORS | --- OR Safety Inspection --- | Twanna Hardy | TWLUK | EMPLOYEE | M | 6 | 0.25 | 08/01/2024 | 09/21/2023 | 2 | M | SJS | SJS | Electrosurgical Unit | 18-231 | Electrosurgical Units, Monopolar/Bipolar | 452305 | Covidien Valleylab Div Covidie | FORCE FX-CS | S4G14334AX |  |  | 5102-22100 | SJS-Labor & Delivery | 33 | IU | Active
SJS1297 | P104 | Light, Surgical, Ceiling Mounted. | Twanna Hardy | TWLUK | EMPLOYEE | M | 6 | 0.3 | 08/01/2024 | 01/29/2024 | 2 | M | SJS | SJS | Surgical Light with Camera | 12-282 | Lights, Surgical | 452594 | Stryker Communications | 0682-000-204LED | 100000000072132 | DELWO1 | SJS-LABOR & DELIVERY WOR March | 5102-22100 | SJS-Labor & Delivery | 25 | IU | Active
SJS1298 | P104 | Light, Surgical, Ceiling Mounted. | Twanna Hardy | TWLUK | EMPLOYEE | M | 6 | 0.6 | 08/01/2024 | 01/29/2024 | 2 | M | SJS | SJS | Surgical Light with Camera | 12-282 | Lights, Surgical | 452594 | Stryker Communications | 0682-000-204LED | 100000000155433 | DELWO1 | SJS-LABOR & DELIVERY WOR March | 5102-22100 | SJS-Labor & Delivery | 13 | IU | Active
SJS1299 | P-VPM | -Vendor PM | Twanna Hardy | TWLUK | EMPLOYEE | Y | 1 | 0.5 | 04/01/2024 | 03/27/2023 | 2 | M | SJS | SJS | Surgical Table | 13-961 | Tables, Operating | 452594 | Stryker Communications | D850 | 3501110-V-10772 | DELWO1 | SJS-LABOR & DELIVERY WOR March | 5102-22100 | SJS-Labor & Delivery | 26 | IU | Active
SJS1299 | P--ORS | --- OR Safety Inspection --- | Twanna Hardy | TWLUK | EMPLOYEE | M | 6 | 0.25 | 04/01/2024 | 10/20/2023 | 2 | M | SJS | SJS | Surgical Table | 13-961 | Tables, Operating | 452594 | Stryker Communications | D850 | 3501110-V-10772 | DELWO1 | SJS-LABOR & DELIVERY WOR March | 5102-22100 | SJS-Labor & Delivery | 26 | IU | Active
SJS1300 | P10123 | -Pm Device Using Mfg Procedure | Twanna Hardy | TWLUK | EMPLOYEE | Y | 1 | 0.8 | 02/01/2025 | 01/29/2024 | 2 | M | SJS | SJS | Antepartum Fetal Monitor | 34-428 | Monitors, Physiologic, Fetal | 439946 | GE Healthcare USA | 174 | SAS15043872PAS |  |  | 5102-22100 | SJS-Labor & Delivery | 16 | IU | Active
SJS1301 | PGEAN2 | GE Annual E-sCAiO | Darren Eaton | DAEAT | EMPLOYEE | Y | 1 | 1 | 02/01/2025 |  | 2 | M | SJS | SJS | Airway Gas Module w/Agent Id | 20-778 | Physiologic Monitor Modules, Anesthetic Gas | 440964 | GE Healthcare Technologies | E-sCAiO-00 | SGV14496592HA |  |  | 5102-20100 | SJS-Anesthesiology | 29 | IU | Active
SJS1301 | PGE4Y2 | GE 4 YEAR E-sCAiO | Darren Eaton | DAEAT | EMPLOYEE | Y | 4 | 1.5 | 02/01/2028 | 01/29/2024 | 2 | M | SJS | SJS | Airway Gas Module w/Agent Id | 20-778 | Physiologic Monitor Modules, Anesthetic Gas | 440964 | GE Healthcare Technologies | E-sCAiO-00 | SGV14496592HA |  |  | 5102-20100 | SJS-Anesthesiology | 29 | IU | Active
SJS1302 | P--ORS | --- OR Safety Inspection --- | Twanna Hardy | TWLUK | EMPLOYEE | M | 6 | 0.25 | 08/01/2024 | 01/29/2024 | 2 | M | SJS | SJS | Equipment Boom System | 22-613 | Facility Booms, Ceiling-Mounted | 452594 | Stryker Communications | FLEXiS | 04902314702045 | DELWO1 | SJS-LABOR & DELIVERY WOR March | 5102-22100 | SJS-Labor & Delivery | 25 | IU | Active
SJS1303 | P--ORS | --- OR Safety Inspection --- | Twanna Hardy | TWLUK | EMPLOYEE | M | 6 | 0.25 | 08/01/2024 | 01/29/2024 | 2 | M | SJS | SJS | Endo Video Camera Console | 18-034 | Image Processors, Video, Endoscopy | 107536 | Stryker Endoscopy | 1488-010-000 | 14F041224 | DELWO1 | SJS-LABOR & DELIVERY WOR March | 5102-22100 | SJS-Labor & Delivery | 25 | IU | Active
SJS1304 | P10123 | -Pm Device Using Mfg Procedure | Twanna Hardy | TWLUK | EMPLOYEE | M | 6 | 0.5 | 08/01/2024 | 01/29/2024 | 2 | M | SJS | SJS | 26 in LED Video Monitor | 34-403 | Monitors, Video, High-Definition, Medical Image, Endoscopic | 107536 | Stryker Endoscopy | 0240-031-020 | VPD264E0278 | DELWO1 | SJS-LABOR & DELIVERY WOR March | 5102-22100 | SJS-Labor & Delivery | 18 | IU | Active
SJS1305 | P10123 | -Pm Device Using Mfg Procedure | Twanna Hardy | TWLUK | EMPLOYEE | M | 6 | 0.5 | 08/01/2024 | 01/29/2024 | 2 | M | SJS | SJS | 26 in LED Video Monitor | 34-403 | Monitors, Video, High-Definition, Medical Image, Endoscopic | 107536 | Stryker Endoscopy | 0240-031-020 | VPD264E0281 | DELWO1 | SJS-LABOR & DELIVERY WOR March | 5102-22100 | SJS-Labor & Delivery | 18 | IU | Active
SJS1306 | P--ORS | --- OR Safety Inspection --- | Twanna Hardy | TWLUK | EMPLOYEE | M | 6 | 0.25 | 08/01/2024 | 01/29/2024 | 2 | M | SJS | SJS | Equipment Boom System | 22-613 | Facility Booms, Ceiling-Mounted | 452594 | Stryker Communications | FLEXiS | 02902314702014 | DELWO1 | SJS-LABOR & DELIVERY WOR March | 5102-22100 | SJS-Labor & Delivery | 25 | IU | Active
SJS1308 | P102 | Light Source, Fiberoptic | Twanna Hardy | TWLUK | EMPLOYEE | Y | 1 | 0.6 | 02/01/2025 | 01/29/2024 | 2 | M | SJS | SJS | LED Endo Light Source | 36-171 | Light Sources, Endoscope, Fiberoptic Cable | 107536 | Stryker Endoscopy | 0220-210-000 | 14F031044 | DELWO1 | SJS-LABOR & DELIVERY WOR March | 5102-22100 | SJS-Labor & Delivery | 32 | IU | Active
SJS1308 | P--ORS | --- OR Safety Inspection --- | Twanna Hardy | TWLUK | EMPLOYEE | M | 6 | 0.25 | 08/01/2024 | 08/22/2023 | 2 | M | SJS | SJS | LED Endo Light Source | 36-171 | Light Sources, Endoscope, Fiberoptic Cable | 107536 | Stryker Endoscopy | 0220-210-000 | 14F031044 | DELWO1 | SJS-LABOR & DELIVERY WOR March | 5102-22100 | SJS-Labor & Delivery | 32 | IU | Active
SJS1309 | P-SAGP | -Service Agreement PM | Darren Eaton | DAEAT | EMPLOYEE | M | 6 | 0.5 | 09/01/2024 | 03/01/2024 | 2 | M | SJS | SJS | Docking Station Waste Managemt | 23-151 | Waste-Disposal Units, Liquid | 101991 | Stryker Instruments | 702-014-000 | 1414807023 | ORSTRY | OR STRYKER | 5102-21100 | SJS-Surgery | 33 | IU | Active
SJS1310 | P--ORS | --- OR Safety Inspection --- | Darren Eaton | DAEAT | EMPLOYEE | M | 6 | 0.25 | 08/01/2024 | 02/01/2024 | 2 | M | SJS | SJS | Video Monitor Display | 16-603 | Monitors, Video | 440964 | GE Healthcare Technologies | D19KT | DTO231K3505 |  |  | 5102-20100 | SJS-Anesthesiology | 18 | IU | Active
SJS1311 | P--ORS | --- OR Safety Inspection --- | Darren Eaton | DAEAT | EMPLOYEE | M | 6 | 0.25 | 08/01/2024 | 01/29/2024 | 2 | M | SJS | SJS | Digital Recorder/Printer | 22-852 | Printer/Graphic Recorders | 440964 | GE Healthcare Technologies | PRN-50-M | RPV14366647GA |  |  | 5102-20100 | SJS-Anesthesiology | 22 | IU | Active
SJS1312 | PMOPHM | Monitors, Physiologic, Multipurpose | Darren Eaton | DAEAT | EMPLOYEE | M | 6 | 0.75 | 08/01/2024 | 09/05/2023 | 2 | M | SJS | SJS | Acute Care Physiologic Monitor | 12-647 | Monitoring Systems, Physiologic, Acute Care | 440964 | GE Healthcare Technologies | B850 | SKA14375527GA |  |  | 5102-20100 | SJS-Anesthesiology | 29 | IU | Active
SJS1313 | PGEANP | GE ANNUAL PDM | Twanna Hardy | TWLUK | EMPLOYEE | Y | 1 | 0.5 | 09/01/2024 | 10/03/2023 | 2 | M | SJS | SJS | Patient Data Module | 20-784 | Physiologic Monitor Modules, Multiparameter | 440964 | GE Healthcare Technologies | 2016793-003 | SA314399261GA | PDMTN | PDM 1 | 5102-30695 | SJS-Interventional Services | 15 | IU | Active
SJS1314 | PGEAN2 | GE Annual E-sCAiO | Darren Eaton | DAEAT | EMPLOYEE | Y | 1 | 1 | 02/01/2025 |  | 2 | M | SJS | SJS | Airway Gas Module w/Agent Id | 20-778 | Physiologic Monitor Modules, Anesthetic Gas | 440964 | GE Healthcare Technologies | E-sCAiO-00 | SGV14496033HA |  |  | 5102-20100 | SJS-Anesthesiology | 29 | IU | Active
SJS1314 | PGE4Y2 | GE 4 YEAR E-sCAiO | Darren Eaton | DAEAT | EMPLOYEE | Y | 4 | 1.5 | 02/01/2028 | 01/29/2024 | 2 | M | SJS | SJS | Airway Gas Module w/Agent Id | 20-778 | Physiologic Monitor Modules, Anesthetic Gas | 440964 | GE Healthcare Technologies | E-sCAiO-00 | SGV14496033HA |  |  | 5102-20100 | SJS-Anesthesiology | 29 | IU | Active
SJS1315 | P10123 | -Pm Device Using Mfg Procedure | Gerson Colon | 94805 | EMPLOYEE | M | 6 | 0.5 | 04/01/2024 | 10/17/2023 | 2 | M | SJS | SJS | 26 in LED Video Monitor | 34-403 | Monitors, Video, High-Definition, Medical Image, Endoscopic | 107536 | Stryker Endoscopy | 0240-031-020 | VPD264E0276 | ORSTRY | OR STRYKER | 5102-21100 | SJS-Surgery | 18 | IU | Active
SJS1316 | P10123 | -Pm Device Using Mfg Procedure | Gerson Colon | 94805 | EMPLOYEE | M | 6 | 0.5 | 04/01/2024 | 10/17/2023 | 2 | M | SJS | SJS | 26 in LED Video Monitor | 34-403 | Monitors, Video, High-Definition, Medical Image, Endoscopic | 107536 | Stryker Endoscopy | 0240-031-020 | VPD264E0288 | ORSTRY | OR STRYKER | 5102-21100 | SJS-Surgery | 18 | IU | Active
SJS1318 | P10123 | -Pm Device Using Mfg Procedure | Darren Eaton | DAEAT | EMPLOYEE | M | 6 | 1 | 07/01/2024 | 01/10/2024 | 2 | M | SJS | SJS | Blanket Warmer | 10-414 | Warmers, Blanket | 331403 | MAC Medical Inc | DWC2424-TL-G-MB | 090914-706 |  |  | 5102-21100 | SJS-Surgery | 26 | IU | Active
SJS1319 | P10123 | -Pm Device Using Mfg Procedure | Gerson Colon | 94805 | EMPLOYEE | M | 6 | 1 | 07/01/2024 | 01/10/2024 | 2 | M | SJS | SJS | Blanket Warmer | 10-414 | Warmers, Blanket | 331403 | MAC Medical Inc | SWC1518-TL-G-MS | 030915-D02 |  |  | 5102-23100 | SJS-Emergency Service | 13 | IU | Active
SJS1320 | P-VPM | -Vendor PM | Gerson Colon | 94805 | EMPLOYEE | Y | 1 | 0.5 | 09/01/2024 | 11/06/2023 | 2 | M | SJS | SJS | Calibration Syringe 3L | 17-250 | Syringes, Plunger, Calibration, Spirometer/Pulmonary Function Analyzer | 102086 | A-M Systems Inc | 192800 | 109134 |  |  | 5102-35000 | SJS-Respiratory Care Services | 13 | IU | Active
SJS1321 | PANCAE | Annual Care E Vac 3 PM | Twanna Hardy | TWLUK | EMPLOYEE | Y | 1 | 0.5 | 07/01/2024 | 08/18/2023 | 2 | M | SJS | SJS | Portable Suction | 27-657 | Aspirators, Airway | 452041 | Ohio Medical Corp | 758000 | CDP0505 |  |  | 5102-85400 | SJS-Materials Mgmt Purch (Sys Au) | 12 | IU | Active
SJS1321 | P3YEB1 | 3 Year Battery Replacement and Annual Care E Vac 3 PM | Twanna Hardy | TWLUK | EMPLOYEE | Y | 3 | 1.2 | 07/01/2024 |  | 2 | M | SJS | SJS | Portable Suction | 27-657 | Aspirators, Airway | 452041 | Ohio Medical Corp | 758000 | CDP0505 |  |  | 5102-85400 | SJS-Materials Mgmt Purch (Sys Au) | 12 | IU | Active
SJS1322 | PANCAE | Annual Care E Vac 3 PM | Twanna Hardy | TWLUK | EMPLOYEE | Y | 1 | 0.5 | 07/01/2024 | 08/18/2023 | 2 | M | SJS | SJS | Portable Suction | 27-657 | Aspirators, Airway | 452041 | Ohio Medical Corp | 758000 | CDP0546 |  |  | 5102-85400 | SJS-Materials Mgmt Purch (Sys Au) | 12 | IU | Active
SJS1322 | P3YEB1 | 3 Year Battery Replacement and Annual Care E Vac 3 PM | Twanna Hardy | TWLUK | EMPLOYEE | Y | 3 | 1.2 | 07/01/2024 |  | 2 | M | SJS | SJS | Portable Suction | 27-657 | Aspirators, Airway | 452041 | Ohio Medical Corp | 758000 | CDP0546 |  |  | 5102-85400 | SJS-Materials Mgmt Purch (Sys Au) | 12 | IU | Active
SJS1323 | PANSEI | Annual Servo i Servo s PM | Gerson Colon | 94805 | EMPLOYEE | Y | 1 | 2.5 | 03/01/2025 | 03/11/2024 | 1 | M | SJS | SJS | ICU Ventilator | 17-429 | Ventilators, Intensive Care | 456817 | MAQUET Medical Systems USA | SERVO i | 77556 |  |  | 5102-35000 | SJS-Respiratory Care Services | 40 | LS | High Risk
SJS1323 | PHOCH | Hour Check | Gerson Colon | 94805 | EMPLOYEE | C | 99999 | 0.1 | 10/06/2014 |  | 1 | M | SJS | SJS | ICU Ventilator | 17-429 | Ventilators, Intensive Care | 456817 | MAQUET Medical Systems USA | SERVO i | 77556 |  |  | 5102-35000 | SJS-Respiratory Care Services | 40 | LS | High Risk
SJS1324 | PANSEI | Annual Servo i Servo s PM | Gerson Colon | 94805 | EMPLOYEE | Y | 1 | 2.5 | 03/01/2025 | 03/01/2024 | 1 | M | SJS | SJS | ICU Ventilator | 17-429 | Ventilators, Intensive Care | 456817 | MAQUET Medical Systems USA | SERVO i | 83380 |  |  | 5102-35000 | SJS-Respiratory Care Services | 40 | LS | High Risk
SJS1324 | PHOCH | Hour Check | Gerson Colon | 94805 | EMPLOYEE | C | 99999 | 0.1 | 04/25/2016 |  | 1 | M | SJS | SJS | ICU Ventilator | 17-429 | Ventilators, Intensive Care | 456817 | MAQUET Medical Systems USA | SERVO i | 83380 |  |  | 5102-35000 | SJS-Respiratory Care Services | 40 | LS | High Risk
SJS1326 | PANSEI | Annual Servo i Servo s PM | Gerson Colon | 94805 | EMPLOYEE | Y | 1 | 2.5 | 03/01/2025 | 03/12/2024 | 1 | M | SJS | SJS | ICU Ventilator | 17-429 | Ventilators, Intensive Care | 456817 | MAQUET Medical Systems USA | SERVO i | 77555 |  |  | 5102-35000 | SJS-Respiratory Care Services | 40 | LS | High Risk
SJS1326 | PHOCH | Hour Check | Gerson Colon | 94805 | EMPLOYEE | C | 99999 | 0.1 | 10/06/2014 |  | 1 | M | SJS | SJS | ICU Ventilator | 17-429 | Ventilators, Intensive Care | 456817 | MAQUET Medical Systems USA | SERVO i | 77555 |  |  | 5102-35000 | SJS-Respiratory Care Services | 40 | LS | High Risk
SJS1327 | PRPPM | RPT PM | Gerson Colon | 94805 | EMPLOYEE | Y | 1 | 0.5 | 03/01/2025 | 03/12/2024 | 2 | M | SJS | SJS | 4x 15A 15ft Cord HGPower Strip | 34-504 | Electrical Power Strips | 106890 | Tripp Lite | PS-415-HG-OEM | NSNBC125822 |  |  | 5102-35000 | SJS-Respiratory Care Services | 13 | IU | Active
SJS1327 | PRTINI | RPT Initial Inspection | Gerson Colon | 94805 | EMPLOYEE | I | 1 | 1 | 08/23/2017 | 09/01/2017 | 1 | M | SJS | SJS | 4x 15A 15ft Cord HGPower Strip | 34-504 | Electrical Power Strips | 106890 | Tripp Lite | PS-415-HG-OEM | NSNBC125822 |  |  | 5102-35000 | SJS-Respiratory Care Services | 13 | IU | Active
SJS1328 | P10123 | -Pm Device Using Mfg Procedure | Gerson Colon | 94805 | EMPLOYEE | Y | 1 | 0.5 | 03/01/2025 | 03/17/2023 | 1 | M | SJS | SJS | Disaster Portable Batt OP Vent | 17-423 | Ventilators, Portable | 105171 | Allied Healthcare Products Inc | EPV 200 | 201608020030 |  |  | 5102-35000 | SJS-Respiratory Care Services | 40 | LS | High Risk
SJS1328 | P2YRPM | 2 YR PM Device Using MFG Procedure | Gerson Colon | 94805 | EMPLOYEE | Y | 2 | 1 | 03/01/2026 | 03/15/2024 | 1 | M | SJS | SJS | Disaster Portable Batt OP Vent | 17-423 | Ventilators, Portable | 105171 | Allied Healthcare Products Inc | EPV 200 | 201608020030 |  |  | 5102-35000 | SJS-Respiratory Care Services | 40 | LS | High Risk
SJS1328 | P5YEMF | 5 Year MFG Overhaul | Gerson Colon | 94805 | EMPLOYEE | Y | 5 | 1 | 03/01/2027 | 04/05/2022 | 1 | M | SJS | SJS | Disaster Portable Batt OP Vent | 17-423 | Ventilators, Portable | 105171 | Allied Healthcare Products Inc | EPV 200 | 201608020030 |  |  | 5102-35000 | SJS-Respiratory Care Services | 40 | LS | High Risk
SJS1329 | P10123 | -Pm Device Using Mfg Procedure | Gerson Colon | 94805 | EMPLOYEE | Y | 1 | 0.5 | 03/01/2025 | 03/17/2023 | 1 | M | SJS | SJS | Disaster Portable Batt OP Vent | 17-423 | Ventilators, Portable | 105171 | Allied Healthcare Products Inc | EPV 200 | 201608160006 |  |  | 5102-35000 | SJS-Respiratory Care Services | 40 | LS | High Risk
SJS1329 | P2YRPM | 2 YR PM Device Using MFG Procedure | Gerson Colon | 94805 | EMPLOYEE | Y | 2 | 1 | 03/01/2026 | 03/15/2024 | 1 | M | SJS | SJS | Disaster Portable Batt OP Vent | 17-423 | Ventilators, Portable | 105171 | Allied Healthcare Products Inc | EPV 200 | 201608160006 |  |  | 5102-35000 | SJS-Respiratory Care Services | 40 | LS | High Risk
SJS1329 | P5YEMF | 5 Year MFG Overhaul | Gerson Colon | 94805 | EMPLOYEE | Y | 5 | 1 | 03/01/2027 | 04/28/2022 | 1 | M | SJS | SJS | Disaster Portable Batt OP Vent | 17-423 | Ventilators, Portable | 105171 | Allied Healthcare Products Inc | EPV 200 | 201608160006 |  |  | 5102-35000 | SJS-Respiratory Care Services | 40 | LS | High Risk
SJS1330 | P10123 | -Pm Device Using Mfg Procedure | Gerson Colon | 94805 | EMPLOYEE | Y | 1 | 0.5 | 03/01/2025 | 03/17/2023 | 1 | M | SJS | SJS | Disaster Portable Batt OP Vent | 17-423 | Ventilators, Portable | 105171 | Allied Healthcare Products Inc | EPV 200 | 201608160011 |  |  | 5102-35000 | SJS-Respiratory Care Services | 40 | LS | High Risk
SJS1330 | P2YRPM | 2 YR PM Device Using MFG Procedure | Gerson Colon | 94805 | EMPLOYEE | Y | 2 | 1 | 03/01/2026 | 03/15/2024 | 1 | M | SJS | SJS | Disaster Portable Batt OP Vent | 17-423 | Ventilators, Portable | 105171 | Allied Healthcare Products Inc | EPV 200 | 201608160011 |  |  | 5102-35000 | SJS-Respiratory Care Services | 40 | LS | High Risk
SJS1330 | P5YEMF | 5 Year MFG Overhaul | Gerson Colon | 94805 | EMPLOYEE | Y | 5 | 1 | 03/01/2027 | 04/28/2022 | 1 | M | SJS | SJS | Disaster Portable Batt OP Vent | 17-423 | Ventilators, Portable | 105171 | Allied Healthcare Products Inc | EPV 200 | 201608160011 |  |  | 5102-35000 | SJS-Respiratory Care Services | 40 | LS | High Risk
SJS1331 | P10123 | -Pm Device Using Mfg Procedure | Gerson Colon | 94805 | EMPLOYEE | Y | 1 | 0.5 | 03/01/2025 | 03/17/2023 | 1 | M | SJS | SJS | Disaster Portable Batt OP Vent | 17-423 | Ventilators, Portable | 105171 | Allied Healthcare Products Inc | EPV 200 | 201680160034 |  |  | 5102-35000 | SJS-Respiratory Care Services | 40 | LS | High Risk
SJS1331 | P2YRPM | 2 YR PM Device Using MFG Procedure | Gerson Colon | 94805 | EMPLOYEE | Y | 2 | 1 | 03/01/2026 | 03/15/2024 | 1 | M | SJS | SJS | Disaster Portable Batt OP Vent | 17-423 | Ventilators, Portable | 105171 | Allied Healthcare Products Inc | EPV 200 | 201680160034 |  |  | 5102-35000 | SJS-Respiratory Care Services | 40 | LS | High Risk
SJS1331 | P5YEMF | 5 Year MFG Overhaul | Gerson Colon | 94805 | EMPLOYEE | Y | 5 | 1 | 03/01/2027 | 04/28/2022 | 1 | M | SJS | SJS | Disaster Portable Batt OP Vent | 17-423 | Ventilators, Portable | 105171 | Allied Healthcare Products Inc | EPV 200 | 201680160034 |  |  | 5102-35000 | SJS-Respiratory Care Services | 40 | LS | High Risk
SJS1332 | P10123 | -Pm Device Using Mfg Procedure | Gerson Colon | 94805 | EMPLOYEE | Y | 1 | 0.5 | 03/01/2025 | 03/17/2023 | 1 | M | SJS | SJS | Disaster Portable Batt OP Vent | 17-423 | Ventilators, Portable | 105171 | Allied Healthcare Products Inc | EPV 200 | 201608160012 |  |  | 5102-35000 | SJS-Respiratory Care Services | 40 | LS | High Risk
SJS1332 | P2YRPM | 2 YR PM Device Using MFG Procedure | Gerson Colon | 94805 | EMPLOYEE | Y | 2 | 1 | 03/01/2026 | 03/15/2024 | 1 | M | SJS | SJS | Disaster Portable Batt OP Vent | 17-423 | Ventilators, Portable | 105171 | Allied Healthcare Products Inc | EPV 200 | 201608160012 |  |  | 5102-35000 | SJS-Respiratory Care Services | 40 | LS | High Risk
SJS1332 | P5YEMF | 5 Year MFG Overhaul | Gerson Colon | 94805 | EMPLOYEE | Y | 5 | 1 | 03/01/2027 | 04/28/2022 | 1 | M | SJS | SJS | Disaster Portable Batt OP Vent | 17-423 | Ventilators, Portable | 105171 | Allied Healthcare Products Inc | EPV 200 | 201608160012 |  |  | 5102-35000 | SJS-Respiratory Care Services | 40 | LS | High Risk
SJS1333 | P10123 | -Pm Device Using Mfg Procedure | Gerson Colon | 94805 | EMPLOYEE | Y | 1 | 0.5 | 03/01/2025 | 03/17/2023 | 1 | M | SJS | SJS | Disaster Portable Batt OP Vent | 17-423 | Ventilators, Portable | 105171 | Allied Healthcare Products Inc | EPV 200 | 201608160023 |  |  | 5102-35000 | SJS-Respiratory Care Services | 40 | LS | High Risk
SJS1333 | P2YRPM | 2 YR PM Device Using MFG Procedure | Gerson Colon | 94805 | EMPLOYEE | Y | 2 | 1 | 03/01/2026 | 03/15/2024 | 1 | M | SJS | SJS | Disaster Portable Batt OP Vent | 17-423 | Ventilators, Portable | 105171 | Allied Healthcare Products Inc | EPV 200 | 201608160023 |  |  | 5102-35000 | SJS-Respiratory Care Services | 40 | LS | High Risk
SJS1333 | P5YEMF | 5 Year MFG Overhaul | Gerson Colon | 94805 | EMPLOYEE | Y | 5 | 1 | 03/01/2027 | 04/28/2022 | 1 | M | SJS | SJS | Disaster Portable Batt OP Vent | 17-423 | Ventilators, Portable | 105171 | Allied Healthcare Products Inc | EPV 200 | 201608160023 |  |  | 5102-35000 | SJS-Respiratory Care Services | 40 | LS | High Risk
SJS1334 | P10123 | -Pm Device Using Mfg Procedure | Gerson Colon | 94805 | EMPLOYEE | Y | 1 | 0.5 | 03/01/2025 | 03/17/2023 | 1 | M | SJS | SJS | Disaster Portable Batt OP Vent | 17-423 | Ventilators, Portable | 105171 | Allied Healthcare Products Inc | EPV 200 | 201608160013 |  |  | 5102-35000 | SJS-Respiratory Care Services | 40 | LS | High Risk
SJS1334 | P2YRPM | 2 YR PM Device Using MFG Procedure | Gerson Colon | 94805 | EMPLOYEE | Y | 2 | 1 | 03/01/2026 | 03/15/2024 | 1 | M | SJS | SJS | Disaster Portable Batt OP Vent | 17-423 | Ventilators, Portable | 105171 | Allied Healthcare Products Inc | EPV 200 | 201608160013 |  |  | 5102-35000 | SJS-Respiratory Care Services | 40 | LS | High Risk
SJS1334 | P5YEMF | 5 Year MFG Overhaul | Gerson Colon | 94805 | EMPLOYEE | Y | 5 | 1 | 03/01/2027 | 04/05/2022 | 1 | M | SJS | SJS | Disaster Portable Batt OP Vent | 17-423 | Ventilators, Portable | 105171 | Allied Healthcare Products Inc | EPV 200 | 201608160013 |  |  | 5102-35000 | SJS-Respiratory Care Services | 40 | LS | High Risk
SJS1335 | P10123 | -Pm Device Using Mfg Procedure | Gerson Colon | 94805 | EMPLOYEE | Y | 1 | 0.5 | 03/01/2025 | 03/17/2023 | 1 | M | SJS | SJS | Disaster Portable Batt OP Vent | 17-423 | Ventilators, Portable | 105171 | Allied Healthcare Products Inc | EPV 200 | 201608020027 |  |  | 5102-35000 | SJS-Respiratory Care Services | 40 | LS | High Risk
SJS1335 | P2YRPM | 2 YR PM Device Using MFG Procedure | Gerson Colon | 94805 | EMPLOYEE | Y | 2 | 1 | 03/01/2026 | 03/15/2024 | 1 | M | SJS | SJS | Disaster Portable Batt OP Vent | 17-423 | Ventilators, Portable | 105171 | Allied Healthcare Products Inc | EPV 200 | 201608020027 |  |  | 5102-35000 | SJS-Respiratory Care Services | 40 | LS | High Risk
SJS1335 | P5YEMF | 5 Year MFG Overhaul | Gerson Colon | 94805 | EMPLOYEE | Y | 5 | 1 | 03/01/2027 | 04/05/2022 | 1 | M | SJS | SJS | Disaster Portable Batt OP Vent | 17-423 | Ventilators, Portable | 105171 | Allied Healthcare Products Inc | EPV 200 | 201608020027 |  |  | 5102-35000 | SJS-Respiratory Care Services | 40 | LS | High Risk
SJS1336 | P10123 | -Pm Device Using Mfg Procedure | Gerson Colon | 94805 | EMPLOYEE | Y | 1 | 0.5 | 03/01/2025 | 03/17/2023 | 1 | M | SJS | SJS | Disaster Portable Batt OP Vent | 17-423 | Ventilators, Portable | 105171 | Allied Healthcare Products Inc | EPV 200 | 201608160021 |  |  | 5102-35000 | SJS-Respiratory Care Services | 40 | LS | High Risk
SJS1336 | P2YRPM | 2 YR PM Device Using MFG Procedure | Gerson Colon | 94805 | EMPLOYEE | Y | 2 | 1 | 03/01/2026 | 03/15/2024 | 1 | M | SJS | SJS | Disaster Portable Batt OP Vent | 17-423 | Ventilators, Portable | 105171 | Allied Healthcare Products Inc | EPV 200 | 201608160021 |  |  | 5102-35000 | SJS-Respiratory Care Services | 40 | LS | High Risk
SJS1336 | P5YEMF | 5 Year MFG Overhaul | Gerson Colon | 94805 | EMPLOYEE | Y | 5 | 1 | 03/01/2027 | 04/05/2022 | 1 | M | SJS | SJS | Disaster Portable Batt OP Vent | 17-423 | Ventilators, Portable | 105171 | Allied Healthcare Products Inc | EPV 200 | 201608160021 |  |  | 5102-35000 | SJS-Respiratory Care Services | 40 | LS | High Risk
SJS1337 | PMOPHM | Monitors, Physiologic, Multipurpose | Darren Eaton | DAEAT | EMPLOYEE | M | 6 | 0.75 | 08/01/2024 | 03/02/2023 | 2 | M | SJS | SJS | Acute Care Physiologic Monitor | 12-647 | Monitoring Systems, Physiologic, Acute Care | 440964 | GE Healthcare Technologies | B850 | SKA14375536GA |  |  | 5102-20100 | SJS-Anesthesiology | 29 | IU | Active
SJS1338 | P--ORS | --- OR Safety Inspection --- | Darren Eaton | DAEAT | EMPLOYEE | M | 6 | 0.25 | 08/01/2024 | 01/29/2024 | 2 | M | SJS | SJS | Digital Recorder/Printer | 22-852 | Printer/Graphic Recorders | 440964 | GE Healthcare Technologies | PRN-50-M | RPV14376660GA |  |  | 5102-20100 | SJS-Anesthesiology | 22 | IU | Active
SJS1340 | PGEAN2 | GE Annual E-sCAiO | Darren Eaton | DAEAT | EMPLOYEE | Y | 1 | 1 | 02/01/2025 |  | 2 | M | SJS | SJS | Airway Gas Module w/Agent Id | 20-778 | Physiologic Monitor Modules, Anesthetic Gas | 440964 | GE Healthcare Technologies | E-sCAiO-00 | SGV14496433HA |  |  | 5102-20100 | SJS-Anesthesiology | 29 | IU | Active
SJS1340 | PGE4Y2 | GE 4 YEAR E-sCAiO | Darren Eaton | DAEAT | EMPLOYEE | Y | 4 | 1.5 | 02/01/2028 | 01/29/2024 | 2 | M | SJS | SJS | Airway Gas Module w/Agent Id | 20-778 | Physiologic Monitor Modules, Anesthetic Gas | 440964 | GE Healthcare Technologies | E-sCAiO-00 | SGV14496433HA |  |  | 5102-20100 | SJS-Anesthesiology | 29 | IU | Active
SJS1341 | P--ORS | --- OR Safety Inspection --- | Gerson Colon | 94805 | EMPLOYEE | M | 6 | 0.25 | 04/01/2024 | 10/10/2023 | 2 | M | SJS | SJS | Laparoscopic Insufflator | 16-849 | Insufflators, Laparoscopic | 276750 | Olympus America Inc | UCR | 7732174 |  |  | 5102-21221 | SJS-Endoscopy | 33 | IU | Active
SJS1341 | P10123 | -Pm Device Using Mfg Procedure | Gerson Colon | 94805 | EMPLOYEE | Y | 1 | 0.5 | 04/01/2024 | 05/08/2023 | 2 | M | SJS | SJS | Laparoscopic Insufflator | 16-849 | Insufflators, Laparoscopic | 276750 | Olympus America Inc | UCR | 7732174 |  |  | 5102-21221 | SJS-Endoscopy | 33 | IU | Active
SJS1342 | P10123 | -Pm Device Using Mfg Procedure | Gerson Colon | 94805 | EMPLOYEE | Y | 1 | 0.5 | 04/01/2024 |  | 2 | M | SJS | SJS | Endoscope Flushing Pump | 13-192 | Pumps | 276750 | Olympus America Inc | OFP-2 | 21420616 |  |  | 5102-21221 | SJS-Endoscopy | 26 | IU | Active
SJS1343 | P10123 | -Pm Device Using Mfg Procedure | Gerson Colon | 94805 | EMPLOYEE | Y | 1 | 0.5 | 04/01/2024 | 05/08/2023 | 2 | M | SJS | SJS | Video Processor, Endo | 18-034 | Image Processors, Video, Endoscopy | 276750 | Olympus America Inc | CV-190 | 7408896 |  |  | 5102-21221 | SJS-Endoscopy | 25 | IU | Active
SJS1343 | P--ORS | --- OR Safety Inspection --- | Gerson Colon | 94805 | EMPLOYEE | M | 6 | 0.25 | 04/01/2024 | 10/10/2023 | 2 | M | SJS | SJS | Video Processor, Endo | 18-034 | Image Processors, Video, Endoscopy | 276750 | Olympus America Inc | CV-190 | 7408896 |  |  | 5102-21221 | SJS-Endoscopy | 25 | IU | Active
SJS1344 | P102 | Light Source, Fiberoptic | Gerson Colon | 94805 | EMPLOYEE | Y | 1 | 0.6 | 04/01/2024 | 05/08/2023 | 2 | M | SJS | SJS | Xenon Light Source, Endo | 36-171 | Light Sources, Endoscope, Fiberoptic Cable | 276750 | Olympus America Inc | CLV-190 | 7457328 |  |  | 5102-21221 | SJS-Endoscopy | 25 | IU | Active
SJS1344 | P--ORS | --- OR Safety Inspection --- | Gerson Colon | 94805 | EMPLOYEE | M | 6 | 0.25 | 04/01/2024 | 10/10/2023 | 2 | M | SJS | SJS | Xenon Light Source, Endo | 36-171 | Light Sources, Endoscope, Fiberoptic Cable | 276750 | Olympus America Inc | CLV-190 | 7457328 |  |  | 5102-21221 | SJS-Endoscopy | 25 | IU | Active
SJS1345 | PGEAN2 | GE Annual E-sCAiO | Darren Eaton | DAEAT | EMPLOYEE | Y | 1 | 1 | 02/01/2025 |  | 2 | M | SJS | SJS | Airway Gas Module w/Agent Id | 20-778 | Physiologic Monitor Modules, Anesthetic Gas | 440964 | GE Healthcare Technologies | E-sCAiO-00 | SGV14496416HA |  |  | 5102-20100 | SJS-Anesthesiology | 29 | IU | Active
SJS1345 | PGE4Y2 | GE 4 YEAR E-sCAiO | Darren Eaton | DAEAT | EMPLOYEE | Y | 4 | 1.5 | 02/01/2028 | 01/29/2024 | 2 | M | SJS | SJS | Airway Gas Module w/Agent Id | 20-778 | Physiologic Monitor Modules, Anesthetic Gas | 440964 | GE Healthcare Technologies | E-sCAiO-00 | SGV14496416HA |  |  | 5102-20100 | SJS-Anesthesiology | 29 | IU | Active
SJS1346 | P--ORS | --- OR Safety Inspection --- | Gerson Colon | 94805 | EMPLOYEE | M | 6 | 0.25 | 04/01/2024 | 10/17/2023 | 2 | M | SJS | SJS | LCD HD Video Monitor | 16-603 | Monitors, Video | 276750 | Olympus America Inc | OEV-262H | 7417408 |  |  | 5102-21221 | SJS-Endoscopy | 18 | IU | Active
SJS1347 | PMOPHM | Monitors, Physiologic, Multipurpose | Gerson Colon | 94805 | EMPLOYEE | M | 6 | 0.75 | 08/01/2024 | 09/07/2023 | 2 | M | SJS | SJS | Acute Care Physiologic Monitor | 12-647 | Monitoring Systems, Physiologic, Acute Care | 440964 | GE Healthcare Technologies | B850 | SKA14375531GA |  |  | 5102-30695 | SJS-Interventional Services | 16 | IU | Active
SJS1348 | P--ORS | --- OR Safety Inspection --- | Gerson Colon | 94805 | EMPLOYEE | M | 6 | 0.25 | 08/01/2024 | 01/29/2024 | 2 | M | SJS | SJS | Digital Recorder/Printer | 22-852 | Printer/Graphic Recorders | 440964 | GE Healthcare Technologies | PRN-50-M | RPV14366639GA |  |  | 5102-30695 | SJS-Interventional Services | 09 | IU | Active
SJS1349 | P10123 | -Pm Device Using Mfg Procedure | Gerson Colon | 94805 | EMPLOYEE | Y | 1 | 0.5 | 04/01/2024 | 05/04/2023 | 2 | M | SJS | SJS | Endoscope Leak Teste | 23-981 | Testers, Endoscope, Leak/Fluid Detection | 276750 | Olympus America Inc | ALT-Pro | 7400143 |  |  | 5102-21221 | SJS-Endoscopy | 27 | IU | Active
SJS1350 | P10123 | -Pm Device Using Mfg Procedure | Gerson Colon | 94805 | EMPLOYEE | Y | 1 | 0.5 | 04/01/2024 | 05/04/2023 | 2 | M | SJS | SJS | Endoscope- Pneumatic Tester | 23-981 | Testers, Endoscope, Leak/Fluid Detection | 276750 | Olympus America Inc | MU-1 | 7444538 |  |  | 5102-21221 | SJS-Endoscopy | 27 | IU | Active
SJS1352 | PDAOHG | GE E-miniC Respiratory Single-width Airway Module | Gerson Colon | 94805 | EMPLOYEE | Y | 1 | 1.5 | 04/01/2024 | 04/17/2023 | 2 | M | SJS | SJS | Gas Module | 20-776 | Physiologic Monitor Modules, Exhaled Carbon Dioxide | 440964 | GE Healthcare Technologies | E-MiniC-00 | 7187599 |  |  | 5102-21221 | SJS-Endoscopy | 29 | IU | Active
SJS1353 | PMOPHM | Monitors, Physiologic, Multipurpose | Gerson Colon | 94805 | EMPLOYEE | Y | 1 | 0.5 | 04/01/2024 | 05/24/2023 | 2 | M | SJS | SJS | Bedside Physiologic Monitor | 20-171 | Monitors, Physiologic, Multipurpose, Bedside, Modular | 440964 | GE Healthcare Technologies | B450 | SJA14484623HA |  |  | 5102-21221 | SJS-Endoscopy | 29 | IU | Active
SJS1353 | P--ORS | --- OR Safety Inspection --- | Gerson Colon | 94805 | EMPLOYEE | M | 6 | 0.25 | 04/01/2024 | 10/16/2023 | 2 | M | SJS | SJS | Bedside Physiologic Monitor | 20-171 | Monitors, Physiologic, Multipurpose, Bedside, Modular | 440964 | GE Healthcare Technologies | B450 | SJA14484623HA |  |  | 5102-21221 | SJS-Endoscopy | 29 | IU | Active
SJS1354 | PGEANP | GE ANNUAL PDM | Gil Matos | GIMAT | EMPLOYEE | Y | 1 | 0.5 | 09/01/2024 | 09/25/2023 | 2 | M | SJS | SJS | Patient Data Module | 20-784 | Physiologic Monitor Modules, Multiparameter | 440964 | GE Healthcare Technologies | 2016793-003 | SA314473582GA | PDMGC | PDM 3 | 5102-21221 | SJS-Endoscopy | 29 | IU | Active
SJS1355 | PMOPHM | Monitors, Physiologic, Multipurpose | Gerson Colon | 94805 | EMPLOYEE | Y | 1 | 0.5 | 04/01/2024 | 04/19/2023 | 2 | M | SJS | SJS | Bedside Physiologic Monitor | 20-171 | Monitors, Physiologic, Multipurpose, Bedside, Modular | 440964 | GE Healthcare Technologies | B450 | SJA14484633HA |  |  | 5102-21221 | SJS-Endoscopy | 29 | IU | Active
SJS1355 | P--ORS | --- OR Safety Inspection --- | Gerson Colon | 94805 | EMPLOYEE | M | 6 | 0.25 | 04/01/2024 | 10/16/2023 | 2 | M | SJS | SJS | Bedside Physiologic Monitor | 20-171 | Monitors, Physiologic, Multipurpose, Bedside, Modular | 440964 | GE Healthcare Technologies | B450 | SJA14484633HA |  |  | 5102-21221 | SJS-Endoscopy | 29 | IU | Active
SJS1356 | PGEANP | GE ANNUAL PDM | Twanna Hardy | TWLUK | EMPLOYEE | Y | 1 | 0.5 | 09/01/2024 | 09/29/2023 | 2 | M | SJS | SJS | Patient Data Module | 20-784 | Physiologic Monitor Modules, Multiparameter | 440964 | GE Healthcare Technologies | 2016793-003 | SA314409318GA | PDMTN | PDM 1 | 5102-30695 | SJS-Interventional Services | 15 | IU | Active
SJS1357 | PDAOHG | GE E-miniC Respiratory Single-width Airway Module | Gerson Colon | 94805 | EMPLOYEE | Y | 1 | 1.5 | 04/01/2024 | 05/31/2023 | 2 | M | SJS | SJS | Gas Module | 20-776 | Physiologic Monitor Modules, Exhaled Carbon Dioxide | 440964 | GE Healthcare Technologies | E-MiniC-00 | 7190363 |  |  | 5102-21221 | SJS-Endoscopy | 29 | IU | Active
SJS1361 | P69 | Electrosurgical Unit, General Purpose -Esu-. | Gerson Colon | 94805 | EMPLOYEE | Y | 1 | 1 | 04/01/2024 | 06/27/2023 | 2 | M | SJS | SJS | Electrosurgical Unit | 18-231 | Electrosurgical Units, Monopolar/Bipolar | 452305 | Covidien Valleylab Div Covidie | FORCE FX-CS | S4G14258AX |  |  | 5102-21221 | SJS-Endoscopy | 33 | IU | Active
SJS1361 | P--ORS | --- OR Safety Inspection --- | Gerson Colon | 94805 | EMPLOYEE | M | 6 | 0.25 | 04/01/2024 | 10/18/2023 | 2 | M | SJS | SJS | Electrosurgical Unit | 18-231 | Electrosurgical Units, Monopolar/Bipolar | 452305 | Covidien Valleylab Div Covidie | FORCE FX-CS | S4G14258AX |  |  | 5102-21221 | SJS-Endoscopy | 33 | IU | Active
SJS1362 | P69 | Electrosurgical Unit, General Purpose -Esu-. | Gerson Colon | 94805 | EMPLOYEE | M | 6 | 1 | 04/01/2024 | 10/17/2023 | 2 | M | SJS | SJS | Electrosurgical Unit | 18-232 | Electrosurgical Units, Monopolar/Bipolar, Argon-Enhanced Coagulation | 108422 | ERBE USA Inc | 10140-100 | 11383720 |  |  | 5102-21221 | SJS-Endoscopy | 33 | IU | Active
SJS1363 | P69 | Electrosurgical Unit, General Purpose -Esu-. | Gerson Colon | 94805 | EMPLOYEE | M | 6 | 1 | 04/01/2024 | 10/17/2023 | 2 | M | SJS | SJS | Argon Plasma Coag Module | 17-738 | Gas Delivery Units, Argon-Enhanced Coagulation | 108422 | ERBE USA Inc | 10134-000 | 11382907 |  |  | 5102-21221 | SJS-Endoscopy | 26 | IU | Active
SJS1365 | P212 | Table, Operating Room | Darren Eaton | DAEAT | EMPLOYEE | M | 6 | 1.25 | 07/01/2024 | 02/08/2024 | 2 | M | SJS | SJS | Surgical Table | 13-961 | Tables, Operating | 107114 | STERIS Corp | SURGIGRAPHIC 6000 | 0416215018 |  |  | 5102-21100 | SJS-Surgery | 26 | IU | Active
SJS1372 | P-PDEU | LP20/LP20e Pm Device Using Mfg Procedure | Twanna Hardy | TWLUK | EMPLOYEE | Y | 1 | 0.75 | 07/01/2024 | 07/28/2022 | 1 | M | SJS | SJS | LP20e Defibrillator/Pacer | 17-882B | Defibrillator/Pacemakers, External, Biphasic | 452575 | Physio-Control Inc | LP20E | 42792976 |  |  | 5102-85400 | SJS-Materials Mgmt Purch (Sys Au) | 40 | LS | High Risk
SJS1372 | P2YEBA | LP20 2 Year Battery Replacement and PM | Twanna Hardy | TWLUK | EMPLOYEE | Y | 2 | 1 | 07/01/2025 | 07/20/2021 | 1 | M | SJS | SJS | LP20e Defibrillator/Pacer | 17-882B | Defibrillator/Pacemakers, External, Biphasic | 452575 | Physio-Control Inc | LP20E | 42792976 |  |  | 5102-85400 | SJS-Materials Mgmt Purch (Sys Au) | 40 | LS | High Risk
SJS1372 | PLP5YE | LP20 5 Year Coin Battery Replacement | Twanna Hardy | TWLUK | EMPLOYEE | Y | 5 | 1.6 | 07/01/2028 | 07/19/2023 | 1 | M | SJS | SJS | LP20e Defibrillator/Pacer | 17-882B | Defibrillator/Pacemakers, External, Biphasic | 452575 | Physio-Control Inc | LP20E | 42792976 |  |  | 5102-85400 | SJS-Materials Mgmt Purch (Sys Au) | 40 | LS | High Risk
SJS1375 | P10123 | -Pm Device Using Mfg Procedure | Gerson Colon | 94805 | EMPLOYEE | Y | 1 | 0.5 | 03/01/2025 | 03/17/2023 | 1 | M | SJS | SJS | Disaster Portable Batt OP Vent | 17-423 | Ventilators, Portable | 105171 | Allied Healthcare Products Inc | EPV 200 | 201608160020 |  |  | 5102-35000 | SJS-Respiratory Care Services | 40 | LS | High Risk
SJS1375 | P2YRPM | 2 YR PM Device Using MFG Procedure | Gerson Colon | 94805 | EMPLOYEE | Y | 2 | 1 | 03/01/2026 | 03/15/2024 | 1 | M | SJS | SJS | Disaster Portable Batt OP Vent | 17-423 | Ventilators, Portable | 105171 | Allied Healthcare Products Inc | EPV 200 | 201608160020 |  |  | 5102-35000 | SJS-Respiratory Care Services | 40 | LS | High Risk
SJS1375 | P5YEMF | 5 Year MFG Overhaul | Gerson Colon | 94805 | EMPLOYEE | Y | 5 | 1 | 03/01/2027 | 04/05/2022 | 1 | M | SJS | SJS | Disaster Portable Batt OP Vent | 17-423 | Ventilators, Portable | 105171 | Allied Healthcare Products Inc | EPV 200 | 201608160020 |  |  | 5102-35000 | SJS-Respiratory Care Services | 40 | LS | High Risk
SJS1377 | P10123 | -Pm Device Using Mfg Procedure | Gerson Colon | 94805 | EMPLOYEE | M | 6 | 1 | 09/01/2024 | 03/06/2024 | 1 | M | SJS | SJS | Portable Ventilator | 17-423 | Ventilators, Portable | 454161 | Philips Respironics | 1040007 | TV018011712 |  |  | 5102-35000 | SJS-Respiratory Care Services | 40 | LS | High Risk
SJS1378 | P-PDEU | LP20/LP20e Pm Device Using Mfg Procedure | Darren Eaton | DAEAT | EMPLOYEE | Y | 1 | 0.75 | 07/01/2024 | 07/29/2022 | 1 | M | SJS | SJS | LP20e Defibrillator/Pacer | 17-882B | Defibrillator/Pacemakers, External, Biphasic | 452575 | Physio-Control Inc | LP20E | 42792798 |  |  | 5102-21100 | SJS-Surgery | 40 | LS | High Risk
SJS1378 | P2YEBA | LP20 2 Year Battery Replacement and PM | Darren Eaton | DAEAT | EMPLOYEE | Y | 2 | 1 | 07/01/2025 | 07/27/2021 | 1 | M | SJS | SJS | LP20e Defibrillator/Pacer | 17-882B | Defibrillator/Pacemakers, External, Biphasic | 452575 | Physio-Control Inc | LP20E | 42792798 |  |  | 5102-21100 | SJS-Surgery | 40 | LS | High Risk
SJS1378 | PLP5YE | LP20 5 Year Coin Battery Replacement | Darren Eaton | DAEAT | EMPLOYEE | Y | 5 | 1.6 | 07/01/2028 | 07/21/2023 | 1 | M | SJS | SJS | LP20e Defibrillator/Pacer | 17-882B | Defibrillator/Pacemakers, External, Biphasic | 452575 | Physio-Control Inc | LP20E | 42792798 |  |  | 5102-21100 | SJS-Surgery | 40 | LS | High Risk
SJS1380 | P10123 | -Pm Device Using Mfg Procedure | Darren Eaton | DAEAT | EMPLOYEE | Y | 1 | 0.5 | 02/01/2025 | 01/29/2024 | 2 | M | SJS | SJS | Touch Screen Pulse Oximeter | 17-148 | Oximeters, Pulse | 371567 | Masimo Corp | Radical 7 | 1000050981 |  |  | 5102-20100 | SJS-Anesthesiology | 29 | IU | Active
SJS1380 | P--ORS | --- OR Safety Inspection --- | Darren Eaton | DAEAT | EMPLOYEE | M | 6 | 0.25 | 08/01/2024 | 09/15/2023 | 2 | M | SJS | SJS | Touch Screen Pulse Oximeter | 17-148 | Oximeters, Pulse | 371567 | Masimo Corp | Radical 7 | 1000050981 |  |  | 5102-20100 | SJS-Anesthesiology | 29 | IU | Active
SJS1381 | P--ORS | --- OR Safety Inspection --- | Darren Eaton | DAEAT | EMPLOYEE | M | 6 | 0.25 | 08/01/2024 | 02/21/2024 | 2 | M | SJS | SJS | Portable Ultrasound System | 18-143 | Scanning Systems, Ultrasonic, Portable | 340440 | SonoSite div of FUJIFILM | P15000-12 | 03ZGFC |  |  | 5102-20100 | SJS-Anesthesiology | 14 | IU | Active
SJS1384 | P--ORS | --- OR Safety Inspection --- | Darren Eaton | DAEAT | EMPLOYEE | M | 6 | 0.25 | 08/01/2024 | 09/11/2023 | 2 | M | SJS | SJS | Video Laryngoscope | 23-532 | Laryngoscopes, Rigid, Video | 451928 | Verathon Inc | Glidescope | AN145228 |  |  | 5102-20100 | SJS-Anesthesiology | 25 | IU | Active
SJS1384 | P10123 | -Pm Device Using Mfg Procedure | Darren Eaton | DAEAT | EMPLOYEE | Y | 1 | 0.5 | 02/01/2025 | 02/21/2024 | 2 | M | SJS | SJS | Video Laryngoscope | 23-532 | Laryngoscopes, Rigid, Video | 451928 | Verathon Inc | Glidescope | AN145228 |  |  | 5102-20100 | SJS-Anesthesiology | 25 | IU | Active
SJS1385 | P10123 | -Pm Device Using Mfg Procedure | Darren Eaton | DAEAT | EMPLOYEE | Y | 1 | 0.5 | 02/01/2025 | 01/29/2024 | 2 | M | SJS | SJS | Video Laryngoscope | 23-532 | Laryngoscopes, Rigid, Video | 451928 | Verathon Inc | Glidescope | AN145227 |  |  | 5102-20100 | SJS-Anesthesiology | 25 | IU | Active
SJS1385 | P--ORS | --- OR Safety Inspection --- | Darren Eaton | DAEAT | EMPLOYEE | M | 6 | 0.25 | 08/01/2024 | 09/15/2023 | 2 | M | SJS | SJS | Video Laryngoscope | 23-532 | Laryngoscopes, Rigid, Video | 451928 | Verathon Inc | Glidescope | AN145227 |  |  | 5102-20100 | SJS-Anesthesiology | 25 | IU | Active
SJS1386 | PDAOHG | GE E-miniC Respiratory Single-width Airway Module | Gil Matos | GIMAT | EMPLOYEE | Y | 1 | 1.5 | 05/01/2024 | 05/25/2023 | 2 | M | SJS | SJS | Gas Module | 20-776 | Physiologic Monitor Modules, Exhaled Carbon Dioxide | 440964 | GE Healthcare Technologies | E-MiniC-00 | 7200205 |  |  | 5102-12210 | SJS-Med/Surg Unit II 4East | 16 | IU | Active
SJS1387 | PMOPHM | Monitors, Physiologic, Multipurpose | Tim McElrath | 11619 | EMPLOYEE | Y | 1 | 0.5 | 08/01/2024 | 09/11/2023 | 2 | M | SJS | SJS | Transport Physiologic Monitor | 17-588 | Monitors, Physiologic, Patient Transport | 440964 | GE Healthcare Technologies | B450 | SJA14459927HA |  |  | 5102-20100 | SJS-Anesthesiology | 29 | IU | Active
SJS1387 | P--ORS | --- OR Safety Inspection --- | Tim McElrath | 11619 | EMPLOYEE | M | 6 | 0.25 | 08/01/2024 | 03/07/2023 | 2 | M | SJS | SJS | Transport Physiologic Monitor | 17-588 | Monitors, Physiologic, Patient Transport | 440964 | GE Healthcare Technologies | B450 | SJA14459927HA |  |  | 5102-20100 | SJS-Anesthesiology | 29 | IU | Active
SJS1388 | PGEAN2 | GE Annual E-sCAiO | Darren Eaton | DAEAT | EMPLOYEE | Y | 1 | 1 | 02/01/2025 |  | 2 | M | SJS | SJS | Airway Gas Module w/Agent Id | 20-778 | Physiologic Monitor Modules, Anesthetic Gas | 440964 | GE Healthcare Technologies | E-sCAiO-00 | SGV15220063HA |  |  | 5102-20100 | SJS-Anesthesiology | 29 | IU | Active
SJS1388 | PGE4Y2 | GE 4 YEAR E-sCAiO | Darren Eaton | DAEAT | EMPLOYEE | Y | 4 | 1.5 | 02/01/2028 | 01/29/2024 | 2 | M | SJS | SJS | Airway Gas Module w/Agent Id | 20-778 | Physiologic Monitor Modules, Anesthetic Gas | 440964 | GE Healthcare Technologies | E-sCAiO-00 | SGV15220063HA |  |  | 5102-20100 | SJS-Anesthesiology | 29 | IU | Active
SJS1389 | P--ORS | --- OR Safety Inspection --- | Darren Eaton | DAEAT | EMPLOYEE | M | 6 | 0.25 | 08/01/2024 | 03/14/2024 | 2 | M | SJS | SJS | Pulse Ox Docking Station | 25-207 | Docking/Charging Stations, Physiologic Monitor | 371567 | Masimo Corp | RDS-1 | 213705 |  |  | 5102-20100 | SJS-Anesthesiology | 18 | IU | Active
SJS1391 | P--ORS | --- OR Safety Inspection --- | Darren Eaton | DAEAT | EMPLOYEE | M | 6 | 0.25 | 08/01/2024 | 03/14/2024 | 2 | M | SJS | SJS | Pulse Ox Docking Station | 25-207 | Docking/Charging Stations, Physiologic Monitor | 371567 | Masimo Corp | RDS-1 | 206599 |  |  | 5102-20100 | SJS-Anesthesiology | 18 | IU | Active
SJS1392 | P--ORS | --- OR Safety Inspection --- | Gerson Colon | 94805 | EMPLOYEE | M | 6 | 0.25 | 04/01/2024 | 10/18/2023 | 2 | M | SJS | SJS | FLEXiS Boom System | 22-613 | Facility Booms, Ceiling-Mounted | 452594 | Stryker Communications | FLEXiS | 04902314702048 | ORSTRY | OR STRYKER | 5102-21100 | SJS-Surgery | 25 | IU | Active
SJS1393 | PMOPHM | Monitors, Physiologic, Multipurpose | Darren Eaton | DAEAT | EMPLOYEE | M | 6 | 0.75 | 08/01/2024 | 09/06/2023 | 2 | M | SJS | SJS | Acute Care Physiologic Monitor | 12-647 | Monitoring Systems, Physiologic, Acute Care | 440964 | GE Healthcare Technologies | B850 | SKA14375526GA |  |  | 5102-20100 | SJS-Anesthesiology | 29 | IU | Active
SJS1394 | P--ORS | --- OR Safety Inspection --- | Darren Eaton | DAEAT | EMPLOYEE | M | 6 | 0.25 | 08/01/2024 | 01/29/2024 | 2 | M | SJS | SJS | Digital Recorder/Printer | 22-852 | Printer/Graphic Recorders | 440964 | GE Healthcare Technologies | PRN-50-M | RPV14366648GA |  |  | 5102-20100 | SJS-Anesthesiology | 22 | IU | Active
SJS1396 | P102 | Light Source, Fiberoptic | Gerson Colon | 94805 | EMPLOYEE | Y | 1 | 0.6 | 10/01/2024 | 10/18/2023 | 2 | M | SJS | SJS | LED Endo Light Source | 36-171 | Light Sources, Endoscope, Fiberoptic Cable | 107536 | Stryker Endoscopy | 0220-210-000 | 14F041834 | ORSTRY | OR STRYKER | 5102-21100 | SJS-Surgery | 32 | IU | Active
SJS1396 | P--ORS | --- OR Safety Inspection --- | Gerson Colon | 94805 | EMPLOYEE | M | 6 | 0.25 | 04/01/2024 | 08/24/2023 | 2 | M | SJS | SJS | LED Endo Light Source | 36-171 | Light Sources, Endoscope, Fiberoptic Cable | 107536 | Stryker Endoscopy | 0220-210-000 | 14F041834 | ORSTRY | OR STRYKER | 5102-21100 | SJS-Surgery | 32 | IU | Active
SJS1397 | P10123 | -Pm Device Using Mfg Procedure | Darren Eaton | DAEAT | EMPLOYEE | Y | 1 | 1 | 01/01/2025 | 02/02/2023 | 2 | M | SJS | SJS | Insufflator with Smoke Evac | 16-849 | Insufflators, Laparoscopic | 456810 | SurgiQuest Inc | AirSeal I.F.S | 1412CE788 |  |  | 5102-21100 | SJS-Surgery | 33 | IU | Active
SJS1397 | P--ORS | --- OR Safety Inspection --- | Darren Eaton | DAEAT | EMPLOYEE | M | 6 | 0.25 | 07/01/2024 | 08/24/2023 | 2 | M | SJS | SJS | Insufflator with Smoke Evac | 16-849 | Insufflators, Laparoscopic | 456810 | SurgiQuest Inc | AirSeal I.F.S | 1412CE788 |  |  | 5102-21100 | SJS-Surgery | 33 | IU | Active
SJS1397 | P2YEVE | 2 Year Vendor PM | Darren Eaton | DAEAT | EMPLOYEE | Y | 2 | 1 | 01/01/2026 | 03/01/2024 | 2 | M | SJS | SJS | Insufflator with Smoke Evac | 16-849 | Insufflators, Laparoscopic | 456810 | SurgiQuest Inc | AirSeal I.F.S | 1412CE788 |  |  | 5102-21100 | SJS-Surgery | 33 | IU | Active
SJS1399 | P--ORS | --- OR Safety Inspection --- | Gerson Colon | 94805 | EMPLOYEE | M | 6 | 0.25 | 04/01/2024 | 10/17/2023 | 2 | M | SJS | SJS | Endo Video Camera Console | 18-034 | Image Processors, Video, Endoscopy | 107536 | Stryker Endoscopy | 1488-010-000 | 14F041284 | ORSTRY | OR STRYKER | 5102-21100 | SJS-Surgery | 25 | IU | Active
SJS1400 | P--ORS | --- OR Safety Inspection --- | Gerson Colon | 94805 | EMPLOYEE | M | 6 | 0.25 | 04/01/2024 | 10/18/2023 | 2 | M | SJS | SJS | FLEXiS Boom System | 22-613 | Facility Booms, Ceiling-Mounted | 452594 | Stryker Communications | FLEXiS | 02902314702012 | ORSTRY | OR STRYKER | 5102-21100 | SJS-Surgery | 25 | IU | Active
SJS1402 | PANSEI | Annual Servo i Servo s PM | Gerson Colon | 94805 | EMPLOYEE | Y | 1 | 2.5 | 03/01/2025 | 03/07/2024 | 1 | M | SJS | SJS | ICU Ventilator | 17-429 | Ventilators, Intensive Care | 456817 | MAQUET Medical Systems USA | SERVO i | 77548 |  |  | 5102-35000 | SJS-Respiratory Care Services | 40 | LS | High Risk
SJS1402 | PHOCH | Hour Check | Gerson Colon | 94805 | EMPLOYEE | C | 99999 | 0.1 | 10/06/2014 |  | 1 | M | SJS | SJS | ICU Ventilator | 17-429 | Ventilators, Intensive Care | 456817 | MAQUET Medical Systems USA | SERVO i | 77548 |  |  | 5102-35000 | SJS-Respiratory Care Services | 40 | LS | High Risk
SJS1404 | PANSEI | Annual Servo i Servo s PM | Gerson Colon | 94805 | EMPLOYEE | Y | 1 | 2.5 | 03/01/2025 | 03/05/2024 | 1 | M | SJS | SJS | ICU Ventilator | 17-429 | Ventilators, Intensive Care | 456817 | MAQUET Medical Systems USA | SERVO i | 77551 |  |  | 5102-35000 | SJS-Respiratory Care Services | 40 | LS | High Risk
SJS1404 | PHOCH | Hour Check | Gerson Colon | 94805 | EMPLOYEE | C | 99999 | 0.1 | 10/06/2014 |  | 1 | M | SJS | SJS | ICU Ventilator | 17-429 | Ventilators, Intensive Care | 456817 | MAQUET Medical Systems USA | SERVO i | 77551 |  |  | 5102-35000 | SJS-Respiratory Care Services | 40 | LS | High Risk
SJS1405 | PRPPM | RPT PM | Gerson Colon | 94805 | EMPLOYEE | Y | 1 | 0.5 | 03/01/2025 | 03/05/2024 | 2 | M | SJS | SJS | 4x 15A 15ft Cord HGPower Strip | 34-504 | Electrical Power Strips | 106890 | Tripp Lite | PS-415-HG-OEM | NSNBC125836 |  |  | 5102-35000 | SJS-Respiratory Care Services | 13 | IU | Active
SJS1405 | PRTINI | RPT Initial Inspection | Gerson Colon | 94805 | EMPLOYEE | I | 1 | 1 | 08/23/2017 | 11/23/2017 | 1 | M | SJS | SJS | 4x 15A 15ft Cord HGPower Strip | 34-504 | Electrical Power Strips | 106890 | Tripp Lite | PS-415-HG-OEM | NSNBC125836 |  |  | 5102-35000 | SJS-Respiratory Care Services | 13 | IU | Active
SJS1406 | P-VPM | -Vendor PM | Gerson Colon | 94805 | EMPLOYEE | Y | 1 | 0.5 | 04/01/2024 | 01/18/2023 | 2 | M | SJS | SJS | Surgical Table | 13-961 | Tables, Operating | 452594 | Stryker Communications | D850 | 3501110-V-10806 | ORSTRY | OR STRYKER | 5102-21100 | SJS-Surgery | 26 | IU | Active
SJS1406 | P--ORS | --- OR Safety Inspection --- | Gerson Colon | 94805 | EMPLOYEE | M | 6 | 0.25 | 04/01/2024 | 11/20/2023 | 2 | M | SJS | SJS | Surgical Table | 13-961 | Tables, Operating | 452594 | Stryker Communications | D850 | 3501110-V-10806 | ORSTRY | OR STRYKER | 5102-21100 | SJS-Surgery | 26 | IU | Active
SJS1407 | PSAFIN | Safety Inspection | Gerson Colon | 94805 | EMPLOYEE | Y | 1 | 0.3 | 10/01/2024 | 10/16/2023 | 2 | M | SJS | SJS | Anes Equipment Boom System | 22-613 | Facility Booms, Ceiling-Mounted | 452594 | Stryker Communications | TF-612 | 02127365 | ORSTRY | OR STRYKER | 5102-21100 | SJS-Surgery | 25 | IU | Active
SJS1408 | PSAFIN | Safety Inspection | Gerson Colon | 94805 | EMPLOYEE | M | 6 | 0.3 | 04/01/2024 | 10/16/2023 | 2 | M | SJS | SJS | Anes Equipment Boom System | 22-613 | Facility Booms, Ceiling-Mounted | 452594 | Stryker Communications | TF-612 | 02127366 | ORSTRY | OR STRYKER | 5102-21100 | SJS-Surgery | 25 | IU | Active
SJS1409 | PGEANP | GE ANNUAL PDM | Gil Matos | GIMAT | EMPLOYEE | Y | 1 | 0.5 | 09/01/2024 | 09/08/2023 | 2 | M | SJS | SJS | Patient Data Module | 20-784 | Physiologic Monitor Modules, Multiparameter | 440964 | GE Healthcare Technologies | 2016793-003 | SA314337161GA | PDMET | PDM 2 | 5102-21500 | SJS-PACU | 15 | IU | Active
SJS1411 | PSAFIN | Safety Inspection | Darren Eaton | DAEAT | EMPLOYEE | M | 6 | 0.25 | 07/01/2024 | 02/01/2024 | 2 | M | SJS | SJS | Pulse Ox Docking Station | 25-207 | Docking/Charging Stations, Physiologic Monitor | 371567 | Masimo Corp | RDS-1 | 293956 |  |  | 5102-21100 | SJS-Surgery | 18 | IU | Active
SJS1412 | P10123 | -Pm Device Using Mfg Procedure | Darren Eaton | DAEAT | EMPLOYEE | M | 6 | 0.5 | 07/01/2024 | 02/29/2024 | 2 | M | SJS | SJS | Touch Screen Pulse Oximeter | 17-148 | Oximeters, Pulse | 371567 | Masimo Corp | Radical 7 | 1000110664 |  |  | 5102-21100 | SJS-Surgery | 29 | IU | Active
SJS1413 | PGEAN2 | GE Annual E-sCAiO | Darren Eaton | DAEAT | EMPLOYEE | Y | 1 | 1 | 02/01/2025 |  | 2 | M | SJS | SJS | Airway Gas Module w/Agent Id | 20-778 | Physiologic Monitor Modules, Anesthetic Gas | 440964 | GE Healthcare Technologies | E-sCAiO-00 | SGV17500111HA |  |  | 5102-20100 | SJS-Anesthesiology | 29 | IU | Active
SJS1413 | PGE4Y2 | GE 4 YEAR E-sCAiO | Darren Eaton | DAEAT | EMPLOYEE | Y | 4 | 1.5 | 02/01/2028 | 01/29/2024 | 2 | M | SJS | SJS | Airway Gas Module w/Agent Id | 20-778 | Physiologic Monitor Modules, Anesthetic Gas | 440964 | GE Healthcare Technologies | E-sCAiO-00 | SGV17500111HA |  |  | 5102-20100 | SJS-Anesthesiology | 29 | IU | Active
SJS1414 | P10123 | -Pm Device Using Mfg Procedure | Darren Eaton | DAEAT | EMPLOYEE | M | 6 | 0.5 | 08/01/2024 | 01/29/2024 | 2 | M | SJS | SJS | Digital Recorder/Printer | 22-852 | Printer/Graphic Recorders | 440964 | GE Healthcare Technologies | PRN-50-M+ | A2088559 |  |  | 5102-20100 | SJS-Anesthesiology | 22 | IU | Active
SJS1415 | PMOPHM | Monitors, Physiologic, Multipurpose | Darren Eaton | DAEAT | EMPLOYEE | M | 6 | 0.75 | 08/01/2024 | 09/06/2023 | 2 | M | SJS | SJS | Acute Care Physiologic Monitor | 12-647 | Monitoring Systems, Physiologic, Acute Care | 440964 | GE Healthcare Technologies | B850 | SPM17490140SA |  |  | 5102-20100 | SJS-Anesthesiology | 29 | IU | Active
SJS1416 | P--ORS | --- OR Safety Inspection --- | Gerson Colon | 94805 | EMPLOYEE | M | 6 | 0.25 | 04/01/2024 | 04/12/2023 | 2 | M | SJS | SJS | Endo Video Camera Console | 18-034 | Image Processors, Video, Endoscopy | 107536 | Stryker Endoscopy | 1488-010-000 | 17K530484 | ORSTRY | OR STRYKER | 5102-21100 | SJS-Surgery | 25 | IU | Active
SJS1416 | P10123 | -Pm Device Using Mfg Procedure | Gerson Colon | 94805 | EMPLOYEE | Y | 1 | 0.5 | 10/01/2024 | 10/16/2023 | 2 | M | SJS | SJS | Endo Video Camera Console | 18-034 | Image Processors, Video, Endoscopy | 107536 | Stryker Endoscopy | 1488-010-000 | 17K530484 | ORSTRY | OR STRYKER | 5102-21100 | SJS-Surgery | 25 | IU | Active
SJS1421 | P102 | Light Source, Fiberoptic | Gerson Colon | 94805 | EMPLOYEE | Y | 1 | 0.6 | 04/01/2024 | 10/16/2023 | 2 | M | SJS | SJS | Xenon Light Source, Endo | 36-171 | Light Sources, Endoscope, Fiberoptic Cable | 276750 | Olympus America Inc | CLV-190 | 7457324 |  |  | 5102-21221 | SJS-Endoscopy | 25 | IU | Active
SJS1421 | P--ORS | --- OR Safety Inspection --- | Gerson Colon | 94805 | EMPLOYEE | M | 6 | 0.25 | 04/01/2024 | 10/16/2023 | 2 | M | SJS | SJS | Xenon Light Source, Endo | 36-171 | Light Sources, Endoscope, Fiberoptic Cable | 276750 | Olympus America Inc | CLV-190 | 7457324 |  |  | 5102-21221 | SJS-Endoscopy | 25 | IU | Active
SJS1423 | P--ORS | --- OR Safety Inspection --- | Gerson Colon | 94805 | EMPLOYEE | M | 6 | 0.25 | 04/01/2024 | 10/16/2023 | 2 | M | SJS | SJS | LCD HD Video Monitor | 16-603 | Monitors, Video | 276750 | Olympus America Inc | OEV-262H | 7417419 |  |  | 5102-21221 | SJS-Endoscopy | 18 | IU | Active
SJS1426 | PANSEI | Annual Servo i Servo s PM | Gerson Colon | 94805 | EMPLOYEE | Y | 1 | 2.5 | 03/01/2025 | 03/01/2024 | 1 | M | SJS | SJS | ICU Ventilator | 17-429 | Ventilators, Intensive Care | 456817 | MAQUET Medical Systems USA | SERVO i | 77549 |  |  | 5102-35000 | SJS-Respiratory Care Services | 40 | LS | High Risk
SJS1426 | PHOCH | Hour Check | Gerson Colon | 94805 | EMPLOYEE | C | 99999 | 0.1 | 10/06/2014 |  | 1 | M | SJS | SJS | ICU Ventilator | 17-429 | Ventilators, Intensive Care | 456817 | MAQUET Medical Systems USA | SERVO i | 77549 |  |  | 5102-35000 | SJS-Respiratory Care Services | 40 | LS | High Risk
SJS1427 | PRPPM | RPT PM | Gerson Colon | 94805 | EMPLOYEE | Y | 1 | 0.5 | 03/01/2025 | 03/01/2024 | 2 | M | SJS | SJS | 4x 15A 15ft Cord HGPower Strip | 34-504 | Electrical Power Strips | 106890 | Tripp Lite | PS-415-HG-OEM | NSNBC125832 |  |  | 5102-35000 | SJS-Respiratory Care Services | 13 | IU | Active
SJS1427 | PRTINI | RPT Initial Inspection | Gerson Colon | 94805 | EMPLOYEE | I | 1 | 1 | 08/23/2017 | 08/31/2017 | 1 | M | SJS | SJS | 4x 15A 15ft Cord HGPower Strip | 34-504 | Electrical Power Strips | 106890 | Tripp Lite | PS-415-HG-OEM | NSNBC125832 |  |  | 5102-35000 | SJS-Respiratory Care Services | 13 | IU | Active
SJS1428 | PRPPM | RPT PM | Gerson Colon | 94805 | EMPLOYEE | Y | 1 | 0.5 | 03/01/2025 | 03/07/2024 | 2 | M | SJS | SJS | 4x 15A 15ft Cord HGPower Strip | 34-504 | Electrical Power Strips | 106890 | Tripp Lite | PS-415-HG-OEM | NSNBC125829 |  |  | 5102-35000 | SJS-Respiratory Care Services | 13 | IU | Active
SJS1428 | PRTINI | RPT Initial Inspection | Gerson Colon | 94805 | EMPLOYEE | I | 1 | 1 | 08/23/2017 | 09/01/2017 | 1 | M | SJS | SJS | 4x 15A 15ft Cord HGPower Strip | 34-504 | Electrical Power Strips | 106890 | Tripp Lite | PS-415-HG-OEM | NSNBC125829 |  |  | 5102-35000 | SJS-Respiratory Care Services | 13 | IU | Active
SJS1429 | PANSEI | Annual Servo i Servo s PM | Gerson Colon | 94805 | EMPLOYEE | Y | 1 | 2.5 | 03/01/2025 | 03/01/2024 | 1 | M | SJS | SJS | ICU Ventilator | 17-429 | Ventilators, Intensive Care | 456817 | MAQUET Medical Systems USA | SERVO i | 77557 |  |  | 5102-35000 | SJS-Respiratory Care Services | 40 | LS | High Risk
SJS1429 | PHOCH | Hour Check | Gerson Colon | 94805 | EMPLOYEE | C | 99999 | 0.1 | 10/06/2014 |  | 1 | M | SJS | SJS | ICU Ventilator | 17-429 | Ventilators, Intensive Care | 456817 | MAQUET Medical Systems USA | SERVO i | 77557 |  |  | 5102-35000 | SJS-Respiratory Care Services | 40 | LS | High Risk
SJS1430 | PRPPM | RPT PM | Gerson Colon | 94805 | EMPLOYEE | Y | 1 | 0.5 | 03/01/2025 | 03/01/2024 | 2 | M | SJS | SJS | 4x 15A 15ft Cord HGPower Strip | 34-504 | Electrical Power Strips | 106890 | Tripp Lite | PS-415-HG-OEM | SJS1430 |  |  | 5102-35000 | SJS-Respiratory Care Services | 13 | IU | Active
SJS1430 | PRTINI | RPT Initial Inspection | Gerson Colon | 94805 | EMPLOYEE | I | 1 | 1 | 03/19/2019 |  | 1 | M | SJS | SJS | 4x 15A 15ft Cord HGPower Strip | 34-504 | Electrical Power Strips | 106890 | Tripp Lite | PS-415-HG-OEM | SJS1430 |  |  | 5102-35000 | SJS-Respiratory Care Services | 13 | IU | Active
SJS1431 | PGEANP | GE ANNUAL PDM | Gerson Colon | 94805 | EMPLOYEE | Y | 1 | 0.5 | 09/01/2024 | 10/19/2023 | 2 | M | SJS | SJS | Patient Data Module | 20-784 | Physiologic Monitor Modules, Multiparameter | 440964 | GE Healthcare Technologies | 2016793-003 | SA314368798GA | PDMTN | PDM 1 | 5102-20100 | SJS-Anesthesiology | 29 | IU | Active
SJS1432 | PANSEI | Annual Servo i Servo s PM | Gerson Colon | 94805 | EMPLOYEE | Y | 1 | 2.5 | 03/01/2025 | 03/05/2024 | 1 | M | SJS | SJS | ICU Ventilator | 17-429 | Ventilators, Intensive Care | 456817 | MAQUET Medical Systems USA | SERVO i | 77554 |  |  | 5102-35000 | SJS-Respiratory Care Services | 40 | LS | High Risk
SJS1432 | PHOCH | Hour Check | Gerson Colon | 94805 | EMPLOYEE | C | 99999 | 0.1 | 10/06/2014 |  | 1 | M | SJS | SJS | ICU Ventilator | 17-429 | Ventilators, Intensive Care | 456817 | MAQUET Medical Systems USA | SERVO i | 77554 |  |  | 5102-35000 | SJS-Respiratory Care Services | 40 | LS | High Risk
SJS1433 | PRPPM | RPT PM | Gerson Colon | 94805 | EMPLOYEE | Y | 1 | 0.5 | 03/01/2025 | 03/05/2024 | 2 | M | SJS | SJS | 4x 15A 15ft Cord HGPower Strip | 34-504 | Electrical Power Strips | 106890 | Tripp Lite | PS-415-HG-OEM | NSNBC125838 |  |  | 5102-35000 | SJS-Respiratory Care Services | 13 | IU | Active
SJS1433 | PRTINI | RPT Initial Inspection | Gerson Colon | 94805 | EMPLOYEE | I | 1 | 1 | 08/23/2017 | 11/23/2017 | 1 | M | SJS | SJS | 4x 15A 15ft Cord HGPower Strip | 34-504 | Electrical Power Strips | 106890 | Tripp Lite | PS-415-HG-OEM | NSNBC125838 |  |  | 5102-35000 | SJS-Respiratory Care Services | 13 | IU | Active
SJS1434 | PGEANP | GE ANNUAL PDM | Gerson Colon | 94805 | EMPLOYEE | Y | 1 | 0.5 | 09/01/2024 | 10/02/2023 | 2 | M | SJS | SJS | Patient Data Module | 20-784 | Physiologic Monitor Modules, Multiparameter | 440964 | GE Healthcare Technologies | 2016793-003 | SA314494506GA | PDMTN | PDM 1 | 5102-20100 | SJS-Anesthesiology | 29 | IU | Active
SJS1435 | PGEANP | GE ANNUAL PDM | Gerson Colon | 94805 | EMPLOYEE | Y | 1 | 0.75 | 09/01/2024 | 09/13/2023 | 2 | M | SJS | SJS | Patient Data Module | 20-784 | Physiologic Monitor Modules, Multiparameter | 440964 | GE Healthcare Technologies | 2016793-003 | SA317490311SA | PDMTN | PDM 1 | 5102-20100 | SJS-Anesthesiology | 29 | IU | Active
SJS1436 | PANSEI | Annual Servo i Servo s PM | Gerson Colon | 94805 | EMPLOYEE | Y | 1 | 2.5 | 03/01/2025 | 03/01/2024 | 1 | M | SJS | SJS | ICU Ventilator | 17-429 | Ventilators, Intensive Care | 456817 | MAQUET Medical Systems USA | SERVO i | 77553 |  |  | 5102-35000 | SJS-Respiratory Care Services | 40 | LS | High Risk
SJS1436 | PHOCH | Hour Check | Gerson Colon | 94805 | EMPLOYEE | C | 99999 | 0.1 | 10/06/2014 |  | 1 | M | SJS | SJS | ICU Ventilator | 17-429 | Ventilators, Intensive Care | 456817 | MAQUET Medical Systems USA | SERVO i | 77553 |  |  | 5102-35000 | SJS-Respiratory Care Services | 40 | LS | High Risk
SJS1437 | PRPPM | RPT PM | Gerson Colon | 94805 | EMPLOYEE | Y | 1 | 0.5 | 03/01/2025 | 03/01/2024 | 2 | M | SJS | SJS | 4x 15A 15ft Cord HGPower Strip | 34-504 | Electrical Power Strips | 106890 | Tripp Lite | PS-415-HG-OEM | NSNBC125826 |  |  | 5102-35000 | SJS-Respiratory Care Services | 13 | IU | Active
SJS1437 | PRTINI | RPT Initial Inspection | Gerson Colon | 94805 | EMPLOYEE | I | 1 | 1 | 08/23/2017 | 09/01/2017 | 1 | M | SJS | SJS | 4x 15A 15ft Cord HGPower Strip | 34-504 | Electrical Power Strips | 106890 | Tripp Lite | PS-415-HG-OEM | NSNBC125826 |  |  | 5102-35000 | SJS-Respiratory Care Services | 13 | IU | Active
SJS1440 | PGEANP | GE ANNUAL PDM | Gil Matos | GIMAT | EMPLOYEE | Y | 1 | 0.5 | 09/01/2024 | 09/01/2023 | 2 | M | SJS | SJS | Patient Data Module | 20-784 | Physiologic Monitor Modules, Multiparameter | 440964 | GE Healthcare Technologies | 2016793-003 | SA314473575GA | PDMGC | PDM 3 | 5102-21221 | SJS-Endoscopy | 29 | IU | Active
SJS1442 | P113 | Microscope, Surgical. | Emanuel Colon | 90769 | EMPLOYEE | M | 6 | 1.5 | 07/01/2024 | 02/07/2024 | 2 | M | SJS | SJS | Surgical Microscope | 12-539 | Microscopes, Light, Operating | 418173 | Carl Zeiss Meditec Inc | OPMI 111 / S21 | 223166 / 1000036 |  |  | 5102-21100 | SJS-Surgery | 33 | IU | Active
SJS1444 | P--ORS | --- OR Safety Inspection --- | Emanuel Colon | 90769 | EMPLOYEE | M | 6 | 0.25 | 07/01/2024 | 08/22/2023 | 2 | M | SJS | SJS | Colposcopes on OPMI 99 | 10-960 | Colposcopes | 418173 | Carl Zeiss Meditec Inc | 150 FC | 6022102013 |  |  | 5102-21100 | SJS-Surgery | 32 | IU | Active
SJS1444 | P113 | Microscope, Surgical. | Emanuel Colon | 90769 | EMPLOYEE | Y | 1 | 1.1 | 01/01/2025 | 02/07/2024 | 2 | M | SJS | SJS | Colposcopes on OPMI 99 | 10-960 | Colposcopes | 418173 | Carl Zeiss Meditec Inc | 150 FC | 6022102013 |  |  | 5102-21100 | SJS-Surgery | 32 | IU | Active
SJS1445 | P-VPM | -Vendor PM | Darren Eaton | DAEAT | EMPLOYEE | Y | 1 | 0.5 | 01/01/2025 | 02/13/2024 | 2 | M | SJS | SJS | Blood Processing | 17-537 | Autotransfusion Units, Blood Processing | 453100 | Sorin Group CRM USA A LivaNova | 75221 | BO25431A15 |  |  | 5102-21100 | SJS-Surgery | 33 | IU | Active
SJS1445 | P--ORS | --- OR Safety Inspection --- | Darren Eaton | DAEAT | EMPLOYEE | M | 6 | 0.25 | 07/01/2024 | 08/23/2023 | 2 | M | SJS | SJS | Blood Processing | 17-537 | Autotransfusion Units, Blood Processing | 453100 | Sorin Group CRM USA A LivaNova | 75221 | BO25431A15 |  |  | 5102-21100 | SJS-Surgery | 33 | IU | Active
SJS1447 | P-VPM | -Vendor PM | Darren Eaton | DAEAT | EMPLOYEE | Y | 1 | 0.5 | 01/01/2025 | 02/12/2024 | 2 | M | SJS | SJS | Blood Processing | 17-537 | Autotransfusion Units, Blood Processing | 453100 | Sorin Group CRM USA A LivaNova | 75221 | BO25432A15 |  |  | 5102-21100 | SJS-Surgery | 33 | IU | Active
SJS1447 | P--ORS | --- OR Safety Inspection --- | Darren Eaton | DAEAT | EMPLOYEE | M | 6 | 0.25 | 07/01/2024 | 08/23/2023 | 2 | M | SJS | SJS | Blood Processing | 17-537 | Autotransfusion Units, Blood Processing | 453100 | Sorin Group CRM USA A LivaNova | 75221 | BO25432A15 |  |  | 5102-21100 | SJS-Surgery | 33 | IU | Active
SJS1449 | P--ORS | --- OR Safety Inspection --- | Darren Eaton | DAEAT | EMPLOYEE | M | 6 | 0.25 | 06/01/2024 | 01/22/2024 | 2 | M | SJS | SJS | ENT Image Guidance System | 20-387 | Stereotactic Systems, Otorhinolaryngology | 399052 | Medtronic Navigation Inc | 9733478 | N05939657 |  |  | 5102-21100 | SJS-Surgery | 33 | IU | Active
SJS1449 | P-VPM | -Vendor PM | Gerson Colon | 94805 | EMPLOYEE | Y | 1 | 1 | 12/01/2024 | 02/23/2024 | 2 | M | SJS | SJS | ENT Image Guidance System | 20-387 | Stereotactic Systems, Otorhinolaryngology | 399052 | Medtronic Navigation Inc | 9733478 | N05939657 |  |  | 5102-21100 | SJS-Surgery | 33 | IU | Active
SJS1450 | P--ORS | --- OR Safety Inspection --- | Darren Eaton | DAEAT | EMPLOYEE | M | 6 | 0.25 | 07/01/2024 | 08/24/2023 | 2 | M | SJS | SJS | Electrosurgical Unit | 27-083 | Electrosurgical Units, Monopolar/Bipolar, Tissue Fusion | 517863 | Medtronic Minimally Invasive T | VLFT10GEN | T7H18543DX |  |  | 5102-21100 | SJS-Surgery | 33 | IU | Active
SJS1450 | PVAFTA | Valleylab FT10 Annual PM 4.23. | Darren Eaton | DAEAT | EMPLOYEE | Y | 1 | 1 | 01/01/2025 | 02/16/2024 | 2 | M | SJS | SJS | Electrosurgical Unit | 27-083 | Electrosurgical Units, Monopolar/Bipolar, Tissue Fusion | 517863 | Medtronic Minimally Invasive T | VLFT10GEN | T7H18543DX |  |  | 5102-21100 | SJS-Surgery | 33 | IU | Active
SJS1453 | P104 | Light, Surgical, Ceiling Mounted. | Gerson Colon | 94805 | EMPLOYEE | M | 6 | 0.3 | 04/01/2024 | 10/16/2023 | 2 | M | SJS | SJS | Surgical Light with Camera | 12-282 | Lights, Surgical | 452594 | Stryker Communications | 0682-000-205LED | 100000000154446 | ORSTRY | OR STRYKER | 5102-21100 | SJS-Surgery | 25 | IU | Active
SJS1454 | P104 | Light, Surgical, Ceiling Mounted. | Gerson Colon | 94805 | EMPLOYEE | M | 6 | 0.3 | 04/01/2024 | 10/16/2023 | 2 | M | SJS | SJS | Surgical Light with Camera | 12-282 | Lights, Surgical | 452594 | Stryker Communications | 0682-000-205LED | 100000000152997 | ORSTRY | OR STRYKER | 5102-21100 | SJS-Surgery | 25 | IU | Active
SJS1455 | PSAFIN | Safety Inspection | Gerson Colon | 94805 | EMPLOYEE | M | 6 | 0.3 | 04/01/2024 | 10/16/2023 | 2 | M | SJS | SJS | LED Video Monitor | 16-603 | Monitors, Video | 452594 | Stryker Communications | 0682-400-049 | 14053 | ORSTRY | OR STRYKER | 5102-21100 | SJS-Surgery | 18 | IU | Active
SJS1456 | PSAFIN | Safety Inspection | Gerson Colon | 94805 | EMPLOYEE | M | 6 | 0.3 | 04/01/2024 | 10/16/2023 | 2 | M | SJS | SJS | LED Video Monitor | 16-603 | Monitors, Video | 452594 | Stryker Communications | 0682-400-049 | 14042 | ORSTRY | OR STRYKER | 5102-21100 | SJS-Surgery | 18 | IU | Active
SJS1457 | P10123 | -Pm Device Using Mfg Procedure | Twanna Hardy | TWLUK | EMPLOYEE | M | 6 | 1 | 08/01/2024 | 03/07/2024 | 2 | M | SJS | SJS | Blanket Warmer | 10-414 | Warmers, Blanket | 331403 | MAC Medical Inc | DWC2424-TL-G-MB | 090914-704 | DELWO1 | SJS-LABOR & DELIVERY WOR March | 5102-22100 | SJS-Labor & Delivery | 26 | IU | Active
SJS1460 | PGEANP | GE ANNUAL PDM | Gil Matos | GIMAT | EMPLOYEE | Y | 1 | 0.5 | 09/01/2024 | 09/07/2023 | 2 | M | SJS | SJS | Patient Data Module | 20-784 | Physiologic Monitor Modules, Multiparameter | 440964 | GE Healthcare Technologies | 2016793-003 | SA314336960GA | PDMET | PDM 2 | 5102-21500 | SJS-PACU | 15 | IU | Active
SJS1462 | P10123 | -Pm Device Using Mfg Procedure | Twanna Hardy | TWLUK | EMPLOYEE | Y | 1 | 0.5 | 02/01/2025 | 01/29/2024 | 2 | M | SJS | SJS | Video Laryngoscope | 23-532 | Laryngoscopes, Rigid, Video | 451928 | Verathon Inc | Glidescope | AN173899 |  |  | 5102-22100 | SJS-Labor & Delivery | 12 | IU | Active
SJS1463 | P--ORS | --- OR Safety Inspection --- | Twanna Hardy | TWLUK | EMPLOYEE | M | 6 | 0.25 | 08/01/2024 | 01/29/2024 | 2 | M | SJS | SJS | Equipment Boom System | 22-613 | Facility Booms, Ceiling-Mounted | 452594 | Stryker Communications | FLEXiS | 04902314702049 | DELWO1 | SJS-LABOR & DELIVERY WOR March | 5102-22100 | SJS-Labor & Delivery | 25 | IU | Active
SJS1465 | P--ORS | --- OR Safety Inspection --- | Darren Eaton | DAEAT | EMPLOYEE | M | 6 | 0.5 | 08/01/2024 | 01/29/2024 | 2 | M | SJS | SJS | Video Monitor Display | 16-603 | Monitors, Video | 440964 | GE Healthcare Technologies | D19KT | DTO231K3542 |  |  | 5102-20100 | SJS-Anesthesiology | 18 | IU | Active
SJS1466 | PGEANP | GE ANNUAL PDM | Darren Eaton | DAEAT | EMPLOYEE | Y | 1 | 0.5 | 09/01/2024 | 09/29/2023 | 2 | M | SJS | SJS | Patient Data Module | 20-784 | Physiologic Monitor Modules, Multiparameter | 440964 | GE Healthcare Technologies | 2016793-003 | SA314337267GA | PDMTN | PDM 1 | 5102-13100 | SJS-Intensive Care Unit I | 15 | IU | Active
SJS1467 | P--ORS | --- OR Safety Inspection --- | Gerson Colon | 94805 | EMPLOYEE | M | 6 | 0.25 | 09/01/2024 | 03/01/2024 | 2 | M | SJS | SJS | FLEXiS Boom System | 22-613 | Facility Booms, Ceiling-Mounted | 452594 | Stryker Communications | FLEXiS | 02902314702016 |  |  | 5102-30695 | SJS-Interventional Services | 12 | IU | Active
SJS1467 | P10123 | -Pm Device Using Mfg Procedure | Gerson Colon | 94805 | EMPLOYEE | Y | 1 | 0.5 | 02/01/2025 | 01/29/2024 | 2 | M | SJS | SJS | FLEXiS Boom System | 22-613 | Facility Booms, Ceiling-Mounted | 452594 | Stryker Communications | FLEXiS | 02902314702016 |  |  | 5102-30695 | SJS-Interventional Services | 12 | IU | Active
SJS1474 | P10123 | -Pm Device Using Mfg Procedure | Darren Eaton | DAEAT | EMPLOYEE | M | 6 | 1.5 | 07/01/2024 | 01/16/2024 | 2 | M | SJS | SJS | Modular Orthopedic Operating S | 34-393 | Tables, Operating, Orthopedic | 454262 | Mizuho OSI | 5803 | 9527 |  |  | 5102-21100 | SJS-Surgery | 33 | IU | Active
SJS1475 | P10123 | -Pm Device Using Mfg Procedure | Darren Eaton | DAEAT | EMPLOYEE | M | 6 | 1.5 | 07/01/2024 | 01/16/2024 | 2 | M | SJS | SJS | Hip and Knee Arthroplasty Tabl | 34-393 | Tables, Operating, Orthopedic | 454262 | Mizuho OSI | 6875 | 2014-0977 |  |  | 5102-21100 | SJS-Surgery | 33 | IU | Active
SJS1477 | P10123 | -Pm Device Using Mfg Procedure | Darren Eaton | DAEAT | EMPLOYEE | M | 6 | 1.5 | 07/01/2024 | 01/16/2024 | 2 | M | SJS | SJS | Orthopedic Spinal Surgery Top | 34-393 | Tables, Operating, Orthopedic | 454262 | Mizuho OSI | 7803 | 151 |  |  | 5102-21100 | SJS-Surgery | 33 | IU | Active
SJS1479 | P--ORS | --- OR Safety Inspection --- | Darren Eaton | DAEAT | EMPLOYEE | M | 6 | 0.25 | 07/01/2024 | 08/07/2023 | 2 | M | SJS | SJS | Surgical Uterine Aspirator | 10-222 | Aspirators, Uterine | 276750 | Olympus America Inc | VC-10 | N908024-6 |  |  | 5102-21100 | SJS-Surgery | 33 | IU | Active
SJS1479 | P10123 | -Pm Device Using Mfg Procedure | Darren Eaton | DAEAT | EMPLOYEE | Y | 1 | 0.5 | 01/01/2025 | 01/04/2024 | 2 | M | SJS | SJS | Surgical Uterine Aspirator | 10-222 | Aspirators, Uterine | 276750 | Olympus America Inc | VC-10 | N908024-6 |  |  | 5102-21100 | SJS-Surgery | 33 | IU | Active
SJS1485 | PSAFIN | Safety Inspection | Gerson Colon | 94805 | EMPLOYEE | M | 6 | 0.3 | 04/01/2024 | 10/18/2023 | 2 | M | SJS | SJS | Video Digital Capture ENDO | 20-465 | Digitizer/Recorder, Video | 107536 | Stryker Endoscopy | 0240-060-100 | 17K521434 | ORSTRY | OR STRYKER | 5102-21100 | SJS-Surgery | 29 | IU | Active
SJS1488 | PQUH1F | Quarterly H-1200 Fast Flow Fluid Warmer PM. | Gerson Colon | 94805 | EMPLOYEE | M | 3 | 0.5 | 04/01/2024 | 01/16/2024 | 1 | M | SJS | SJS | Fast Flow Fluid Warmer | 17-907 | Infusion Pumps, Blood/Solution Warming | 455334 | Smiths Medical ASD Inc | H-1200 | S103B01258 |  |  | 5102-23100 | SJS-Emergency Service | 20 | IU | Active
SJS1488 | PANH1F | Annual H-1200 Fast Flow Fluid Warmer PM. | Gerson Colon | 94805 | EMPLOYEE | Y | 1 | 2 | 04/01/2024 | 04/10/2023 | 2 | M | SJS | SJS | Fast Flow Fluid Warmer | 17-907 | Infusion Pumps, Blood/Solution Warming | 455334 | Smiths Medical ASD Inc | H-1200 | S103B01258 |  |  | 5102-23100 | SJS-Emergency Service | 20 | IU | Active
SJS1489 | PANCAE | Annual Care E Vac 3 PM | Twanna Hardy | TWLUK | EMPLOYEE | Y | 1 | 0.5 | 07/01/2024 | 08/30/2023 | 2 | M | SJS | SJS | Portable Suction | 27-657 | Aspirators, Airway | 452041 | Ohio Medical Corp | 758000 | CDS00457 |  |  | 5102-85400 | SJS-Materials Mgmt Purch (Sys Au) | 12 | IU | Active
SJS1489 | P3YEB1 | 3 Year Battery Replacement and Annual Care E Vac 3 PM | Twanna Hardy | TWLUK | EMPLOYEE | Y | 3 | 1.2 | 07/01/2024 |  | 2 | M | SJS | SJS | Portable Suction | 27-657 | Aspirators, Airway | 452041 | Ohio Medical Corp | 758000 | CDS00457 |  |  | 5102-85400 | SJS-Materials Mgmt Purch (Sys Au) | 12 | IU | Active
SJS1492 | P--ORS | --- OR Safety Inspection --- | Twanna Hardy | TWLUK | EMPLOYEE | M | 6 | 0.25 | 08/01/2024 | 09/18/2023 | 2 | M | SJS | SJS | OR Integration System | 20-388 | Automation Systems, Operating Room | 452594 | Stryker Communications | 0678-001-200 | 14E029604 | DELWO1 | SJS-LABOR & DELIVERY WOR March | 5102-22100 | SJS-Labor & Delivery | 25 | IU | Active
SJS1492 | P10123 | -Pm Device Using Mfg Procedure | Twanna Hardy | TWLUK | EMPLOYEE | Y | 1 | 0.5 | 02/01/2025 | 01/29/2024 | 2 | M | SJS | SJS | OR Integration System | 20-388 | Automation Systems, Operating Room | 452594 | Stryker Communications | 0678-001-200 | 14E029604 | DELWO1 | SJS-LABOR & DELIVERY WOR March | 5102-22100 | SJS-Labor & Delivery | 25 | IU | Active
SJS1493 | P--ORS | --- OR Safety Inspection --- | Twanna Hardy | TWLUK | EMPLOYEE | M | 6 | 0.25 | 08/01/2024 | 09/05/2023 | 2 | M | SJS | SJS | Video Digital Capture ENDO | 20-465 | Digitizer/Recorder, Video | 107536 | Stryker Endoscopy | 0240-060-100 | 14F048264 | DELWO1 | SJS-LABOR & DELIVERY WOR March | 5102-22100 | SJS-Labor & Delivery | 29 | IU | Active
SJS1493 | P10123 | -Pm Device Using Mfg Procedure | Twanna Hardy | TWLUK | EMPLOYEE | Y | 1 | 0.5 | 02/01/2025 | 01/29/2024 | 2 | M | SJS | SJS | Video Digital Capture ENDO | 20-465 | Digitizer/Recorder, Video | 107536 | Stryker Endoscopy | 0240-060-100 | 14F048264 | DELWO1 | SJS-LABOR & DELIVERY WOR March | 5102-22100 | SJS-Labor & Delivery | 29 | IU | Active
SJS1495 | P--ORS | --- OR Safety Inspection --- | Twanna Hardy | TWLUK | EMPLOYEE | M | 6 | 0.25 | 08/01/2024 | 01/29/2024 | 2 | M | SJS | SJS | Monitor, Video | 16-603 | Monitors, Video | E10028 | ELO Touchsystems | ET2200L-8CWA-0-BG-G | c143023069 | DELWO1 | SJS-LABOR & DELIVERY WOR March | 5102-22100 | SJS-Labor & Delivery | 22 | IU | Active
SJS1498 | P--ORS | --- OR Safety Inspection --- | Darren Eaton | DAEAT | EMPLOYEE | M | 6 | 0.5 | 07/01/2024 | 02/05/2024 | 2 | M | SJS | SJS | Endoscopic Suction Irrigator | 17-424 | Aspirator/Irrigators, Endoscopy | 451932 | Medtronic Surgical Technologie | 19-13001 | HC-4500 |  |  | 5102-21100 | SJS-Surgery | 33 | IU | Active
SJS1499 | P--ORS | --- OR Safety Inspection --- | Darren Eaton | DAEAT | EMPLOYEE | M | 6 | 0.25 | 07/01/2024 | 08/07/2023 | 2 | M | SJS | SJS | Integrated Power Console | 23-545 | Power Systems, Electromechanical, Surgery | 451932 | Medtronic Surgical Technologie | 1898001 | ENTC78256 |  |  | 5102-21100 | SJS-Surgery | 33 | IU | Active
SJS1499 | P10123 | -Pm Device Using Mfg Procedure | Darren Eaton | DAEAT | EMPLOYEE | Y | 1 | 0.5 | 01/01/2025 | 01/31/2024 | 2 | M | SJS | SJS | Integrated Power Console | 23-545 | Power Systems, Electromechanical, Surgery | 451932 | Medtronic Surgical Technologie | 1898001 | ENTC78256 |  |  | 5102-21100 | SJS-Surgery | 33 | IU | Active
SJS1500 | P83 | Hood, Fume | Darren Eaton | DAEAT | EMPLOYEE | Y | 1 | 0.75 | 06/01/2024 | 06/16/2023 | 2 | M | SJS | SJS | Storage Cabinet Endo/US Probes | 20-597 | Cabinets, Storage, Endoscope | 106711 | Civco Medical Solutions | 610-1327 | 140-00095 |  |  | 5102-33020 | SJS-Imaging Central Ops | 12 | IU | Active
SJS1501 | P83 | Hood, Fume | Darren Eaton | DAEAT | EMPLOYEE | Y | 1 | 0.75 | 06/01/2024 | 06/15/2023 | 2 | M | SJS | SJS | Storage Cabinet Endo/US Probes | 20-597 | Cabinets, Storage, Endoscope | 106711 | Civco Medical Solutions | 610-1327 | 140-00096 |  |  | 5102-33020 | SJS-Imaging Central Ops | 12 | IU | Active
SJS1502 | P10123 | -Pm Device Using Mfg Procedure | Gil Matos | GIMAT | EMPLOYEE | Y | 1 | 0.5 | 04/01/2024 | 04/27/2023 | 2 | M | SJS | SJS | Biliblanket PhototherapySystem | 17-515 | Phototherapy Units, Visible Light, Hyperbilirubinemia | 351254 | Datex-Ohmeda Inc Div GE Health | M1091990 | HFAX60954 |  |  | 5102-12213 | SJS-Med/Surg/Tele Overflow 3North | 17 | IU | Active
SJS1503 | P-VPM | -Vendor PM | Gil Matos | GIMAT | EMPLOYEE | Y | 1 | 0.5 | 12/01/2024 | 01/29/2024 | 2 | M | SJS | SJS | Phototherapy Radiometer | 13-278 | Radiometers, Phototherapy | 351254 | Datex-Ohmeda Inc Div GE Health | BILIBLANKET MTR ll | 41003711 |  |  | 5102-12213 | SJS-Med/Surg/Tele Overflow 3North | 12 | IU | Active
SJS1504 | P10123 | -Pm Device Using Mfg Procedure | Darren Eaton | DAEAT | EMPLOYEE | M | 6 | 1 | 06/01/2024 | 11/17/2023 | 2 | M | SJS | SJS | Blanket Warmer | 10-414 | Warmers, Blanket | 331403 | MAC Medical Inc | SWC2460-TL-G-MB | 090414-705 |  |  | 5102-33020 | SJS-Imaging Central Ops | 13 | IU | Active
SJS1505 | P10123 | -Pm Device Using Mfg Procedure | Darren Eaton | DAEAT | EMPLOYEE | M | 6 | 1 | 06/01/2024 | 11/17/2023 | 2 | M | SJS | SJS | Blanket Warmer | 10-414 | Warmers, Blanket | 331403 | MAC Medical Inc | SWC2460-TL-G-MB | 031515-D15 |  |  | 5102-33020 | SJS-Imaging Central Ops | 13 | IU | Active
SJS1507 | P10123 | -Pm Device Using Mfg Procedure | Gil Matos | GIMAT | EMPLOYEE | Y | 1 | 1 | 05/01/2024 | 06/22/2023 | 2 | M | SJS | SJS | Patient Lift | 12-330 | Lifts, Patient Transfer | 454170 | Arjo Inc | Maxi Move III | 300053295 |  |  | 5102-12210 | SJS-Med/Surg Unit II 4East | 13 | IU | Active
SJS1510 | P63 | Electrocardiograph, Multi-Channel | Gerson Colon | 94805 | EMPLOYEE | Y | 1 | 1 | 05/01/2024 | 05/03/2023 | 2 | M | SJS | SJS | EKG Mulitchannel Interp | 16-231 | Electrocardiographs, Multichannel, Interpretive | 440964 | GE Healthcare Technologies | MAC 5500HD | SKJ14322410PA |  |  | 5102-12225 | SJS-Med/Surg Unit I 4West | 16 | IU | Active
SJS1513 | P-VPM | -Vendor PM | Gerson Colon | 94805 | EMPLOYEE | Y | 1 | 0.75 | 03/01/2025 | 03/01/2024 | 2 | M | SJS | SJS | Vest Airway Clearance System | 20-740 | Airway Clearance Units, High-Frequency Chest Wall Oscillation, Vest | 101318 | Hill-Rom Company Inc | 205 | 5322164 |  |  | 5102-35000 | SJS-Respiratory Care Services | 18 | IU | Active
SJS1514 | P-VPM | -Vendor PM | Gerson Colon | 94805 | EMPLOYEE | Y | 1 | 0.75 | 03/01/2025 | 03/01/2024 | 2 | M | SJS | SJS | Vest Airway Clearance System | 20-740 | Airway Clearance Units, High-Frequency Chest Wall Oscillation, Vest | 101318 | Hill-Rom Company Inc | 205 | 5322174 |  |  | 5102-35000 | SJS-Respiratory Care Services | 18 | IU | Active
SJS1515 | P10123 | -Pm Device Using Mfg Procedure | Gerson Colon | 94805 | EMPLOYEE | Y | 1 | 0.5 | 03/01/2025 | 03/01/2024 | 2 | M | SJS | SJS | Aerosol CHFO CPEP therapy Dev. | 20-737 | Airway Clearance Units, Oscillatory Intrapulmonary Percussion | 101318 | Hill-Rom Company Inc | PMN4 | S320MN0878 |  |  | 5102-35000 | SJS-Respiratory Care Services | 19 | IU | Active
SJS1516 | P10123 | -Pm Device Using Mfg Procedure | Gerson Colon | 94805 | EMPLOYEE | Y | 1 | 0.5 | 03/01/2025 | 03/01/2024 | 2 | M | SJS | SJS | Aerosol CHFO CPEP therapy Dev. | 20-737 | Airway Clearance Units, Oscillatory Intrapulmonary Percussion | 101318 | Hill-Rom Company Inc | PMN4 | S324MN0884 |  |  | 5102-35000 | SJS-Respiratory Care Services | 19 | IU | Active
SJS1517 | P10123 | -Pm Device Using Mfg Procedure | Gil Matos | GIMAT | EMPLOYEE | Y | 1 | 0.5 | 07/01/2024 | 07/06/2023 | 2 | M | SJS | SJS | Continuous Feed Heat Sealer | 16-349 | Surgical Instrument Container Systems | 101312 | Healthmark Industries Co Inc | F108 | 30140837 |  |  | 5102-85160 | SJS-Sterile Processing | 12 | IU | Active
SJS1519 | PGEANP | GE ANNUAL PDM | Darren Eaton | DAEAT | EMPLOYEE | Y | 1 | 0.5 | 09/01/2024 | 10/05/2023 | 2 | M | SJS | SJS | Patient Data Module | 20-784 | Physiologic Monitor Modules, Multiparameter | 440964 | GE Healthcare Technologies | 2016793-003 | SA314483692GA | PDMTN | PDM 1 | 5102-33020 | SJS-Imaging Central Ops | 16 | IU | Active
SJS1520 | PMOPHV | Monitors, Physiologic, Vital Signs | Gil Matos | GIMAT | EMPLOYEE | Y | 1 | 0.6 | 05/01/2024 | 06/20/2023 | 2 | M | SJS | SJS | Vital Signs Monitor | 25-209 | Monitors, Physiologic, Vital Signs | 101850 | Welch Allyn Inc A Subsidiary | VSM 6000 SERIES | 100052005217 |  |  | 5102-12210 | SJS-Med/Surg Unit II 4East | 15 | IU | Active
SJS1523 | PANCAE | Annual Care E Vac 3 PM | Darren Eaton | DAEAT | EMPLOYEE | Y | 1 | 1 | 07/01/2024 | 08/07/2023 | 2 | M | SJS | SJS | Portable Suction | 27-657 | Aspirators, Airway | 452041 | Ohio Medical Corp | 758000 | CDP0561 |  |  | 5102-33020 | SJS-Imaging Central Ops | 12 | IU | Active
SJS1523 | P3YEB1 | 3 Year Battery Replacement and Annual Care E Vac 3 PM | Darren Eaton | DAEAT | EMPLOYEE | Y | 3 | 1.2 | 07/01/2024 |  | 2 | M | SJS | SJS | Portable Suction | 27-657 | Aspirators, Airway | 452041 | Ohio Medical Corp | 758000 | CDP0561 |  |  | 5102-33020 | SJS-Imaging Central Ops | 12 | IU | Active
SJS1525 | P10123 | -Pm Device Using Mfg Procedure | Darren Eaton | DAEAT | EMPLOYEE | Y | 1 | 1.25 | 06/01/2024 |  | 2 | M | SJS | SJS | Thyroid Uptake Systems | 16-567 | Thyroid Uptake Systems | 108985 | Biodex Medical Systems Inc | 187-600 | 14090105 |  |  | 5102-33020 | SJS-Imaging Central Ops | 17 | IU | Active
SJS1526 | PMOPHV | Monitors, Physiologic, Vital Signs | Darren Eaton | DAEAT | EMPLOYEE | Y | 1 | 1 | 06/01/2024 | 06/08/2023 | 2 | M | SJS | SJS | Vital Signs Monitor | 25-209 | Monitors, Physiologic, Vital Signs | 101850 | Welch Allyn Inc A Subsidiary | VSM 6000 SERIES | 100063543614 |  |  | 5102-33020 | SJS-Imaging Central Ops | 15 | IU | Active
SJS1527 | P179 | Scale, Patient. | Darren Eaton | DAEAT | EMPLOYEE | Y | 1 | 0.5 | 06/01/2024 | 06/09/2023 | 2 | M | SJS | SJS | Digital Floor Scale | 18-458 | Scales, Patient, Platform, Electronic | 101735 | SR Instruments Inc | SR565i | 1176 |  |  | 5102-36000 | SJS-Nuclear Medicine | 12 | IU | Active
SJS1528 | PSEAG2 | -Service Agreement PM and Required Annual Password Change | Gerson Colon Jr | GECOL | EMPLOYEE | Y | 1 | 1 | 06/01/2024 | 07/31/2023 | 2 | M | SJS | SJS | Nuclear Medicine Work Station | 21-961 | Workstations, Gamma Camera/Single Photon Emission Tomography | 439946 | GE Healthcare USA | Xeleris SPECT | CZC4123Q3K |  |  | 5102-36000 | SJS-Nuclear Medicine | 11 | IU | Active
SJS1529 | P10123 | -Pm Device Using Mfg Procedure | Darren Eaton | DAEAT | EMPLOYEE | Y | 1 | 0.5 | 06/01/2024 | 06/08/2023 | 2 | M | SJS | SJS | MRI Information Portal Monitor | 12-636 | Monitoring Systems, Physiologic | 308478 | Invivo Corp | 865471 | US41601048 |  |  | 5102-33700 | SJS-MRI | 15 | IU | Active
SJS1530 | P10123 | -Pm Device Using Mfg Procedure | Darren Eaton | DAEAT | EMPLOYEE | Y | 1 | 0.5 | 06/01/2024 |  | 2 | M | SJS | SJS | Xenon Systems | 14-467 | Xenon Systems | 108985 | Biodex Medical Systems Inc | 132-503 | 14091274 |  |  | 5102-36000 | SJS-Nuclear Medicine | 12 | IU | Active
SJS1532 | P-PDEU | LP20/LP20e Pm Device Using Mfg Procedure | Twanna Hardy | TWLUK | EMPLOYEE | Y | 1 | 0.75 | 07/01/2024 | 07/27/2022 | 1 | M | SJS | SJS | LP20e Defibrillator/Pacer | 17-882B | Defibrillator/Pacemakers, External, Biphasic | 452575 | Physio-Control Inc | LP20E | 42768528 |  |  | 5102-85400 | SJS-Materials Mgmt Purch (Sys Au) | 40 | LS | High Risk
SJS1532 | P2YEBA | LP20 2 Year Battery Replacement and PM | Twanna Hardy | TWLUK | EMPLOYEE | Y | 2 | 1 | 07/01/2025 | 07/29/2021 | 1 | M | SJS | SJS | LP20e Defibrillator/Pacer | 17-882B | Defibrillator/Pacemakers, External, Biphasic | 452575 | Physio-Control Inc | LP20E | 42768528 |  |  | 5102-85400 | SJS-Materials Mgmt Purch (Sys Au) | 40 | LS | High Risk
SJS1532 | PLP5YE | LP20 5 Year Coin Battery Replacement | Twanna Hardy | TWLUK | EMPLOYEE | Y | 5 | 1.6 | 07/01/2028 | 07/27/2023 | 1 | M | SJS | SJS | LP20e Defibrillator/Pacer | 17-882B | Defibrillator/Pacemakers, External, Biphasic | 452575 | Physio-Control Inc | LP20E | 42768528 |  |  | 5102-85400 | SJS-Materials Mgmt Purch (Sys Au) | 40 | LS | High Risk
SJS1533 | P-PDEU | LP20/LP20e Pm Device Using Mfg Procedure | Twanna Hardy | TWLUK | EMPLOYEE | Y | 1 | 0.75 | 07/01/2024 | 07/29/2022 | 1 | M | SJS | SJS | LP20e Defibrillator/Pacer | 17-882B | Defibrillator/Pacemakers, External, Biphasic | 452575 | Physio-Control Inc | LP20E | 42796286 |  |  | 5102-85400 | SJS-Materials Mgmt Purch (Sys Au) | 40 | LS | High Risk
SJS1533 | P2YEBA | LP20 2 Year Battery Replacement and PM | Twanna Hardy | TWLUK | EMPLOYEE | Y | 2 | 1 | 07/01/2025 | 07/26/2021 | 1 | M | SJS | SJS | LP20e Defibrillator/Pacer | 17-882B | Defibrillator/Pacemakers, External, Biphasic | 452575 | Physio-Control Inc | LP20E | 42796286 |  |  | 5102-85400 | SJS-Materials Mgmt Purch (Sys Au) | 40 | LS | High Risk
SJS1533 | PLP5YE | LP20 5 Year Coin Battery Replacement | Twanna Hardy | TWLUK | EMPLOYEE | Y | 5 | 1.6 | 07/01/2028 | 07/26/2023 | 1 | M | SJS | SJS | LP20e Defibrillator/Pacer | 17-882B | Defibrillator/Pacemakers, External, Biphasic | 452575 | Physio-Control Inc | LP20E | 42796286 |  |  | 5102-85400 | SJS-Materials Mgmt Purch (Sys Au) | 40 | LS | High Risk
SJS1534 | P80CAA | 8015 CareFusion Alaris Pump | Darren Eaton | DAEAT | EMPLOYEE | Y | 2 | 1 | 08/01/2025 | 12/28/2023 | 6 | M | SJS | SJS | Pump Control Unit 5.7 Screen | 26-655 | Controllers, Infusion Pump Systems, Programmable | 378348 | BD | 8015LS | 14555193 | LVP | Alaris 2 | 5102-10000 | SJS-Nursing Administration | 20 | IU | Active
SJS1535 | P80CAA | 8015 CareFusion Alaris Pump | Gerson Colon | 94805 | EMPLOYEE | Y | 2 | 1 | 08/01/2025 | 01/04/2024 | 6 | M | SJS | SJS | Pump Control Unit 5.7 Screen | 26-655 | Controllers, Infusion Pump Systems, Programmable | 378348 | BD | 8015LS | 14245673 | PCU | Alaris 1 | 5102-23100 | SJS-Emergency Service | 21 | IU | Active
SJS1536 | P80CAA | 8015 CareFusion Alaris Pump | Darren Eaton | DAEAT | EMPLOYEE | Y | 2 | 1 | 08/01/2025 | 01/04/2024 | 6 | M | SJS | SJS | Pump Control Unit 5.7 Screen | 26-655 | Controllers, Infusion Pump Systems, Programmable | 378348 | BD | 8015LS | 14555585 | LVP | Alaris 2 | 5102-10000 | SJS-Nursing Administration | 20 | IU | Active
SJS1538 | P10123 | -Pm Device Using Mfg Procedure | Gil Matos | GIMAT | EMPLOYEE | Y | 1 | 0.75 | 06/01/2024 | 10/30/2023 | 6 | M | SJS | SJS | Patient Controlled Pump | 16-924 | Infusion Pumps, Analgesic, Patient-Controlled | 378348 | BD | 8120 | 14194013 | PCA | Alaris 8120 | 5102-21500 | SJS-PACU | 20 | IU | Active
SJS1539 | P80CAA | 8015 CareFusion Alaris Pump | Gil Matos | GIMAT | EMPLOYEE | Y | 2 | 1 | 08/01/2025 | 12/22/2023 | 6 | M | SJS | SJS | Pump Control Unit 5.7 Screen | 26-655 | Controllers, Infusion Pump Systems, Programmable | 378348 | BD | 8015LS | 14674118 | LVP | Alaris 2 | 5102-12213 | SJS-Med/Surg/Tele Overflow 3North | 20 | IU | Active
SJS1540 | P10123 | -Pm Device Using Mfg Procedure | Gil Matos | GIMAT | EMPLOYEE | Y | 1 | 0.75 | 06/01/2024 | 10/04/2023 | 6 | M | SJS | SJS | Patient Controlled Pump | 16-924 | Infusion Pumps, Analgesic, Patient-Controlled | 378348 | BD | 8120 | 14193996 | PCA | Alaris 8120 | 5102-21500 | SJS-PACU | 20 | IU | Active
SJS1541 | P10123 | -Pm Device Using Mfg Procedure | Gil Matos | GIMAT | EMPLOYEE | Y | 1 | 0.75 | 06/01/2024 | 08/30/2023 | 6 | M | SJS | SJS | EtCO2 Module IV Pump | 20-776 | Physiologic Monitor Modules, Exhaled Carbon Dioxide | 378348 | BD | 8300 | 14193233 | ALARIS | Alaris 8300 | 5102-21500 | SJS-PACU | 16 | IU | Active
SJS1542 | P80CAA | 8015 CareFusion Alaris Pump | Darren Eaton | DAEAT | EMPLOYEE | Y | 2 | 1 | 08/01/2025 | 01/04/2024 | 6 | M | SJS | SJS | Pump Control Unit 5.7 Screen | 26-655 | Controllers, Infusion Pump Systems, Programmable | 378348 | BD | 8015LS | 14191040 | LVP | Alaris 2 | 5102-12225 | SJS-Med/Surg Unit I 4West | 20 | IU | Active
SJS1543 | P10123 | -Pm Device Using Mfg Procedure | Gil Matos | GIMAT | EMPLOYEE | Y | 1 | 0.75 | 06/01/2024 | 08/30/2023 | 6 | M | SJS | SJS | EtCO2 Module IV Pump | 20-776 | Physiologic Monitor Modules, Exhaled Carbon Dioxide | 378348 | BD | 8300 | 14191410 | ALARIS | Alaris 8300 | 5102-21500 | SJS-PACU | 16 | IU | Active
SJS1544 | P10123 | -Pm Device Using Mfg Procedure | Gil Matos | GIMAT | EMPLOYEE | Y | 1 | 0.75 | 06/01/2024 | 08/22/2023 | 6 | M | SJS | SJS | Patient Controlled Pump | 16-924 | Infusion Pumps, Analgesic, Patient-Controlled | 378348 | BD | 8120 | 14194383 | PCA | Alaris 8120 | 5102-21500 | SJS-PACU | 20 | IU | Active
SJS1545 | P80CAA | 8015 CareFusion Alaris Pump | Darren Eaton | DAEAT | EMPLOYEE | Y | 2 | 1 | 08/01/2025 | 11/08/2023 | 6 | M | SJS | SJS | Pump Control Unit 5.7 Screen | 26-655 | Controllers, Infusion Pump Systems, Programmable | 378348 | BD | 8015LS | 14191082 | LVP | Alaris 2 | 5102-12225 | SJS-Med/Surg Unit I 4West | 20 | IU | Active
SJS1546 | P10123 | -Pm Device Using Mfg Procedure | Darren Eaton | DAEAT | EMPLOYEE | Y | 1 | 0.75 | 06/01/2024 | 08/08/2023 | 6 | M | SJS | SJS | Syringe Pump | 13-217 | Infusion Pumps, Multitherapy, Syringe | 378348 | BD | 8110 | 14229037 | SYRING | Alaris 8110 | 5102-20100 | SJS-Anesthesiology | 33 | IU | Active
SJS1547 | P80CAA | 8015 CareFusion Alaris Pump | Darren Eaton | DAEAT | EMPLOYEE | Y | 2 | 1 | 08/01/2025 | 12/21/2023 | 6 | M | SJS | SJS | Pump Control Unit 5.7 Screen | 26-655 | Controllers, Infusion Pump Systems, Programmable | 378348 | BD | 8015LS | 15034722 | LVP | Alaris 2 | 5102-13100 | SJS-Intensive Care Unit I | 21 | IU | Active
SJS1548 | P80CAA | 8015 CareFusion Alaris Pump | Darren Eaton | DAEAT | EMPLOYEE | Y | 2 | 1 | 08/01/2025 | 12/12/2023 | 6 | M | SJS | SJS | Pump Control Unit 5.7 Screen | 26-655 | Controllers, Infusion Pump Systems, Programmable | 378348 | BD | 8015LS | 14191114 | LVP | Alaris 2 | 5102-12225 | SJS-Med/Surg Unit I 4West | 20 | IU | Active
SJS1549 | P80CAA | 8015 CareFusion Alaris Pump | Gil Matos | GIMAT | EMPLOYEE | Y | 2 | 1 | 08/01/2025 | 11/02/2023 | 6 | M | SJS | SJS | Pump Control Unit 5.7 Screen | 26-655 | Controllers, Infusion Pump Systems, Programmable | 378348 | BD | 8015LS | 14191170 | ALATM | Alaris 3 | 5102-21500 | SJS-PACU | 21 | IU | Active
SJS1550 | P80CAA | 8015 CareFusion Alaris Pump | Gerson Colon | 94805 | EMPLOYEE | Y | 2 | 1 | 08/01/2025 | 10/11/2023 | 6 | M | SJS | SJS | Pump Control Unit 5.7 Screen | 26-655 | Controllers, Infusion Pump Systems, Programmable | 378348 | BD | 8015LS | 14190713 | PCU | Alaris 1 | 5102-23100 | SJS-Emergency Service | 21 | IU | Active
SJS1551 | P80CAA | 8015 CareFusion Alaris Pump | Gil Matos | GIMAT | EMPLOYEE | Y | 2 | 1 | 08/01/2025 | 12/20/2023 | 6 | M | SJS | SJS | Pump Control Unit 5.7 Screen | 26-655 | Controllers, Infusion Pump Systems, Programmable | 378348 | BD | 8015LS | 14191048 | ALATM | Alaris 3 | 5102-12210 | SJS-Med/Surg Unit II 4East | 20 | IU | Active
SJS1552 | P81CAA | 8100 CareFusion Alaris Pump | Darren Eaton | DAEAT | EMPLOYEE | Y | 1 | 0.75 | 08/01/2024 | 11/07/2023 | 6 | M | SJS | SJS | Large Volume Pump Module | 13-215 | Infusion Pumps, Multitherapy | 378348 | BD | 8100 | 14201370 | LVP | Alaris 2 | 5102-30695 | SJS-Interventional Services | 20 | IU | Active
SJS1554 | P81CAA | 8100 CareFusion Alaris Pump | Darren Eaton | DAEAT | EMPLOYEE | Y | 1 | 0.75 | 08/01/2024 | 08/22/2023 | 6 | M | SJS | SJS | Large Volume Pump Module | 13-215 | Infusion Pumps, Multitherapy | 378348 | BD | 8100 | 14201064 | LVP | Alaris 2 | 5102-30695 | SJS-Interventional Services | 20 | IU | Active
SJS1556 | P81CAA | 8100 CareFusion Alaris Pump | Darren Eaton | DAEAT | EMPLOYEE | Y | 1 | 0.75 | 08/01/2024 | 10/30/2023 | 6 | M | SJS | SJS | Large Volume Pump Module | 13-215 | Infusion Pumps, Multitherapy | 378348 | BD | 8100 | 14508294 | LVP | Alaris 2 | 5102-37250 | SJS-Outpatient Infusion Therapy | 20 | IU | Active
SJS1557 | P80CAA | 8015 CareFusion Alaris Pump | Darren Eaton | DAEAT | EMPLOYEE | Y | 2 | 1 | 08/01/2025 | 10/11/2023 | 6 | M | SJS | SJS | Pump Control Unit 5.7 Screen | 26-655 | Controllers, Infusion Pump Systems, Programmable | 378348 | BD | 8015LS | 14190723 | LVP | Alaris 2 | 5102-13100 | SJS-Intensive Care Unit I | 21 | IU | Active
SJS1558 | P81CAA | 8100 CareFusion Alaris Pump | Darren Eaton | DAEAT | EMPLOYEE | Y | 1 | 0.75 | 08/01/2024 | 11/06/2023 | 6 | M | SJS | SJS | Large Volume Pump Module | 13-215 | Infusion Pumps, Multitherapy | 378348 | BD | 8100 | 14142856 | LVP | Alaris 2 | 5102-12210 | SJS-Med/Surg Unit II 4East | 20 | IU | Active
SJS1559 | P81CAA | 8100 CareFusion Alaris Pump | Gerson Colon | 94805 | EMPLOYEE | Y | 1 | 0.75 | 08/01/2024 | 10/13/2023 | 6 | M | SJS | SJS | Large Volume Pump Module | 13-215 | Infusion Pumps, Multitherapy | 378348 | BD | 8100 | 14200288 | PCU | Alaris 1 | 5102-16527 | SJS-Mother/Baby Unit | 20 | IU | Active
SJS1560 | P81CAA | 8100 CareFusion Alaris Pump | Darren Eaton | DAEAT | EMPLOYEE | Y | 1 | 0.75 | 08/01/2024 | 11/22/2023 | 6 | M | SJS | SJS | Large Volume Pump Module | 13-215 | Infusion Pumps, Multitherapy | 378348 | BD | 8100 | 14201025 | PCU | Alaris 1 | 5102-13100 | SJS-Intensive Care Unit I | 20 | IU | Active
SJS1561 | P81CAA | 8100 CareFusion Alaris Pump | Darren Eaton | DAEAT | EMPLOYEE | Y | 1 | 0.75 | 08/01/2024 | 12/05/2023 | 6 | M | SJS | SJS | Large Volume Pump Module | 13-215 | Infusion Pumps, Multitherapy | 378348 | BD | 8100 | 14201714 | LVP | Alaris 2 | 5102-30695 | SJS-Interventional Services | 20 | IU | Active
SJS1562 | P80CAA | 8015 CareFusion Alaris Pump | Gerson Colon | 94805 | EMPLOYEE | Y | 2 | 1 | 08/01/2025 | 10/12/2023 | 6 | M | SJS | SJS | Pump Control Unit 5.7 Screen | 26-655 | Controllers, Infusion Pump Systems, Programmable | 378348 | BD | 8015LS | 14190698 | PCU | Alaris 1 | 5102-23100 | SJS-Emergency Service | 21 | IU | Active
SJS1563 | P81CAA | 8100 CareFusion Alaris Pump | Twanna Hardy | TWLUK | EMPLOYEE | Y | 1 | 0.75 | 08/01/2024 | 11/16/2023 | 6 | M | SJS | SJS | Large Volume Pump Module | 13-215 | Infusion Pumps, Multitherapy | 378348 | BD | 8100 | 14136411 | PCU | Alaris 1 | 5102-12213 | SJS-Med/Surg/Tele Overflow 3North | 20 | IU | Active
SJS1566 | P81CAA | 8100 CareFusion Alaris Pump | Gerson Colon | 94805 | EMPLOYEE | Y | 1 | 0.75 | 08/01/2024 | 09/05/2023 | 6 | M | SJS | SJS | Large Volume Pump Module | 13-215 | Infusion Pumps, Multitherapy | 378348 | BD | 8100 | 14200678 | PCU | Alaris 1 | 5102-16527 | SJS-Mother/Baby Unit | 20 | IU | Active
SJS1568 | P81CAA | 8100 CareFusion Alaris Pump | Darren Eaton | DAEAT | EMPLOYEE | Y | 1 | 0.75 | 08/01/2024 | 08/14/2023 | 6 | M | SJS | SJS | Large Volume Pump Module | 13-215 | Infusion Pumps, Multitherapy | 378348 | BD | 8100 | 14307002 | LVP | Alaris 2 | 5102-12210 | SJS-Med/Surg Unit II 4East | 20 | IU | Active
SJS1569 | P80CAA | 8015 CareFusion Alaris Pump | Gil Matos | GIMAT | EMPLOYEE | Y | 2 | 1 | 08/01/2025 | 01/04/2024 | 6 | M | SJS | SJS | Pump Control Unit 5.7 Screen | 26-655 | Controllers, Infusion Pump Systems, Programmable | 378348 | BD | 8015LS | 14157255 | ALATM | Alaris 3 | 5102-21500 | SJS-PACU | 21 | IU | Active
SJS1570 | P80CAA | 8015 CareFusion Alaris Pump | Gil Matos | GIMAT | EMPLOYEE | Y | 2 | 1 | 08/01/2025 | 12/19/2023 | 6 | M | SJS | SJS | Pump Control Unit 5.7 Screen | 26-655 | Controllers, Infusion Pump Systems, Programmable | 378348 | BD | 8015LS | 14191172 | ALATM | Alaris 3 | 5102-12210 | SJS-Med/Surg Unit II 4East | 20 | IU | Active
SJS1571 | P81CAA | 8100 CareFusion Alaris Pump | Gerson Colon | 94805 | EMPLOYEE | Y | 1 | 0.75 | 08/01/2024 | 08/21/2023 | 6 | M | SJS | SJS | Large Volume Pump Module | 13-215 | Infusion Pumps, Multitherapy | 378348 | BD | 8100 | 14201032 | PCU | Alaris 1 | 5102-16527 | SJS-Mother/Baby Unit | 20 | IU | Active
SJS1572 | P80CAA | 8015 CareFusion Alaris Pump | Gerson Colon | 94805 | EMPLOYEE | Y | 2 | 1 | 08/01/2025 | 01/03/2024 | 6 | M | SJS | SJS | Pump Control Unit 5.7 Screen | 26-655 | Controllers, Infusion Pump Systems, Programmable | 378348 | BD | 8015LS | 14156326 | PCU | Alaris 1 | 5102-23100 | SJS-Emergency Service | 21 | IU | Active
SJS1573 | P81CAA | 8100 CareFusion Alaris Pump | Darren Eaton | DAEAT | EMPLOYEE | Y | 1 | 0.75 | 08/01/2024 | 11/10/2023 | 6 | M | SJS | SJS | Large Volume Pump Module | 13-215 | Infusion Pumps, Multitherapy | 378348 | BD | 8100 | 14200975 | LVP | Alaris 2 | 5102-12225 | SJS-Med/Surg Unit I 4West | 20 | IU | Active
SJS1574 | P81CAA | 8100 CareFusion Alaris Pump | Darren Eaton | DAEAT | EMPLOYEE | Y | 1 | 0.75 | 08/01/2024 | 08/01/2023 | 6 | M | SJS | SJS | Large Volume Pump Module | 13-215 | Infusion Pumps, Multitherapy | 378348 | BD | 8100 | 14325922 | PCU | Alaris 1 | 5102-13100 | SJS-Intensive Care Unit I | 20 | IU | Active
SJS1576 | P80CAA | 8015 CareFusion Alaris Pump | Darren Eaton | DAEAT | EMPLOYEE | Y | 2 | 1 | 08/01/2025 | 12/11/2023 | 6 | M | SJS | SJS | Pump Control Unit 5.7 Screen | 26-655 | Controllers, Infusion Pump Systems, Programmable | 378348 | BD | 8015LS | 14332347 | LVP | Alaris 2 | 5102-13100 | SJS-Intensive Care Unit I | 21 | IU | Active
SJS1577 | P81CAA | 8100 CareFusion Alaris Pump | Darren Eaton | DAEAT | EMPLOYEE | Y | 1 | 0.75 | 08/01/2024 | 12/04/2023 | 6 | M | SJS | SJS | Large Volume Pump Module | 13-215 | Infusion Pumps, Multitherapy | 378348 | BD | 8100 | 14200389 | LVP | Alaris 2 | 5102-12225 | SJS-Med/Surg Unit I 4West | 20 | IU | Active
SJS1578 | P81CAA | 8100 CareFusion Alaris Pump | Darren Eaton | DAEAT | EMPLOYEE | Y | 1 | 0.75 | 08/01/2024 | 10/09/2023 | 6 | M | SJS | SJS | Large Volume Pump Module | 13-215 | Infusion Pumps, Multitherapy | 378348 | BD | 8100 | 14201551 | LVP | Alaris 2 | 5102-23100 | SJS-Emergency Service | 20 | IU | Active
SJS1579 | P81CAA | 8100 CareFusion Alaris Pump | Darren Eaton | DAEAT | EMPLOYEE | Y | 1 | 0.75 | 08/01/2024 | 11/02/2023 | 6 | M | SJS | SJS | Large Volume Pump Module | 13-215 | Infusion Pumps, Multitherapy | 378348 | BD | 8100 | 14323564 | PCU | Alaris 1 | 5102-13100 | SJS-Intensive Care Unit I | 20 | IU | Active
SJS1580 | P81CAA | 8100 CareFusion Alaris Pump | Twanna Hardy | TWLUK | EMPLOYEE | Y | 1 | 0.75 | 08/01/2024 | 10/04/2023 | 6 | M | SJS | SJS | Large Volume Pump Module | 13-215 | Infusion Pumps, Multitherapy | 378348 | BD | 8100 | 14721206 | PCU | Alaris 1 | 5102-12213 | SJS-Med/Surg/Tele Overflow 3North | 20 | IU | Active
SJS1581 | P80CAA | 8015 CareFusion Alaris Pump | Gerson Colon | 94805 | EMPLOYEE | Y | 2 | 1 | 08/01/2025 | 12/28/2023 | 6 | M | SJS | SJS | Pump Control Unit 5.7 Screen | 26-655 | Controllers, Infusion Pump Systems, Programmable | 378348 | BD | 8015LS | 14138933 | ALATM | Alaris 3 | 5102-21355 | SJS-Preop Surgical | 21 | IU | Active
SJS1582 | P81CAA | 8100 CareFusion Alaris Pump | Gerson Colon | 94805 | EMPLOYEE | Y | 1 | 0.75 | 08/01/2024 | 08/08/2023 | 6 | M | SJS | SJS | Large Volume Pump Module | 13-215 | Infusion Pumps, Multitherapy | 378348 | BD | 8100 | 14200120 | PCU | Alaris 1 | 5102-22100 | SJS-Labor & Delivery | 20 | IU | Active
SJS1583 | P81CAA | 8100 CareFusion Alaris Pump | Gerson Colon | 94805 | EMPLOYEE | Y | 1 | 0.75 | 08/01/2024 | 11/03/2023 | 6 | M | SJS | SJS | Large Volume Pump Module | 13-215 | Infusion Pumps, Multitherapy | 378348 | BD | 8100 | 14201570 | PCU | Alaris 1 | 5102-22100 | SJS-Labor & Delivery | 20 | IU | Active
SJS1584 | P81CAA | 8100 CareFusion Alaris Pump | Twanna Hardy | TWLUK | EMPLOYEE | Y | 1 | 0.75 | 08/01/2024 | 08/14/2023 | 6 | M | SJS | SJS | Large Volume Pump Module | 13-215 | Infusion Pumps, Multitherapy | 378348 | BD | 8100 | 14717987 | PCU | Alaris 1 | 5102-12213 | SJS-Med/Surg/Tele Overflow 3North | 20 | IU | Active
SJS1585 | P80CAA | 8015 CareFusion Alaris Pump | Gil Matos | GIMAT | EMPLOYEE | Y | 2 | 1 | 08/01/2025 | 01/03/2024 | 6 | M | SJS | SJS | Pump Control Unit 5.7 Screen | 26-655 | Controllers, Infusion Pump Systems, Programmable | 378348 | BD | 8015LS | 14676391 | LVP | Alaris 2 | 5102-12213 | SJS-Med/Surg/Tele Overflow 3North | 20 | IU | Active
SJS1586 | P81CAA | 8100 CareFusion Alaris Pump | Darren Eaton | DAEAT | EMPLOYEE | Y | 1 | 0.75 | 08/01/2024 | 08/14/2023 | 6 | M | SJS | SJS | Large Volume Pump Module | 13-215 | Infusion Pumps, Multitherapy | 378348 | BD | 8100 | 14325346 | PCU | Alaris 1 | 5102-13100 | SJS-Intensive Care Unit I | 20 | IU | Active
SJS1587 | P81CAA | 8100 CareFusion Alaris Pump | Gerson Colon | 94805 | EMPLOYEE | Y | 1 | 0.75 | 08/01/2024 | 10/09/2023 | 6 | M | SJS | SJS | Large Volume Pump Module | 13-215 | Infusion Pumps, Multitherapy | 378348 | BD | 8100 | 14532203 | PCU | Alaris 1 | 5102-22100 | SJS-Labor & Delivery | 20 | IU | Active
SJS1588 | P81CAA | 8100 CareFusion Alaris Pump | Darren Eaton | DAEAT | EMPLOYEE | Y | 1 | 0.75 | 08/01/2024 | 08/30/2023 | 6 | M | SJS | SJS | Large Volume Pump Module | 13-215 | Infusion Pumps, Multitherapy | 378348 | BD | 8100 | 14171008 | LVP | Alaris 2 | 5102-23100 | SJS-Emergency Service | 20 | IU | Active
SJS1589 | P81CAA | 8100 CareFusion Alaris Pump | Darren Eaton | DAEAT | EMPLOYEE | Y | 1 | 0.75 | 08/01/2024 | 11/22/2023 | 6 | M | SJS | SJS | Large Volume Pump Module | 13-215 | Infusion Pumps, Multitherapy | 378348 | BD | 8100 | 14325419 | PCU | Alaris 1 | 5102-13100 | SJS-Intensive Care Unit I | 20 | IU | Active
SJS1590 | P81CAA | 8100 CareFusion Alaris Pump | Darren Eaton | DAEAT | EMPLOYEE | Y | 1 | 0.75 | 08/01/2024 | 09/27/2023 | 6 | M | SJS | SJS | Large Volume Pump Module | 13-215 | Infusion Pumps, Multitherapy | 378348 | BD | 8100 | 14200360 | PCU | Alaris 1 | 5102-13100 | SJS-Intensive Care Unit I | 20 | IU | Active
SJS1591 | P81CAA | 8100 CareFusion Alaris Pump | Gerson Colon | 94805 | EMPLOYEE | Y | 1 | 0.75 | 08/01/2024 | 09/22/2023 | 6 | M | SJS | SJS | Large Volume Pump Module | 13-215 | Infusion Pumps, Multitherapy | 378348 | BD | 8100 | 14200042 | PCU | Alaris 1 | 5102-16527 | SJS-Mother/Baby Unit | 20 | IU | Active
SJS1592 | P81CAA | 8100 CareFusion Alaris Pump | Darren Eaton | DAEAT | EMPLOYEE | Y | 1 | 0.75 | 08/01/2024 | 11/21/2023 | 6 | M | SJS | SJS | Large Volume Pump Module | 13-215 | Infusion Pumps, Multitherapy | 378348 | BD | 8100 | 14326000 | PCU | Alaris 1 | 5102-13100 | SJS-Intensive Care Unit I | 20 | IU | Active
SJS1593 | P81CAA | 8100 CareFusion Alaris Pump | Darren Eaton | DAEAT | EMPLOYEE | Y | 1 | 0.75 | 08/01/2024 | 09/26/2023 | 6 | M | SJS | SJS | Large Volume Pump Module | 13-215 | Infusion Pumps, Multitherapy | 378348 | BD | 8100 | 14309524 | LVP | Alaris 2 | 5102-12210 | SJS-Med/Surg Unit II 4East | 20 | IU | Active
SJS1594 | P81CAA | 8100 CareFusion Alaris Pump | Gil Matos | GIMAT | EMPLOYEE | Y | 1 | 0.75 | 08/01/2024 | 08/29/2023 | 6 | M | SJS | SJS | Large Volume Pump Module | 13-215 | Infusion Pumps, Multitherapy | 378348 | BD | 8100 | 14201437 | PCU | Alaris 1 | 5102-21500 | SJS-PACU | 20 | IU | Active
SJS1595 | P10123 | -Pm Device Using Mfg Procedure | Darren Eaton | DAEAT | EMPLOYEE | Y | 1 | 0.75 | 06/01/2024 | 08/08/2023 | 6 | M | SJS | SJS | Syringe Pump | 13-217 | Infusion Pumps, Multitherapy, Syringe | 378348 | BD | 8110 | 14229164 | SYRING | Alaris 8110 | 5102-20100 | SJS-Anesthesiology | 33 | IU | Active
SJS1597 | P81CAA | 8100 CareFusion Alaris Pump | Gerson Colon | 94805 | EMPLOYEE | Y | 1 | 0.75 | 08/01/2024 | 08/09/2023 | 6 | M | SJS | SJS | Large Volume Pump Module | 13-215 | Infusion Pumps, Multitherapy | 378348 | BD | 8100 | 14201332 | PCU | Alaris 1 | 5102-22100 | SJS-Labor & Delivery | 20 | IU | Active
SJS1598 | P81CAA | 8100 CareFusion Alaris Pump | Darren Eaton | DAEAT | EMPLOYEE | Y | 1 | 0.75 | 08/01/2024 | 11/21/2023 | 6 | M | SJS | SJS | Large Volume Pump Module | 13-215 | Infusion Pumps, Multitherapy | 378348 | BD | 8100 | 14515864 | LVP | Alaris 2 | 5102-37250 | SJS-Outpatient Infusion Therapy | 20 | IU | Active
SJS1599 | P81CAA | 8100 CareFusion Alaris Pump | Gil Matos | GIMAT | EMPLOYEE | Y | 1 | 0.75 | 08/01/2024 | 12/06/2023 | 6 | M | SJS | SJS | Large Volume Pump Module | 13-215 | Infusion Pumps, Multitherapy | 378348 | BD | 8100 | 14200483 | PCU | Alaris 1 | 5102-21500 | SJS-PACU | 20 | IU | Active
SJS1600 | P81CAA | 8100 CareFusion Alaris Pump | Gerson Colon | 94805 | EMPLOYEE | Y | 1 | 0.75 | 08/01/2024 | 10/24/2023 | 6 | M | SJS | SJS | Large Volume Pump Module | 13-215 | Infusion Pumps, Multitherapy | 378348 | BD | 8100 | 14200665 | PCU | Alaris 1 | 5102-16527 | SJS-Mother/Baby Unit | 20 | IU | Active
SJS1601 | P81CAA | 8100 CareFusion Alaris Pump | Darren Eaton | DAEAT | EMPLOYEE | Y | 1 | 0.75 | 08/01/2024 | 08/25/2023 | 6 | M | SJS | SJS | Large Volume Pump Module | 13-215 | Infusion Pumps, Multitherapy | 378348 | BD | 8100 | 14323334 | PCU | Alaris 1 | 5102-13100 | SJS-Intensive Care Unit I | 20 | IU | Active
SJS1602 | P81CAA | 8100 CareFusion Alaris Pump | Gil Matos | GIMAT | EMPLOYEE | Y | 1 | 0.75 | 08/01/2024 | 10/26/2023 | 6 | M | SJS | SJS | Large Volume Pump Module | 13-215 | Infusion Pumps, Multitherapy | 378348 | BD | 8100 | 14200965 | PCU | Alaris 1 | 5102-21500 | SJS-PACU | 20 | IU | Active
SJS1604 | P81CAA | 8100 CareFusion Alaris Pump | Gerson Colon | 94805 | EMPLOYEE | Y | 1 | 0.75 | 08/01/2024 | 11/13/2023 | 6 | M | SJS | SJS | Large Volume Pump Module | 13-215 | Infusion Pumps, Multitherapy | 378348 | BD | 8100 | 14200935 | PCU | Alaris 1 | 5102-16527 | SJS-Mother/Baby Unit | 20 | IU | Active
SJS1605 | P80CAA | 8015 CareFusion Alaris Pump | Darren Eaton | DAEAT | EMPLOYEE | Y | 2 | 1 | 08/01/2025 | 10/06/2023 | 6 | M | SJS | SJS | Pump Control Unit 5.7 Screen | 26-655 | Controllers, Infusion Pump Systems, Programmable | 378348 | BD | 8015LS | 14191167 | LVP | Alaris 2 | 5102-12225 | SJS-Med/Surg Unit I 4West | 20 | IU | Active
SJS1606 | P81CAA | 8100 CareFusion Alaris Pump | Darren Eaton | DAEAT | EMPLOYEE | Y | 1 | 0.75 | 08/01/2024 | 12/18/2023 | 6 | M | SJS | SJS | Large Volume Pump Module | 13-215 | Infusion Pumps, Multitherapy | 378348 | BD | 8100 | 14201091 | PCU | Alaris 1 | 5102-13100 | SJS-Intensive Care Unit I | 20 | IU | Active
SJS1607 | P81CAA | 8100 CareFusion Alaris Pump | Twanna Hardy | TWLUK | EMPLOYEE | Y | 1 | 0.75 | 08/01/2024 | 10/26/2023 | 6 | M | SJS | SJS | Large Volume Pump Module | 13-215 | Infusion Pumps, Multitherapy | 378348 | BD | 8100 | 14716912 | PCU | Alaris 1 | 5102-12213 | SJS-Med/Surg/Tele Overflow 3North | 20 | IU | Active
SJS1608 | P81CAA | 8100 CareFusion Alaris Pump | Darren Eaton | DAEAT | EMPLOYEE | Y | 1 | 0.75 | 08/01/2024 | 11/02/2023 | 6 | M | SJS | SJS | Large Volume Pump Module | 13-215 | Infusion Pumps, Multitherapy | 378348 | BD | 8100 | 14200973 | LVP | Alaris 2 | 5102-12225 | SJS-Med/Surg Unit I 4West | 20 | IU | Active
SJS1610 | P80CAA | 8015 CareFusion Alaris Pump | Gil Matos | GIMAT | EMPLOYEE | Y | 2 | 1 | 08/01/2025 | 01/03/2024 | 6 | M | SJS | SJS | Pump Control Unit 5.7 Screen | 26-655 | Controllers, Infusion Pump Systems, Programmable | 378348 | BD | 8015LS | 14191157 | ALATM | Alaris 3 | 5102-12210 | SJS-Med/Surg Unit II 4East | 20 | IU | Active
SJS1611 | P80CAA | 8015 CareFusion Alaris Pump | Gil Matos | GIMAT | EMPLOYEE | Y | 2 | 1 | 08/01/2025 | 12/14/2023 | 6 | M | SJS | SJS | Pump Control Unit 5.7 Screen | 26-655 | Controllers, Infusion Pump Systems, Programmable | 378348 | BD | 8015LS | 14676363 | LVP | Alaris 2 | 5102-12213 | SJS-Med/Surg/Tele Overflow 3North | 20 | IU | Active
SJS1614 | P81CAA | 8100 CareFusion Alaris Pump | Gerson Colon | 94805 | EMPLOYEE | Y | 1 | 0.75 | 08/01/2024 | 10/26/2023 | 6 | M | SJS | SJS | Large Volume Pump Module | 13-215 | Infusion Pumps, Multitherapy | 378348 | BD | 8100 | 14200462 | PCU | Alaris 1 | 5102-22100 | SJS-Labor & Delivery | 20 | IU | Active
SJS1615 | P80CAA | 8015 CareFusion Alaris Pump | Darren Eaton | DAEAT | EMPLOYEE | Y | 2 | 1 | 08/01/2025 | 12/11/2023 | 6 | M | SJS | SJS | Pump Control Unit 5.7 Screen | 26-655 | Controllers, Infusion Pump Systems, Programmable | 378348 | BD | 8015LS | 14190827 | LVP | Alaris 2 | 5102-12225 | SJS-Med/Surg Unit I 4West | 20 | IU | Active
SJS1616 | P81CAA | 8100 CareFusion Alaris Pump | Gerson Colon | 94805 | EMPLOYEE | Y | 1 | 0.75 | 08/01/2024 | 10/25/2023 | 6 | M | SJS | SJS | Large Volume Pump Module | 13-215 | Infusion Pumps, Multitherapy | 378348 | BD | 8100 | 14201224 | PCU | Alaris 1 | 5102-16527 | SJS-Mother/Baby Unit | 20 | IU | Active
SJS1617 | P81CAA | 8100 CareFusion Alaris Pump | Darren Eaton | DAEAT | EMPLOYEE | Y | 1 | 0.75 | 08/01/2024 | 11/01/2023 | 6 | M | SJS | SJS | Large Volume Pump Module | 13-215 | Infusion Pumps, Multitherapy | 378348 | BD | 8100 | 14307006 | LVP | Alaris 2 | 5102-12210 | SJS-Med/Surg Unit II 4East | 20 | IU | Active
SJS1618 | P80CAA | 8015 CareFusion Alaris Pump | Gil Matos | GIMAT | EMPLOYEE | Y | 2 | 1 | 08/01/2025 | 01/03/2024 | 6 | M | SJS | SJS | Pump Control Unit 5.7 Screen | 26-655 | Controllers, Infusion Pump Systems, Programmable | 378348 | BD | 8015LS | 14134512 | ALATM | Alaris 3 | 5102-12210 | SJS-Med/Surg Unit II 4East | 20 | IU | Active
SJS1619 | P81CAA | 8100 CareFusion Alaris Pump | Gil Matos | GIMAT | EMPLOYEE | Y | 1 | 0.75 | 08/01/2024 | 08/09/2023 | 6 | M | SJS | SJS | Large Volume Pump Module | 13-215 | Infusion Pumps, Multitherapy | 378348 | BD | 8100 | 14201630 | PCU | Alaris 1 | 5102-21500 | SJS-PACU | 20 | IU | Active
SJS1620 | P81CAA | 8100 CareFusion Alaris Pump | Gerson Colon | 94805 | EMPLOYEE | Y | 1 | 0.75 | 08/01/2024 | 08/28/2023 | 6 | M | SJS | SJS | Large Volume Pump Module | 13-215 | Infusion Pumps, Multitherapy | 378348 | BD | 8100 | 14201719 | PCU | Alaris 1 | 5102-16527 | SJS-Mother/Baby Unit | 20 | IU | Active
SJS1621 | P81CAA | 8100 CareFusion Alaris Pump | Gerson Colon | 94805 | EMPLOYEE | Y | 1 | 0.75 | 08/01/2024 | 12/05/2023 | 6 | M | SJS | SJS | Large Volume Pump Module | 13-215 | Infusion Pumps, Multitherapy | 378348 | BD | 8100 | 14558039 | PCU | Alaris 1 | 5102-22100 | SJS-Labor & Delivery | 20 | IU | Active
SJS1622 | P81CAA | 8100 CareFusion Alaris Pump | Gerson Colon | 94805 | EMPLOYEE | Y | 1 | 0.75 | 08/01/2024 | 08/15/2023 | 6 | M | SJS | SJS | Large Volume Pump Module | 13-215 | Infusion Pumps, Multitherapy | 378348 | BD | 8100 | 14201128 | PCU | Alaris 1 | 5102-16527 | SJS-Mother/Baby Unit | 20 | IU | Active
SJS1623 | P81CAA | 8100 CareFusion Alaris Pump | Darren Eaton | DAEAT | EMPLOYEE | Y | 1 | 0.75 | 08/01/2024 | 10/25/2023 | 6 | M | SJS | SJS | Large Volume Pump Module | 13-215 | Infusion Pumps, Multitherapy | 378348 | BD | 8100 | 14200332 | LVP | Alaris 2 | 5102-12225 | SJS-Med/Surg Unit I 4West | 20 | IU | Active
SJS1624 | P81CAA | 8100 CareFusion Alaris Pump | Twanna Hardy | TWLUK | EMPLOYEE | Y | 1 | 0.75 | 08/01/2024 | 11/01/2023 | 6 | M | SJS | SJS | Large Volume Pump Module | 13-215 | Infusion Pumps, Multitherapy | 378348 | BD | 8100 | 14717805 | PCU | Alaris 1 | 5102-12213 | SJS-Med/Surg/Tele Overflow 3North | 20 | IU | Active
SJS1625 | P81CAA | 8100 CareFusion Alaris Pump | Gerson Colon | 94805 | EMPLOYEE | Y | 1 | 0.75 | 08/01/2024 | 07/28/2023 | 6 | M | SJS | SJS | Large Volume Pump Module | 13-215 | Infusion Pumps, Multitherapy | 378348 | BD | 8100 | 14556537 | PCU | Alaris 1 | 5102-22100 | SJS-Labor & Delivery | 20 | IU | Active
SJS1626 | P81CAA | 8100 CareFusion Alaris Pump | Twanna Hardy | TWLUK | EMPLOYEE | Y | 1 | 0.75 | 08/01/2024 | 08/14/2023 | 6 | M | SJS | SJS | Large Volume Pump Module | 13-215 | Infusion Pumps, Multitherapy | 378348 | BD | 8100 | 14717565 | PCU | Alaris 1 | 5102-12213 | SJS-Med/Surg/Tele Overflow 3North | 20 | IU | Active
SJS1627 | P81CAA | 8100 CareFusion Alaris Pump | Gerson Colon | 94805 | EMPLOYEE | Y | 1 | 0.75 | 08/01/2024 | 08/16/2023 | 6 | M | SJS | SJS | Large Volume Pump Module | 13-215 | Infusion Pumps, Multitherapy | 378348 | BD | 8100 | 14201558 | PCU | Alaris 1 | 5102-16527 | SJS-Mother/Baby Unit | 20 | IU | Active
SJS1628 | P80CAA | 8015 CareFusion Alaris Pump | Twanna Hardy | TWLUK | EMPLOYEE | Y | 2 | 1 | 08/01/2025 | 11/10/2023 | 6 | M | SJS | SJS | Pump Control Unit 5.7 Screen | 26-655 | Controllers, Infusion Pump Systems, Programmable | 378348 | BD | 8015LS | 14191261 | ALATM | Alaris 3 | 5102-12213 | SJS-Med/Surg/Tele Overflow 3North | 20 | IU | Active
SJS1630 | P81CAA | 8100 CareFusion Alaris Pump | Gerson Colon | 94805 | EMPLOYEE | Y | 1 | 0.75 | 08/01/2024 | 08/09/2023 | 6 | M | SJS | SJS | Large Volume Pump Module | 13-215 | Infusion Pumps, Multitherapy | 378348 | BD | 8100 | 14201590 | PCU | Alaris 1 | 5102-21355 | SJS-Preop Surgical | 20 | IU | Active
SJS1631 | P80CAA | 8015 CareFusion Alaris Pump | Twanna Hardy | TWLUK | EMPLOYEE | Y | 2 | 1 | 08/01/2025 | 11/08/2023 | 6 | M | SJS | SJS | Pump Control Unit 5.7 Screen | 26-655 | Controllers, Infusion Pump Systems, Programmable | 378348 | BD | 8015LS | 14191381 | ALATM | Alaris 3 | 5102-12213 | SJS-Med/Surg/Tele Overflow 3North | 20 | IU | Active
SJS1632 | P80CAA | 8015 CareFusion Alaris Pump | Gerson Colon | 94805 | EMPLOYEE | Y | 2 | 1 | 08/01/2025 | 12/15/2023 | 6 | M | SJS | SJS | Pump Control Unit 5.7 Screen | 26-655 | Controllers, Infusion Pump Systems, Programmable | 378348 | BD | 8015LS | 14191273 | ALATM | Alaris 3 | 5102-21355 | SJS-Preop Surgical | 21 | IU | Active
SJS1633 | P81CAA | 8100 CareFusion Alaris Pump | Darren Eaton | DAEAT | EMPLOYEE | Y | 1 | 0.75 | 08/01/2024 | 10/30/2023 | 6 | M | SJS | SJS | Large Volume Pump Module | 13-215 | Infusion Pumps, Multitherapy | 378348 | BD | 8100 | 14171086 | LVP | Alaris 2 | 5102-23100 | SJS-Emergency Service | 20 | IU | Active
SJS1634 | P80CAA | 8015 CareFusion Alaris Pump | Darren Eaton | DAEAT | EMPLOYEE | Y | 2 | 1 | 08/01/2025 | 12/20/2023 | 6 | M | SJS | SJS | Pump Control Unit 5.7 Screen | 26-655 | Controllers, Infusion Pump Systems, Programmable | 378348 | BD | 8015LS | 14191304 | LVP | Alaris 2 | 5102-13100 | SJS-Intensive Care Unit I | 21 | IU | Active
SJS1635 | P80CAA | 8015 CareFusion Alaris Pump | Darren Eaton | DAEAT | EMPLOYEE | Y | 2 | 1 | 08/01/2025 | 12/15/2023 | 6 | M | SJS | SJS | Pump Control Unit 5.7 Screen | 26-655 | Controllers, Infusion Pump Systems, Programmable | 378348 | BD | 8015LS | 14245254 | ALATM | Alaris 3 | 5102-33020 | SJS-Imaging Central Ops | 20 | IU | Active
SJS1636 | P80CAA | 8015 CareFusion Alaris Pump | Gil Matos | GIMAT | EMPLOYEE | Y | 2 | 1 | 08/01/2025 | 12/13/2023 | 6 | M | SJS | SJS | Pump Control Unit 5.7 Screen | 26-655 | Controllers, Infusion Pump Systems, Programmable | 378348 | BD | 8015LS | 14549055 | ALATM | Alaris 3 | 5102-37250 | SJS-Outpatient Infusion Therapy | 20 | IU | Active
SJS1637 | P80CAA | 8015 CareFusion Alaris Pump | Darren Eaton | DAEAT | EMPLOYEE | Y | 2 | 1 | 08/01/2025 | 01/03/2024 | 6 | M | SJS | SJS | Pump Control Unit 5.7 Screen | 26-655 | Controllers, Infusion Pump Systems, Programmable | 378348 | BD | 8015LS | 14191302 | LVP | Alaris 2 | 5102-13100 | SJS-Intensive Care Unit I | 21 | IU | Active
SJS1638 | P80CAA | 8015 CareFusion Alaris Pump | Darren Eaton | DAEAT | EMPLOYEE | Y | 2 | 1 | 08/01/2025 | 12/13/2023 | 6 | M | SJS | SJS | Pump Control Unit 5.7 Screen | 26-655 | Controllers, Infusion Pump Systems, Programmable | 378348 | BD | 8015LS | 14191226 | LVP | Alaris 2 | 5102-16527 | SJS-Mother/Baby Unit | 20 | IU | Active
SJS1640 | P80CAA | 8015 CareFusion Alaris Pump | Gerson Colon | 94805 | EMPLOYEE | Y | 2 | 1 | 08/01/2025 | 12/15/2023 | 6 | M | SJS | SJS | Pump Control Unit 5.7 Screen | 26-655 | Controllers, Infusion Pump Systems, Programmable | 378348 | BD | 8015LS | 14190632 | PCU | Alaris 1 | 5102-23100 | SJS-Emergency Service | 21 | IU | Active
SJS1642 | P81CAA | 8100 CareFusion Alaris Pump | Gerson Colon | 94805 | EMPLOYEE | Y | 1 | 0.75 | 08/01/2024 | 09/28/2023 | 6 | M | SJS | SJS | Large Volume Pump Module | 13-215 | Infusion Pumps, Multitherapy | 378348 | BD | 8100 | 14201228 | PCU | Alaris 1 | 5102-16527 | SJS-Mother/Baby Unit | 20 | IU | Active
SJS1643 | P80CAA | 8015 CareFusion Alaris Pump | Darren Eaton | DAEAT | EMPLOYEE | Y | 2 | 1 | 08/01/2025 | 11/02/2023 | 6 | M | SJS | SJS | Pump Control Unit 5.7 Screen | 26-655 | Controllers, Infusion Pump Systems, Programmable | 378348 | BD | 8015LS | 14191133 | LVP | Alaris 2 | 5102-12225 | SJS-Med/Surg Unit I 4West | 20 | IU | Active
SJS1644 | P81CAA | 8100 CareFusion Alaris Pump | Darren Eaton | DAEAT | EMPLOYEE | Y | 1 | 0.75 | 08/01/2024 | 10/30/2023 | 6 | M | SJS | SJS | Large Volume Pump Module | 13-215 | Infusion Pumps, Multitherapy | 378348 | BD | 8100 | 14200474 | LVP | Alaris 2 | 5102-12225 | SJS-Med/Surg Unit I 4West | 20 | IU | Active
SJS1645 | P10123 | -Pm Device Using Mfg Procedure | Darren Eaton | DAEAT | EMPLOYEE | Y | 1 | 0.75 | 06/01/2024 | 08/09/2023 | 6 | M | SJS | SJS | Syringe Pump | 13-217 | Infusion Pumps, Multitherapy, Syringe | 378348 | BD | 8110 | 14229104 | SYRING | Alaris 8110 | 5102-20100 | SJS-Anesthesiology | 33 | IU | Active
SJS1646 | P81CAA | 8100 CareFusion Alaris Pump | Twanna Hardy | TWLUK | EMPLOYEE | Y | 1 | 0.75 | 08/01/2024 | 10/30/2023 | 6 | M | SJS | SJS | Large Volume Pump Module | 13-215 | Infusion Pumps, Multitherapy | 378348 | BD | 8100 | 14718221 | PCU | Alaris 1 | 5102-12213 | SJS-Med/Surg/Tele Overflow 3North | 20 | IU | Active
SJS1647 | P80CAA | 8015 CareFusion Alaris Pump | Gerson Colon | 94805 | EMPLOYEE | Y | 2 | 1 | 08/01/2025 | 12/15/2023 | 6 | M | SJS | SJS | Pump Control Unit 5.7 Screen | 26-655 | Controllers, Infusion Pump Systems, Programmable | 378348 | BD | 8015LS | 14191425 | PCU | Alaris 1 | 5102-23100 | SJS-Emergency Service | 21 | IU | Active
SJS1649 | P81CAA | 8100 CareFusion Alaris Pump | Darren Eaton | DAEAT | EMPLOYEE | Y | 1 | 0.75 | 08/01/2024 | 11/06/2023 | 6 | M | SJS | SJS | Large Volume Pump Module | 13-215 | Infusion Pumps, Multitherapy | 378348 | BD | 8100 | 14200238 | LVP | Alaris 2 | 5102-23100 | SJS-Emergency Service | 20 | IU | Active
SJS1650 | P81CAA | 8100 CareFusion Alaris Pump | Darren Eaton | DAEAT | EMPLOYEE | Y | 1 | 0.75 | 08/01/2024 | 11/16/2023 | 6 | M | SJS | SJS | Large Volume Pump Module | 13-215 | Infusion Pumps, Multitherapy | 378348 | BD | 8100 | 14324254 | PCU | Alaris 1 | 5102-13100 | SJS-Intensive Care Unit I | 20 | IU | Active
SJS1651 | P80CAA | 8015 CareFusion Alaris Pump | Gil Matos | GIMAT | EMPLOYEE | Y | 2 | 1 | 08/01/2025 | 11/03/2023 | 6 | M | SJS | SJS | Pump Control Unit 5.7 Screen | 26-655 | Controllers, Infusion Pump Systems, Programmable | 378348 | BD | 8015LS | 14676490 | LVP | Alaris 2 | 5102-12213 | SJS-Med/Surg/Tele Overflow 3North | 20 | IU | Active
SJS1652 | P81CAA | 8100 CareFusion Alaris Pump | Darren Eaton | DAEAT | EMPLOYEE | Y | 1 | 0.75 | 08/01/2024 | 11/17/2023 | 6 | M | SJS | SJS | Large Volume Pump Module | 13-215 | Infusion Pumps, Multitherapy | 378348 | BD | 8100 | 14199887 | PCU | Alaris 1 | 5102-13100 | SJS-Intensive Care Unit I | 20 | IU | Active
SJS1653 | P81CAA | 8100 CareFusion Alaris Pump | Gerson Colon | 94805 | EMPLOYEE | Y | 1 | 0.75 | 08/01/2024 | 09/27/2023 | 6 | M | SJS | SJS | Large Volume Pump Module | 13-215 | Infusion Pumps, Multitherapy | 378348 | BD | 8100 | 14201677 | PCU | Alaris 1 | 5102-21355 | SJS-Preop Surgical | 20 | IU | Active
SJS1654 | P80CAA | 8015 CareFusion Alaris Pump | Darren Eaton | DAEAT | EMPLOYEE | Y | 2 | 1 | 08/01/2025 | 12/12/2023 | 6 | M | SJS | SJS | Pump Control Unit 5.7 Screen | 26-655 | Controllers, Infusion Pump Systems, Programmable | 378348 | BD | 8015LS | 14191306 | LVP | Alaris 2 | 5102-13100 | SJS-Intensive Care Unit I | 21 | IU | Active
SJS1655 | P81CAA | 8100 CareFusion Alaris Pump | Gerson Colon | 94805 | EMPLOYEE | Y | 1 | 0.75 | 08/01/2024 | 11/29/2023 | 6 | M | SJS | SJS | Large Volume Pump Module | 13-215 | Infusion Pumps, Multitherapy | 378348 | BD | 8100 | 14200300 | PCU | Alaris 1 | 5102-16527 | SJS-Mother/Baby Unit | 20 | IU | Active
SJS1657 | P81CAA | 8100 CareFusion Alaris Pump | Darren Eaton | DAEAT | EMPLOYEE | Y | 1 | 0.75 | 08/01/2024 | 11/13/2023 | 6 | M | SJS | SJS | Large Volume Pump Module | 13-215 | Infusion Pumps, Multitherapy | 378348 | BD | 8100 | 14307075 | LVP | Alaris 2 | 5102-12210 | SJS-Med/Surg Unit II 4East | 20 | IU | Active
SJS1658 | P80CAA | 8015 CareFusion Alaris Pump | Darren Eaton | DAEAT | EMPLOYEE | Y | 2 | 1 | 08/01/2025 | 12/22/2023 | 6 | M | SJS | SJS | Pump Control Unit 5.7 Screen | 26-655 | Controllers, Infusion Pump Systems, Programmable | 378348 | BD | 8015LS | 14191165 | LVP | Alaris 2 | 5102-12225 | SJS-Med/Surg Unit I 4West | 20 | IU | Active
SJS1659 | P81CAA | 8100 CareFusion Alaris Pump | Darren Eaton | DAEAT | EMPLOYEE | Y | 1 | 0.75 | 08/01/2024 | 10/18/2023 | 6 | M | SJS | SJS | Large Volume Pump Module | 13-215 | Infusion Pumps, Multitherapy | 378348 | BD | 8100 | 14200969 | LVP | Alaris 2 | 5102-12225 | SJS-Med/Surg Unit I 4West | 20 | IU | Active
SJS1661 | P81CAA | 8100 CareFusion Alaris Pump | Darren Eaton | DAEAT | EMPLOYEE | Y | 1 | 0.75 | 08/01/2024 | 08/25/2023 | 6 | M | SJS | SJS | Large Volume Pump Module | 13-215 | Infusion Pumps, Multitherapy | 378348 | BD | 8100 | 14201573 | LVP | Alaris 2 | 5102-21500 | SJS-PACU | 20 | IU | Active
SJS1662 | P81CAA | 8100 CareFusion Alaris Pump | Darren Eaton | DAEAT | EMPLOYEE | Y | 1 | 0.75 | 08/01/2024 | 11/09/2023 | 6 | M | SJS | SJS | Large Volume Pump Module | 13-215 | Infusion Pumps, Multitherapy | 378348 | BD | 8100 | 14200747 | LVP | Alaris 2 | 5102-16527 | SJS-Mother/Baby Unit | 20 | IU | Active
SJS1663 | P81CAA | 8100 CareFusion Alaris Pump | Gerson Colon | 94805 | EMPLOYEE | Y | 1 | 0.75 | 08/01/2024 | 09/05/2023 | 6 | M | SJS | SJS | Large Volume Pump Module | 13-215 | Infusion Pumps, Multitherapy | 378348 | BD | 8100 | 14200770 | PCU | Alaris 1 | 5102-22100 | SJS-Labor & Delivery | 20 | IU | Active
SJS1664 | P81CAA | 8100 CareFusion Alaris Pump | Gil Matos | GIMAT | EMPLOYEE | Y | 1 | 0.75 | 08/01/2024 | 11/29/2023 | 6 | M | SJS | SJS | Large Volume Pump Module | 13-215 | Infusion Pumps, Multitherapy | 378348 | BD | 8100 | 14201586 | PCU | Alaris 1 | 5102-21500 | SJS-PACU | 20 | IU | Active
SJS1665 | P81CAA | 8100 CareFusion Alaris Pump | Gerson Colon | 94805 | EMPLOYEE | Y | 1 | 0.75 | 08/01/2024 | 11/29/2023 | 6 | M | SJS | SJS | Large Volume Pump Module | 13-215 | Infusion Pumps, Multitherapy | 378348 | BD | 8100 | 14200388 | PCU | Alaris 1 | 5102-22100 | SJS-Labor & Delivery | 20 | IU | Active
SJS1666 | P81CAA | 8100 CareFusion Alaris Pump | Darren Eaton | DAEAT | EMPLOYEE | Y | 1 | 0.75 | 08/01/2024 | 12/05/2023 | 6 | M | SJS | SJS | Large Volume Pump Module | 13-215 | Infusion Pumps, Multitherapy | 378348 | BD | 8100 | 14201253 | LVP | Alaris 2 | 5102-16527 | SJS-Mother/Baby Unit | 20 | IU | Active
SJS1667 | P81CAA | 8100 CareFusion Alaris Pump | Darren Eaton | DAEAT | EMPLOYEE | Y | 1 | 0.75 | 08/01/2024 | 10/31/2023 | 6 | M | SJS | SJS | Large Volume Pump Module | 13-215 | Infusion Pumps, Multitherapy | 378348 | BD | 8100 | 14200362 | LVP | Alaris 2 | 5102-13100 | SJS-Intensive Care Unit I | 20 | IU | Active
SJS1668 | P80CAA | 8015 CareFusion Alaris Pump | Gil Matos | GIMAT | EMPLOYEE | Y | 2 | 1 | 08/01/2025 | 12/13/2023 | 6 | M | SJS | SJS | Pump Control Unit 5.7 Screen | 26-655 | Controllers, Infusion Pump Systems, Programmable | 378348 | BD | 8015LS | 14190735 | ALATM | Alaris 3 | 5102-21500 | SJS-PACU | 21 | IU | Active
SJS1669 | P81CAA | 8100 CareFusion Alaris Pump | Darren Eaton | DAEAT | EMPLOYEE | Y | 1 | 0.75 | 08/01/2024 | 08/18/2023 | 6 | M | SJS | SJS | Large Volume Pump Module | 13-215 | Infusion Pumps, Multitherapy | 378348 | BD | 8100 | 14200812 | LVP | Alaris 2 | 5102-21500 | SJS-PACU | 20 | IU | Active
SJS1670 | P80CAA | 8015 CareFusion Alaris Pump | Gil Matos | GIMAT | EMPLOYEE | Y | 2 | 1 | 08/01/2025 | 11/17/2023 | 6 | M | SJS | SJS | Pump Control Unit 5.7 Screen | 26-655 | Controllers, Infusion Pump Systems, Programmable | 378348 | BD | 8015LS | 14304823 | ALATM | Alaris 3 | 5102-12210 | SJS-Med/Surg Unit II 4East | 20 | IU | Active
SJS1671 | P81CAA | 8100 CareFusion Alaris Pump | Darren Eaton | DAEAT | EMPLOYEE | Y | 1 | 0.75 | 08/01/2024 | 08/23/2023 | 6 | M | SJS | SJS | Large Volume Pump Module | 13-215 | Infusion Pumps, Multitherapy | 378348 | BD | 8100 | 14201560 | LVP | Alaris 2 | 5102-21500 | SJS-PACU | 20 | IU | Active
SJS1673 | P81CAA | 8100 CareFusion Alaris Pump | Gil Matos | GIMAT | EMPLOYEE | Y | 1 | 0.75 | 08/01/2024 | 10/25/2023 | 6 | M | SJS | SJS | Large Volume Pump Module | 13-215 | Infusion Pumps, Multitherapy | 378348 | BD | 8100 | 14717806 | LVP | Alaris 2 | 5102-12213 | SJS-Med/Surg/Tele Overflow 3North | 20 | IU | Active
SJS1674 | P80CAA | 8015 CareFusion Alaris Pump | Gil Matos | GIMAT | EMPLOYEE | Y | 2 | 1 | 08/01/2025 | 01/31/2024 | 6 | M | SJS | SJS | Pump Control Unit 5.7 Screen | 26-655 | Controllers, Infusion Pump Systems, Programmable | 378348 | BD | 8015LS | 14676344 | LVP | Alaris 2 | 5102-12213 | SJS-Med/Surg/Tele Overflow 3North | 20 | IU | Active
SJS1675 | P81CAA | 8100 CareFusion Alaris Pump | Darren Eaton | DAEAT | EMPLOYEE | Y | 1 | 0.75 | 08/01/2024 | 10/03/2023 | 6 | M | SJS | SJS | Large Volume Pump Module | 13-215 | Infusion Pumps, Multitherapy | 378348 | BD | 8100 | 14200094 | LVP | Alaris 2 | 5102-12225 | SJS-Med/Surg Unit I 4West | 20 | IU | Active
SJS1676 | P81CAA | 8100 CareFusion Alaris Pump | Darren Eaton | DAEAT | EMPLOYEE | Y | 1 | 0.75 | 08/01/2024 | 12/16/2023 | 6 | M | SJS | SJS | Large Volume Pump Module | 13-215 | Infusion Pumps, Multitherapy | 378348 | BD | 8100 | 14505919 | LVP | Alaris 2 | 5102-37250 | SJS-Outpatient Infusion Therapy | 20 | IU | Active
SJS1677 | P80CAA | 8015 CareFusion Alaris Pump | Gil Matos | GIMAT | EMPLOYEE | Y | 2 | 1 | 08/01/2025 | 10/19/2023 | 6 | M | SJS | SJS | Pump Control Unit 5.7 Screen | 26-655 | Controllers, Infusion Pump Systems, Programmable | 378348 | BD | 8015LS | 14304891 | ALATM | Alaris 3 | 5102-12210 | SJS-Med/Surg Unit II 4East | 20 | IU | Active
SJS1678 | P81CAA | 8100 CareFusion Alaris Pump | Darren Eaton | DAEAT | EMPLOYEE | Y | 1 | 0.75 | 08/01/2024 | 11/22/2023 | 6 | M | SJS | SJS | Large Volume Pump Module | 13-215 | Infusion Pumps, Multitherapy | 378348 | BD | 8100 | 14200976 | LVP | Alaris 2 | 5102-16527 | SJS-Mother/Baby Unit | 20 | IU | Active
SJS1679 | P80CAA | 8015 CareFusion Alaris Pump | Darren Eaton | DAEAT | EMPLOYEE | Y | 2 | 1 | 08/01/2025 | 10/26/2023 | 6 | M | SJS | SJS | Pump Control Unit 5.7 Screen | 26-655 | Controllers, Infusion Pump Systems, Programmable | 378348 | BD | 8015LS | 14190984 | LVP | Alaris 2 | 5102-12225 | SJS-Med/Surg Unit I 4West | 20 | IU | Active
SJS1680 | P81CAA | 8100 CareFusion Alaris Pump | Darren Eaton | DAEAT | EMPLOYEE | Y | 1 | 0.75 | 08/01/2024 | 09/27/2023 | 6 | M | SJS | SJS | Large Volume Pump Module | 13-215 | Infusion Pumps, Multitherapy | 378348 | BD | 8100 | 14200298 | LVP | Alaris 2 | 5102-13100 | SJS-Intensive Care Unit I | 20 | IU | Active
SJS1682 | P81CAA | 8100 CareFusion Alaris Pump | Darren Eaton | DAEAT | EMPLOYEE | Y | 1 | 0.75 | 08/01/2024 | 11/01/2023 | 6 | M | SJS | SJS | Large Volume Pump Module | 13-215 | Infusion Pumps, Multitherapy | 378348 | BD | 8100 | 14306695 | LVP | Alaris 2 | 5102-12210 | SJS-Med/Surg Unit II 4East | 20 | IU | Active
SJS1683 | P81CAA | 8100 CareFusion Alaris Pump | Darren Eaton | DAEAT | EMPLOYEE | Y | 1 | 0.75 | 08/01/2024 | 09/28/2023 | 6 | M | SJS | SJS | Large Volume Pump Module | 13-215 | Infusion Pumps, Multitherapy | 378348 | BD | 8100 | 14201693 | LVP | Alaris 2 | 5102-21500 | SJS-PACU | 20 | IU | Active
SJS1684 | P80CAA | 8015 CareFusion Alaris Pump | Gil Matos | GIMAT | EMPLOYEE | Y | 2 | 1 | 08/01/2025 | 12/11/2023 | 6 | M | SJS | SJS | Pump Control Unit 5.7 Screen | 26-655 | Controllers, Infusion Pump Systems, Programmable | 378348 | BD | 8015LS | 14676345 | LVP | Alaris 2 | 5102-12213 | SJS-Med/Surg/Tele Overflow 3North | 20 | IU | Active
SJS1685 | P81CAA | 8100 CareFusion Alaris Pump | Darren Eaton | DAEAT | EMPLOYEE | Y | 1 | 0.75 | 08/01/2024 | 01/02/2024 | 6 | M | SJS | SJS | Large Volume Pump Module | 13-215 | Infusion Pumps, Multitherapy | 378348 | BD | 8100 | 14200617 | LVP | Alaris 2 | 5102-16527 | SJS-Mother/Baby Unit | 20 | IU | Active
SJS1686 | P80CAA | 8015 CareFusion Alaris Pump | Gil Matos | GIMAT | EMPLOYEE | Y | 2 | 1 | 08/01/2025 | 12/14/2023 | 6 | M | SJS | SJS | Pump Control Unit 5.7 Screen | 26-655 | Controllers, Infusion Pump Systems, Programmable | 378348 | BD | 8015LS | 14134128 | ALATM | Alaris 3 | 5102-12210 | SJS-Med/Surg Unit II 4East | 20 | IU | Active
SJS1687 | P81CAA | 8100 CareFusion Alaris Pump | Darren Eaton | DAEAT | EMPLOYEE | Y | 1 | 0.75 | 08/01/2024 | 08/16/2023 | 6 | M | SJS | SJS | Large Volume Pump Module | 13-215 | Infusion Pumps, Multitherapy | 378348 | BD | 8100 | 14200122 | LVP | Alaris 2 | 5102-13100 | SJS-Intensive Care Unit I | 20 | IU | Active
SJS1688 | P80CAA | 8015 CareFusion Alaris Pump | Gil Matos | GIMAT | EMPLOYEE | Y | 2 | 1 | 08/01/2025 | 09/05/2023 | 6 | M | SJS | SJS | Pump Control Unit 5.7 Screen | 26-655 | Controllers, Infusion Pump Systems, Programmable | 378348 | BD | 8015LS | 14138999 | ALATM | Alaris 3 | 5102-21500 | SJS-PACU | 21 | IU | Active
SJS1689 | P81CAA | 8100 CareFusion Alaris Pump | Darren Eaton | DAEAT | EMPLOYEE | Y | 1 | 0.75 | 08/01/2024 | 12/27/2023 | 6 | M | SJS | SJS | Large Volume Pump Module | 13-215 | Infusion Pumps, Multitherapy | 378348 | BD | 8100 | 14200086 | LVP | Alaris 2 | 5102-16527 | SJS-Mother/Baby Unit | 20 | IU | Active
SJS1690 | P81CAA | 8100 CareFusion Alaris Pump | Darren Eaton | DAEAT | EMPLOYEE | Y | 1 | 0.75 | 08/01/2024 | 10/27/2023 | 6 | M | SJS | SJS | Large Volume Pump Module | 13-215 | Infusion Pumps, Multitherapy | 378348 | BD | 8100 | 14200254 | LVP | Alaris 2 | 5102-23100 | SJS-Emergency Service | 20 | IU | Active
SJS1691 | P80CAA | 8015 CareFusion Alaris Pump | Gerson Colon | 94805 | EMPLOYEE | Y | 2 | 1 | 08/01/2025 | 12/15/2023 | 6 | M | SJS | SJS | Pump Control Unit 5.7 Screen | 26-655 | Controllers, Infusion Pump Systems, Programmable | 378348 | BD | 8015LS | 14190577 | PCU | Alaris 1 | 5102-23100 | SJS-Emergency Service | 21 | IU | Active
SJS1692 | P81CAA | 8100 CareFusion Alaris Pump | Darren Eaton | DAEAT | EMPLOYEE | Y | 1 | 0.75 | 08/01/2024 | 08/31/2023 | 6 | M | SJS | SJS | Large Volume Pump Module | 13-215 | Infusion Pumps, Multitherapy | 378348 | BD | 8100 | 14200754 | LVP | Alaris 2 | 5102-12225 | SJS-Med/Surg Unit I 4West | 20 | IU | Active
SJS1693 | P80CAA | 8015 CareFusion Alaris Pump | Gil Matos | GIMAT | EMPLOYEE | Y | 2 | 1 | 08/01/2025 | 12/13/2023 | 6 | M | SJS | SJS | Pump Control Unit 5.7 Screen | 26-655 | Controllers, Infusion Pump Systems, Programmable | 378348 | BD | 8015LS | 14676037 | LVP | Alaris 2 | 5102-12213 | SJS-Med/Surg/Tele Overflow 3North | 20 | IU | Active
SJS1695 | P81CAA | 8100 CareFusion Alaris Pump | Darren Eaton | DAEAT | EMPLOYEE | Y | 1 | 0.75 | 08/01/2024 | 08/25/2023 | 6 | M | SJS | SJS | Large Volume Pump Module | 13-215 | Infusion Pumps, Multitherapy | 378348 | BD | 8100 | 14587357 | LVP | Alaris 2 | 5102-10000 | SJS-Nursing Administration | 20 | IU | Active
SJS1696 | P80CAA | 8015 CareFusion Alaris Pump | Gil Matos | GIMAT | EMPLOYEE | Y | 2 | 1 | 08/01/2025 | 12/13/2023 | 6 | M | SJS | SJS | Pump Control Unit 5.7 Screen | 26-655 | Controllers, Infusion Pump Systems, Programmable | 378348 | BD | 8015LS | 14190418 | ALATM | Alaris 3 | 5102-21500 | SJS-PACU | 21 | IU | Active
SJS1697 | P81CAA | 8100 CareFusion Alaris Pump | Darren Eaton | DAEAT | EMPLOYEE | Y | 1 | 0.75 | 08/01/2024 | 12/15/2023 | 6 | M | SJS | SJS | Large Volume Pump Module | 13-215 | Infusion Pumps, Multitherapy | 378348 | BD | 8100 | 14554737 | LVP | Alaris 2 | 5102-22100 | SJS-Labor & Delivery | 20 | IU | Active
SJS1698 | P81CAA | 8100 CareFusion Alaris Pump | Gil Matos | GIMAT | EMPLOYEE | Y | 1 | 0.75 | 08/01/2024 | 11/14/2023 | 6 | M | SJS | SJS | Large Volume Pump Module | 13-215 | Infusion Pumps, Multitherapy | 378348 | BD | 8100 | 14717908 | LVP | Alaris 2 | 5102-12213 | SJS-Med/Surg/Tele Overflow 3North | 20 | IU | Active
SJS1699 | P81CAA | 8100 CareFusion Alaris Pump | Gil Matos | GIMAT | EMPLOYEE | Y | 1 | 0.75 | 08/01/2024 | 09/05/2023 | 6 | M | SJS | SJS | Large Volume Pump Module | 13-215 | Infusion Pumps, Multitherapy | 378348 | BD | 8100 | 14718241 | LVP | Alaris 2 | 5102-12213 | SJS-Med/Surg/Tele Overflow 3North | 20 | IU | Active
SJS1700 | P81CAA | 8100 CareFusion Alaris Pump | Darren Eaton | DAEAT | EMPLOYEE | Y | 1 | 0.75 | 08/01/2024 | 11/29/2023 | 6 | M | SJS | SJS | Large Volume Pump Module | 13-215 | Infusion Pumps, Multitherapy | 378348 | BD | 8100 | 14516076 | LVP | Alaris 2 | 5102-37250 | SJS-Outpatient Infusion Therapy | 20 | IU | Active
SJS1701 | P81CAA | 8100 CareFusion Alaris Pump | Darren Eaton | DAEAT | EMPLOYEE | Y | 1 | 0.75 | 08/01/2024 | 10/09/2023 | 6 | M | SJS | SJS | Large Volume Pump Module | 13-215 | Infusion Pumps, Multitherapy | 378348 | BD | 8100 | 14201024 | LVP | Alaris 2 | 5102-13100 | SJS-Intensive Care Unit I | 20 | IU | Active
SJS1702 | P81CAA | 8100 CareFusion Alaris Pump | Darren Eaton | DAEAT | EMPLOYEE | Y | 1 | 0.75 | 08/01/2024 | 08/29/2023 | 6 | M | SJS | SJS | Large Volume Pump Module | 13-215 | Infusion Pumps, Multitherapy | 378348 | BD | 8100 | 14309000 | LVP | Alaris 2 | 5102-13100 | SJS-Intensive Care Unit I | 20 | IU | Active
SJS1704 | P81CAA | 8100 CareFusion Alaris Pump | Darren Eaton | DAEAT | EMPLOYEE | Y | 1 | 0.75 | 08/01/2024 | 08/18/2023 | 6 | M | SJS | SJS | Large Volume Pump Module | 13-215 | Infusion Pumps, Multitherapy | 378348 | BD | 8100 | 14200131 | LVP | Alaris 2 | 5102-23100 | SJS-Emergency Service | 20 | IU | Active
SJS1705 | P81CAA | 8100 CareFusion Alaris Pump | Gil Matos | GIMAT | EMPLOYEE | Y | 1 | 0.75 | 08/01/2024 | 11/22/2023 | 6 | M | SJS | SJS | Large Volume Pump Module | 13-215 | Infusion Pumps, Multitherapy | 378348 | BD | 8100 | 14717844 | LVP | Alaris 2 | 5102-12213 | SJS-Med/Surg/Tele Overflow 3North | 20 | IU | Active
SJS1706 | P81CAA | 8100 CareFusion Alaris Pump | Darren Eaton | DAEAT | EMPLOYEE | Y | 1 | 0.75 | 08/01/2024 | 10/26/2023 | 6 | M | SJS | SJS | Large Volume Pump Module | 13-215 | Infusion Pumps, Multitherapy | 378348 | BD | 8100 | 14201063 | LVP | Alaris 2 | 5102-16527 | SJS-Mother/Baby Unit | 20 | IU | Active
SJS1708 | P81CAA | 8100 CareFusion Alaris Pump | Darren Eaton | DAEAT | EMPLOYEE | Y | 1 | 0.75 | 08/01/2024 | 11/13/2023 | 6 | M | SJS | SJS | Large Volume Pump Module | 13-215 | Infusion Pumps, Multitherapy | 378348 | BD | 8100 | 14325324 | LVP | Alaris 2 | 5102-13100 | SJS-Intensive Care Unit I | 20 | IU | Active
SJS1709 | P81CAA | 8100 CareFusion Alaris Pump | Darren Eaton | DAEAT | EMPLOYEE | Y | 1 | 0.75 | 08/01/2024 | 11/16/2023 | 6 | M | SJS | SJS | Large Volume Pump Module | 13-215 | Infusion Pumps, Multitherapy | 378348 | BD | 8100 | 14200121 | LVP | Alaris 2 | 5102-23100 | SJS-Emergency Service | 20 | IU | Active
SJS1711 | P80CAA | 8015 CareFusion Alaris Pump | Darren Eaton | DAEAT | EMPLOYEE | Y | 2 | 1 | 08/01/2025 | 12/11/2023 | 6 | M | SJS | SJS | Pump Control Unit 5.7 Screen | 26-655 | Controllers, Infusion Pump Systems, Programmable | 378348 | BD | 8015LS | 14190412 | LVP | Alaris 2 | 5102-13100 | SJS-Intensive Care Unit I | 21 | IU | Active
SJS1712 | P81CAA | 8100 CareFusion Alaris Pump | Gil Matos | GIMAT | EMPLOYEE | Y | 1 | 0.75 | 08/01/2024 | 08/30/2023 | 6 | M | SJS | SJS | Large Volume Pump Module | 13-215 | Infusion Pumps, Multitherapy | 378348 | BD | 8100 | 14717887 | LVP | Alaris 2 | 5102-12213 | SJS-Med/Surg/Tele Overflow 3North | 20 | IU | Active
SJS1713 | P81CAA | 8100 CareFusion Alaris Pump | Darren Eaton | DAEAT | EMPLOYEE | Y | 1 | 0.75 | 08/01/2024 | 08/28/2023 | 6 | M | SJS | SJS | Large Volume Pump Module | 13-215 | Infusion Pumps, Multitherapy | 378348 | BD | 8100 | 14200618 | LVP | Alaris 2 | 5102-12225 | SJS-Med/Surg Unit I 4West | 20 | IU | Active
SJS1714 | P80CAA | 8015 CareFusion Alaris Pump | Gil Matos | GIMAT | EMPLOYEE | Y | 2 | 1 | 08/01/2025 | 12/21/2023 | 6 | M | SJS | SJS | Pump Control Unit 5.7 Screen | 26-655 | Controllers, Infusion Pump Systems, Programmable | 378348 | BD | 8015LS | 14134502 | ALATM | Alaris 3 | 5102-12210 | SJS-Med/Surg Unit II 4East | 20 | IU | Active
SJS1715 | P81CAA | 8100 CareFusion Alaris Pump | Darren Eaton | DAEAT | EMPLOYEE | Y | 1 | 0.75 | 08/01/2024 | 09/27/2023 | 6 | M | SJS | SJS | Large Volume Pump Module | 13-215 | Infusion Pumps, Multitherapy | 378348 | BD | 8100 | 14200695 | LVP | Alaris 2 | 5102-13100 | SJS-Intensive Care Unit I | 20 | IU | Active
SJS1716 | P81CAA | 8100 CareFusion Alaris Pump | Darren Eaton | DAEAT | EMPLOYEE | Y | 1 | 0.75 | 08/01/2024 | 11/16/2023 | 6 | M | SJS | SJS | Large Volume Pump Module | 13-215 | Infusion Pumps, Multitherapy | 378348 | BD | 8100 | 14325161 | LVP | Alaris 2 | 5102-13100 | SJS-Intensive Care Unit I | 20 | IU | Active
SJS1718 | P81CAA | 8100 CareFusion Alaris Pump | Darren Eaton | DAEAT | EMPLOYEE | Y | 1 | 0.75 | 08/01/2024 | 12/16/2023 | 6 | M | SJS | SJS | Large Volume Pump Module | 13-215 | Infusion Pumps, Multitherapy | 378348 | BD | 8100 | 14201708 | LVP | Alaris 2 | 5102-23100 | SJS-Emergency Service | 20 | IU | Active
SJS1719 | P10123 | -Pm Device Using Mfg Procedure | Gil Matos | GIMAT | EMPLOYEE | Y | 1 | 0.75 | 06/01/2024 | 08/28/2023 | 6 | M | SJS | SJS | Patient Controlled Pump | 16-924 | Infusion Pumps, Analgesic, Patient-Controlled | 378348 | BD | 8120 | 14195227 | PCA | Alaris 8120 | 5102-21500 | SJS-PACU | 20 | IU | Active
SJS1722 | P80CAA | 8015 CareFusion Alaris Pump | Darren Eaton | DAEAT | EMPLOYEE | Y | 2 | 1 | 08/01/2025 | 01/02/2024 | 6 | M | SJS | SJS | Pump Control Unit 5.7 Screen | 26-655 | Controllers, Infusion Pump Systems, Programmable | 378348 | BD | 8015LS | 14191137 | LVP | Alaris 2 | 5102-13100 | SJS-Intensive Care Unit I | 21 | IU | Active
SJS1723 | P80CAA | 8015 CareFusion Alaris Pump | Darren Eaton | DAEAT | EMPLOYEE | Y | 2 | 1 | 08/01/2025 | 10/11/2023 | 6 | M | SJS | SJS | Pump Control Unit 5.7 Screen | 26-655 | Controllers, Infusion Pump Systems, Programmable | 378348 | BD | 8015LS | 14191433 | LVP | Alaris 2 | 5102-13100 | SJS-Intensive Care Unit I | 21 | IU | Active
SJS1724 | P10123 | -Pm Device Using Mfg Procedure | Gil Matos | GIMAT | EMPLOYEE | Y | 1 | 0.75 | 06/01/2024 | 08/31/2023 | 6 | M | SJS | SJS | EtCO2 Module IV Pump | 20-776 | Physiologic Monitor Modules, Exhaled Carbon Dioxide | 378348 | BD | 8300 | 14193739 | ALARIS | Alaris 8300 | 5102-21500 | SJS-PACU | 16 | IU | Active
SJS1726 | P81CAA | 8100 CareFusion Alaris Pump | Darren Eaton | DAEAT | EMPLOYEE | Y | 1 | 0.75 | 08/01/2024 | 12/18/2023 | 6 | M | SJS | SJS | Large Volume Pump Module | 13-215 | Infusion Pumps, Multitherapy | 378348 | BD | 8100 | 14200156 | LVP | Alaris 2 | 5102-13100 | SJS-Intensive Care Unit I | 20 | IU | Active
SJS1727 | P81CAA | 8100 CareFusion Alaris Pump | Gil Matos | GIMAT | EMPLOYEE | Y | 1 | 0.75 | 08/01/2024 | 12/18/2023 | 6 | M | SJS | SJS | Large Volume Pump Module | 13-215 | Infusion Pumps, Multitherapy | 378348 | BD | 8100 | 14141121 | LVP | Alaris 2 | 5102-12213 | SJS-Med/Surg/Tele Overflow 3North | 20 | IU | Active
SJS1728 | P81CAA | 8100 CareFusion Alaris Pump | Darren Eaton | DAEAT | EMPLOYEE | Y | 1 | 0.75 | 08/01/2024 | 12/04/2023 | 6 | M | SJS | SJS | Large Volume Pump Module | 13-215 | Infusion Pumps, Multitherapy | 378348 | BD | 8100 | 14201611 | LVP | Alaris 2 | 5102-23100 | SJS-Emergency Service | 20 | IU | Active
SJS1729 | P81CAA | 8100 CareFusion Alaris Pump | Darren Eaton | DAEAT | EMPLOYEE | Y | 1 | 0.75 | 08/01/2024 | 11/20/2023 | 6 | M | SJS | SJS | Large Volume Pump Module | 13-215 | Infusion Pumps, Multitherapy | 378348 | BD | 8100 | 14200731 | LVP | Alaris 2 | 5102-22100 | SJS-Labor & Delivery | 20 | IU | Active
SJS1730 | P81CAA | 8100 CareFusion Alaris Pump | Darren Eaton | DAEAT | EMPLOYEE | Y | 1 | 0.75 | 08/01/2024 | 01/22/2024 | 6 | M | SJS | SJS | Large Volume Pump Module | 13-215 | Infusion Pumps, Multitherapy | 378348 | BD | 8100 | 14200324 | LVP | Alaris 2 | 5102-13100 | SJS-Intensive Care Unit I | 20 | IU | Active
SJS1731 | P80CAA | 8015 CareFusion Alaris Pump | Gerson Colon | 94805 | EMPLOYEE | Y | 2 | 1 | 08/01/2025 | 01/03/2024 | 6 | M | SJS | SJS | Pump Control Unit 5.7 Screen | 26-655 | Controllers, Infusion Pump Systems, Programmable | 378348 | BD | 8015LS | 14156588 | PCU | Alaris 1 | 5102-23100 | SJS-Emergency Service | 21 | IU | Active
SJS1732 | P80CAA | 8015 CareFusion Alaris Pump | Gil Matos | GIMAT | EMPLOYEE | Y | 2 | 1 | 08/01/2025 | 01/04/2024 | 6 | M | SJS | SJS | Pump Control Unit 5.7 Screen | 26-655 | Controllers, Infusion Pump Systems, Programmable | 378348 | BD | 8015LS | 14134497 | ALATM | Alaris 3 | 5102-12210 | SJS-Med/Surg Unit II 4East | 20 | IU | Active
SJS1733 | P80CAA | 8015 CareFusion Alaris Pump | Darren Eaton | DAEAT | EMPLOYEE | Y | 2 | 1 | 08/01/2025 | 08/29/2023 | 6 | M | SJS | SJS | Pump Control Unit 5.7 Screen | 26-655 | Controllers, Infusion Pump Systems, Programmable | 378348 | BD | 8015LS | 14191085 | LVP | Alaris 2 | 5102-16527 | SJS-Mother/Baby Unit | 20 | IU | Active
SJS1735 | P80CAA | 8015 CareFusion Alaris Pump | Gerson Colon | 94805 | EMPLOYEE | Y | 2 | 1 | 08/01/2025 | 09/18/2023 | 6 | M | SJS | SJS | Pump Control Unit 5.7 Screen | 26-655 | Controllers, Infusion Pump Systems, Programmable | 378348 | BD | 8015LS | 14244667 | PCU | Alaris 1 | 5102-23100 | SJS-Emergency Service | 21 | IU | Active
SJS1736 | P80CAA | 8015 CareFusion Alaris Pump | Gil Matos | GIMAT | EMPLOYEE | Y | 2 | 1 | 08/01/2025 | 12/13/2023 | 6 | M | SJS | SJS | Pump Control Unit 5.7 Screen | 26-655 | Controllers, Infusion Pump Systems, Programmable | 378348 | BD | 8015LS | 14676293 | LVP | Alaris 2 | 5102-12213 | SJS-Med/Surg/Tele Overflow 3North | 20 | IU | Active
SJS1737 | P80CAA | 8015 CareFusion Alaris Pump | Gil Matos | GIMAT | EMPLOYEE | Y | 2 | 1 | 08/01/2025 | 12/07/2023 | 6 | M | SJS | SJS | Pump Control Unit 5.7 Screen | 26-655 | Controllers, Infusion Pump Systems, Programmable | 378348 | BD | 8015LS | 14676035 | LVP | Alaris 2 | 5102-12213 | SJS-Med/Surg/Tele Overflow 3North | 20 | IU | Active
SJS1739 | P80CAA | 8015 CareFusion Alaris Pump | Darren Eaton | DAEAT | EMPLOYEE | Y | 2 | 1 | 08/01/2025 | 12/13/2023 | 6 | M | SJS | SJS | Pump Control Unit 5.7 Screen | 26-655 | Controllers, Infusion Pump Systems, Programmable | 378348 | BD | 8015LS | 14190722 | LVP | Alaris 2 | 5102-12225 | SJS-Med/Surg Unit I 4West | 20 | IU | Active
SJS1740 | P80CAA | 8015 CareFusion Alaris Pump | Darren Eaton | DAEAT | EMPLOYEE | Y | 2 | 1 | 08/01/2025 | 11/08/2023 | 6 | M | SJS | SJS | Pump Control Unit 5.7 Screen | 26-655 | Controllers, Infusion Pump Systems, Programmable | 378348 | BD | 8015LS | 14191225 | LVP | Alaris 2 | 5102-12225 | SJS-Med/Surg Unit I 4West | 20 | IU | Active
SJS1742 | P10123 | -Pm Device Using Mfg Procedure | Gil Matos | GIMAT | EMPLOYEE | Y | 1 | 0.75 | 06/01/2024 | 08/24/2023 | 6 | M | SJS | SJS | Patient Controlled Pump | 16-924 | Infusion Pumps, Analgesic, Patient-Controlled | 378348 | BD | 8120 | 14193997 | PCA | Alaris 8120 | 5102-21500 | SJS-PACU | 20 | IU | Active
SJS1743 | P10123 | -Pm Device Using Mfg Procedure | Twanna Hardy | TWLUK | EMPLOYEE | Y | 1 | 0.75 | 06/01/2024 | 06/28/2023 | 6 | M | SJS | SJS | Syringe Pump | 13-217 | Infusion Pumps, Multitherapy, Syringe | 378348 | BD | 8110 | 14229167 | SYRING | Alaris 8110 | 5102-22100 | SJS-Labor & Delivery | 20 | IU | Active
SJS1744 | P10123 | -Pm Device Using Mfg Procedure | Twanna Hardy | TWLUK | EMPLOYEE | Y | 1 | 0.75 | 06/01/2024 | 08/17/2023 | 6 | M | SJS | SJS | Syringe Pump | 13-217 | Infusion Pumps, Multitherapy, Syringe | 378348 | BD | 8110 | 14302715 | SYRING | Alaris 8110 | 5102-22100 | SJS-Labor & Delivery | 20 | IU | Active
SJS1746 | P80CAA | 8015 CareFusion Alaris Pump | Twanna Hardy | TWLUK | EMPLOYEE | Y | 2 | 1 | 08/01/2025 | 10/09/2023 | 6 | M | SJS | SJS | Pump Control Unit 5.7 Screen | 26-655 | Controllers, Infusion Pump Systems, Programmable | 378348 | BD | 8015LS | 14191228 | ALATM | Alaris 3 | 5102-12213 | SJS-Med/Surg/Tele Overflow 3North | 20 | IU | Active
SJS1747 | P80CAA | 8015 CareFusion Alaris Pump | Darren Eaton | DAEAT | EMPLOYEE | Y | 2 | 1 | 08/01/2025 | 12/13/2023 | 6 | M | SJS | SJS | Pump Control Unit 5.7 Screen | 26-655 | Controllers, Infusion Pump Systems, Programmable | 378348 | BD | 8015LS | 14191150 | LVP | Alaris 2 | 5102-12225 | SJS-Med/Surg Unit I 4West | 20 | IU | Active
SJS1748 | P81CAA | 8100 CareFusion Alaris Pump | Darren Eaton | DAEAT | EMPLOYEE | Y | 1 | 0.75 | 08/01/2024 | 12/11/2023 | 6 | M | SJS | SJS | Large Volume Pump Module | 13-215 | Infusion Pumps, Multitherapy | 378348 | BD | 8100 | 14557303 | LVP | Alaris 2 | 5102-22100 | SJS-Labor & Delivery | 20 | IU | Active
SJS1749 | P81CAA | 8100 CareFusion Alaris Pump | Darren Eaton | DAEAT | EMPLOYEE | Y | 1 | 0.75 | 08/01/2024 | 08/31/2023 | 6 | M | SJS | SJS | Large Volume Pump Module | 13-215 | Infusion Pumps, Multitherapy | 378348 | BD | 8100 | 14200137 | LVP | Alaris 2 | 5102-13100 | SJS-Intensive Care Unit I | 20 | IU | Active
SJS1750 | P80CAA | 8015 CareFusion Alaris Pump | Twanna Hardy | TWLUK | EMPLOYEE | Y | 2 | 1 | 08/01/2025 | 12/12/2023 | 6 | M | SJS | SJS | Pump Control Unit 5.7 Screen | 26-655 | Controllers, Infusion Pump Systems, Programmable | 378348 | BD | 8015LS | 14191204 | ALATM | Alaris 3 | 5102-30695 | SJS-Interventional Services | 21 | IU | Active
SJS1751 | P80CAA | 8015 CareFusion Alaris Pump | Gerson Colon | 94805 | EMPLOYEE | Y | 2 | 1 | 08/01/2025 | 10/26/2023 | 6 | M | SJS | SJS | Pump Control Unit 5.7 Screen | 26-655 | Controllers, Infusion Pump Systems, Programmable | 378348 | BD | 8015LS | 14190377 | PCU | Alaris 1 | 5102-23100 | SJS-Emergency Service | 21 | IU | Active
SJS1752 | P80CAA | 8015 CareFusion Alaris Pump | Gil Matos | GIMAT | EMPLOYEE | Y | 2 | 1 | 08/01/2025 | 12/20/2023 | 6 | M | SJS | SJS | Pump Control Unit 5.7 Screen | 26-655 | Controllers, Infusion Pump Systems, Programmable | 378348 | BD | 8015LS | 14546636 | ALATM | Alaris 3 | 5102-37250 | SJS-Outpatient Infusion Therapy | 20 | IU | Active
SJS1753 | P80CAA | 8015 CareFusion Alaris Pump | Gil Matos | GIMAT | EMPLOYEE | Y | 2 | 1 | 08/01/2025 | 11/08/2023 | 6 | M | SJS | SJS | Pump Control Unit 5.7 Screen | 26-655 | Controllers, Infusion Pump Systems, Programmable | 378348 | BD | 8015LS | 14191156 | ALATM | Alaris 3 | 5102-22100 | SJS-Labor & Delivery | 21 | IU | Active
SJS1754 | P81CAA | 8100 CareFusion Alaris Pump | Darren Eaton | DAEAT | EMPLOYEE | Y | 1 | 0.75 | 08/01/2024 | 08/08/2023 | 6 | M | SJS | SJS | Large Volume Pump Module | 13-215 | Infusion Pumps, Multitherapy | 378348 | BD | 8100 | 14325283 | LVP | Alaris 2 | 5102-13100 | SJS-Intensive Care Unit I | 20 | IU | Active
SJS1755 | P81CAA | 8100 CareFusion Alaris Pump | Gil Matos | GIMAT | EMPLOYEE | Y | 1 | 0.75 | 08/01/2024 | 12/18/2023 | 6 | M | SJS | SJS | Large Volume Pump Module | 13-215 | Infusion Pumps, Multitherapy | 378348 | BD | 8100 | 14717837 | LVP | Alaris 2 | 5102-12213 | SJS-Med/Surg/Tele Overflow 3North | 20 | IU | Active
SJS1756 | P81CAA | 8100 CareFusion Alaris Pump | Darren Eaton | DAEAT | EMPLOYEE | Y | 1 | 0.75 | 08/01/2024 | 10/13/2023 | 6 | M | SJS | SJS | Large Volume Pump Module | 13-215 | Infusion Pumps, Multitherapy | 378348 | BD | 8100 | 14200710 | LVP | Alaris 2 | 5102-12225 | SJS-Med/Surg Unit I 4West | 20 | IU | Active
SJS1757 | P80CAA | 8015 CareFusion Alaris Pump | Twanna Hardy | TWLUK | EMPLOYEE | Y | 2 | 1 | 08/01/2025 | 12/13/2023 | 6 | M | SJS | SJS | Pump Control Unit 5.7 Screen | 26-655 | Controllers, Infusion Pump Systems, Programmable | 378348 | BD | 8015LS | 14191169 | ALATM | Alaris 3 | 5102-12213 | SJS-Med/Surg/Tele Overflow 3North | 20 | IU | Active
SJS1758 | P81CAA | 8100 CareFusion Alaris Pump | Darren Eaton | DAEAT | EMPLOYEE | Y | 1 | 0.75 | 08/01/2024 | 09/27/2023 | 6 | M | SJS | SJS | Large Volume Pump Module | 13-215 | Infusion Pumps, Multitherapy | 378348 | BD | 8100 | 14170957 | LVP | Alaris 2 | 5102-21500 | SJS-PACU | 20 | IU | Active
SJS1759 | P80CAA | 8015 CareFusion Alaris Pump | Darren Eaton | DAEAT | EMPLOYEE | Y | 2 | 1 | 08/01/2025 | 12/12/2023 | 6 | M | SJS | SJS | Pump Control Unit 5.7 Screen | 26-655 | Controllers, Infusion Pump Systems, Programmable | 378348 | BD | 8015LS | 14190787 | LVP | Alaris 2 | 5102-16527 | SJS-Mother/Baby Unit | 20 | IU | Active
SJS1760 | P81CAA | 8100 CareFusion Alaris Pump | Darren Eaton | DAEAT | EMPLOYEE | Y | 1 | 0.75 | 08/01/2024 | 12/05/2023 | 6 | M | SJS | SJS | Large Volume Pump Module | 13-215 | Infusion Pumps, Multitherapy | 378348 | BD | 8100 | 14200084 | LVP | Alaris 2 | 5102-23100 | SJS-Emergency Service | 20 | IU | Active
SJS1761 | P81CAA | 8100 CareFusion Alaris Pump | Darren Eaton | DAEAT | EMPLOYEE | Y | 1 | 0.75 | 08/01/2024 | 08/17/2023 | 6 | M | SJS | SJS | Large Volume Pump Module | 13-215 | Infusion Pumps, Multitherapy | 378348 | BD | 8100 | 14201380 | LVP | Alaris 2 | 5102-22100 | SJS-Labor & Delivery | 20 | IU | Active
SJS1764 | P80CAA | 8015 CareFusion Alaris Pump | Darren Eaton | DAEAT | EMPLOYEE | Y | 2 | 1 | 08/01/2025 | 11/02/2023 | 6 | M | SJS | SJS | Pump Control Unit 5.7 Screen | 26-655 | Controllers, Infusion Pump Systems, Programmable | 378348 | BD | 8015LS | 14333445 | LVP | Alaris 2 | 5102-13100 | SJS-Intensive Care Unit I | 21 | IU | Active
SJS1765 | P10123 | -Pm Device Using Mfg Procedure | Twanna Hardy | TWLUK | EMPLOYEE | Y | 1 | 0.75 | 06/01/2024 | 10/10/2023 | 6 | M | SJS | SJS | Syringe Pump | 13-217 | Infusion Pumps, Multitherapy, Syringe | 378348 | BD | 8110 | 14229478 | SYRING | Alaris 8110 | 5102-22100 | SJS-Labor & Delivery | 20 | IU | Active
SJS1766 | P81CAA | 8100 CareFusion Alaris Pump | Darren Eaton | DAEAT | EMPLOYEE | Y | 1 | 0.75 | 08/01/2024 | 08/17/2023 | 6 | M | SJS | SJS | Large Volume Pump Module | 13-215 | Infusion Pumps, Multitherapy | 378348 | BD | 8100 | 14200271 | LVP | Alaris 2 | 5102-16527 | SJS-Mother/Baby Unit | 20 | IU | Active
SJS1767 | P80CAA | 8015 CareFusion Alaris Pump | Gil Matos | GIMAT | EMPLOYEE | Y | 2 | 1 | 08/01/2025 | 11/02/2023 | 6 | M | SJS | SJS | Pump Control Unit 5.7 Screen | 26-655 | Controllers, Infusion Pump Systems, Programmable | 378348 | BD | 8015LS | 14134511 | ALATM | Alaris 3 | 5102-12210 | SJS-Med/Surg Unit II 4East | 20 | IU | Active
SJS1768 | P81CAA | 8100 CareFusion Alaris Pump | Gil Matos | GIMAT | EMPLOYEE | Y | 1 | 0.75 | 08/01/2024 | 08/09/2023 | 6 | M | SJS | SJS | Large Volume Pump Module | 13-215 | Infusion Pumps, Multitherapy | 378348 | BD | 8100 | 14717833 | LVP | Alaris 2 | 5102-12213 | SJS-Med/Surg/Tele Overflow 3North | 20 | IU | Active
SJS1769 | P81CAA | 8100 CareFusion Alaris Pump | Darren Eaton | DAEAT | EMPLOYEE | Y | 1 | 0.75 | 08/01/2024 | 11/29/2023 | 6 | M | SJS | SJS | Large Volume Pump Module | 13-215 | Infusion Pumps, Multitherapy | 378348 | BD | 8100 | 14200338 | LVP | Alaris 2 | 5102-12225 | SJS-Med/Surg Unit I 4West | 20 | IU | Active
SJS1770 | P81CAA | 8100 CareFusion Alaris Pump | Gil Matos | GIMAT | EMPLOYEE | Y | 1 | 0.75 | 08/01/2024 | 10/30/2023 | 6 | M | SJS | SJS | Large Volume Pump Module | 13-215 | Infusion Pumps, Multitherapy | 378348 | BD | 8100 | 14718013 | LVP | Alaris 2 | 5102-12213 | SJS-Med/Surg/Tele Overflow 3North | 20 | IU | Active
SJS1771 | P81CAA | 8100 CareFusion Alaris Pump | Gil Matos | GIMAT | EMPLOYEE | Y | 1 | 0.75 | 08/01/2024 | 12/04/2023 | 6 | M | SJS | SJS | Large Volume Pump Module | 13-215 | Infusion Pumps, Multitherapy | 378348 | BD | 8100 | 14717986 | LVP | Alaris 2 | 5102-12213 | SJS-Med/Surg/Tele Overflow 3North | 20 | IU | Active
SJS1772 | P80CAA | 8015 CareFusion Alaris Pump | Twanna Hardy | TWLUK | EMPLOYEE | Y | 2 | 1 | 08/01/2025 | 12/07/2023 | 6 | M | SJS | SJS | Pump Control Unit 5.7 Screen | 26-655 | Controllers, Infusion Pump Systems, Programmable | 378348 | BD | 8015LS | 14156200 | ALATM | Alaris 3 | 5102-12213 | SJS-Med/Surg/Tele Overflow 3North | 20 | IU | Active
SJS1773 | P81CAA | 8100 CareFusion Alaris Pump | Darren Eaton | DAEAT | EMPLOYEE | Y | 1 | 0.75 | 08/01/2024 | 11/22/2023 | 6 | M | SJS | SJS | Large Volume Pump Module | 13-215 | Infusion Pumps, Multitherapy | 378348 | BD | 8100 | 14532150 | LVP | Alaris 2 | 5102-22100 | SJS-Labor & Delivery | 20 | IU | Active
SJS1775 | P81CAA | 8100 CareFusion Alaris Pump | Darren Eaton | DAEAT | EMPLOYEE | Y | 1 | 0.75 | 08/01/2024 | 08/15/2023 | 6 | M | SJS | SJS | Large Volume Pump Module | 13-215 | Infusion Pumps, Multitherapy | 378348 | BD | 8100 | 14201656 | LVP | Alaris 2 | 5102-23100 | SJS-Emergency Service | 20 | IU | Active
SJS1776 | P80CAA | 8015 CareFusion Alaris Pump | Darren Eaton | DAEAT | EMPLOYEE | Y | 2 | 1 | 08/01/2025 | 10/17/2023 | 6 | M | SJS | SJS | Pump Control Unit 5.7 Screen | 26-655 | Controllers, Infusion Pump Systems, Programmable | 378348 | BD | 8015LS | 14333594 | LVP | Alaris 2 | 5102-13100 | SJS-Intensive Care Unit I | 21 | IU | Active
SJS1777 | P81CAA | 8100 CareFusion Alaris Pump | Darren Eaton | DAEAT | EMPLOYEE | Y | 1 | 0.75 | 08/01/2024 | 08/01/2023 | 6 | M | SJS | SJS | Large Volume Pump Module | 13-215 | Infusion Pumps, Multitherapy | 378348 | BD | 8100 | 14201585 | LVP | Alaris 2 | 5102-33020 | SJS-Imaging Central Ops | 20 | IU | Active
SJS1778 | P81CAA | 8100 CareFusion Alaris Pump | Darren Eaton | DAEAT | EMPLOYEE | Y | 1 | 0.75 | 08/01/2024 | 10/25/2023 | 6 | M | SJS | SJS | Large Volume Pump Module | 13-215 | Infusion Pumps, Multitherapy | 378348 | BD | 8100 | 14200849 | LVP | Alaris 2 | 5102-16527 | SJS-Mother/Baby Unit | 20 | IU | Active
SJS1779 | P81CAA | 8100 CareFusion Alaris Pump | Darren Eaton | DAEAT | EMPLOYEE | Y | 1 | 0.75 | 08/01/2024 | 11/03/2023 | 6 | M | SJS | SJS | Large Volume Pump Module | 13-215 | Infusion Pumps, Multitherapy | 378348 | BD | 8100 | 14200779 | LVP | Alaris 2 | 5102-16527 | SJS-Mother/Baby Unit | 20 | IU | Active
SJS1781 | P81CAA | 8100 CareFusion Alaris Pump | Darren Eaton | DAEAT | EMPLOYEE | Y | 1 | 0.75 | 08/01/2024 | 07/28/2023 | 6 | M | SJS | SJS | Large Volume Pump Module | 13-215 | Infusion Pumps, Multitherapy | 378348 | BD | 8100 | 14200329 | LVP | Alaris 2 | 5102-16527 | SJS-Mother/Baby Unit | 20 | IU | Active
SJS1782 | P80CAA | 8015 CareFusion Alaris Pump | Gil Matos | GIMAT | EMPLOYEE | Y | 2 | 1 | 08/01/2025 | 01/03/2024 | 6 | M | SJS | SJS | Pump Control Unit 5.7 Screen | 26-655 | Controllers, Infusion Pump Systems, Programmable | 378348 | BD | 8015LS | 14245116 | ALATM | Alaris 3 | 5102-22100 | SJS-Labor & Delivery | 21 | IU | Active
SJS1783 | P81CAA | 8100 CareFusion Alaris Pump | Gil Matos | GIMAT | EMPLOYEE | Y | 1 | 0.75 | 08/01/2024 | 12/04/2023 | 6 | M | SJS | SJS | Large Volume Pump Module | 13-215 | Infusion Pumps, Multitherapy | 378348 | BD | 8100 | 14718014 | LVP | Alaris 2 | 5102-12213 | SJS-Med/Surg/Tele Overflow 3North | 20 | IU | Active
SJS1785 | P81CAA | 8100 CareFusion Alaris Pump | Gil Matos | GIMAT | EMPLOYEE | Y | 1 | 0.75 | 08/01/2024 | 10/25/2023 | 6 | M | SJS | SJS | Large Volume Pump Module | 13-215 | Infusion Pumps, Multitherapy | 378348 | BD | 8100 | 14140687 | LVP | Alaris 2 | 5102-12213 | SJS-Med/Surg/Tele Overflow 3North | 20 | IU | Active
SJS1786 | P80CAA | 8015 CareFusion Alaris Pump | Gil Matos | GIMAT | EMPLOYEE | Y | 2 | 1 | 08/01/2025 | 12/27/2023 | 6 | M | SJS | SJS | Pump Control Unit 5.7 Screen | 26-655 | Controllers, Infusion Pump Systems, Programmable | 378348 | BD | 8015LS | 14134516 | ALATM | Alaris 3 | 5102-12210 | SJS-Med/Surg Unit II 4East | 20 | IU | Active
SJS1787 | P81CAA | 8100 CareFusion Alaris Pump | Darren Eaton | DAEAT | EMPLOYEE | Y | 1 | 0.75 | 08/01/2024 | 12/15/2023 | 6 | M | SJS | SJS | Large Volume Pump Module | 13-215 | Infusion Pumps, Multitherapy | 378348 | BD | 8100 | 14200331 | LVP | Alaris 2 | 5102-13100 | SJS-Intensive Care Unit I | 20 | IU | Active
SJS1788 | P80CAA | 8015 CareFusion Alaris Pump | Gil Matos | GIMAT | EMPLOYEE | Y | 2 | 1 | 08/01/2025 | 12/12/2023 | 6 | M | SJS | SJS | Pump Control Unit 5.7 Screen | 26-655 | Controllers, Infusion Pump Systems, Programmable | 378348 | BD | 8015LS | 14190758 | ALATM | Alaris 3 | 5102-12210 | SJS-Med/Surg Unit II 4East | 20 | IU | Active
SJS1789 | P81CAA | 8100 CareFusion Alaris Pump | Darren Eaton | DAEAT | EMPLOYEE | Y | 1 | 0.75 | 08/01/2024 | 09/05/2023 | 6 | M | SJS | SJS | Large Volume Pump Module | 13-215 | Infusion Pumps, Multitherapy | 378348 | BD | 8100 | 14201415 | LVP | Alaris 2 | 5102-23100 | SJS-Emergency Service | 20 | IU | Active
SJS1790 | P81CAA | 8100 CareFusion Alaris Pump | Darren Eaton | DAEAT | EMPLOYEE | Y | 1 | 0.75 | 08/01/2024 | 12/04/2023 | 6 | M | SJS | SJS | Large Volume Pump Module | 13-215 | Infusion Pumps, Multitherapy | 378348 | BD | 8100 | 14201040 | LVP | Alaris 2 | 5102-16527 | SJS-Mother/Baby Unit | 20 | IU | Active
SJS1791 | P80CAA | 8015 CareFusion Alaris Pump | Darren Eaton | DAEAT | EMPLOYEE | Y | 2 | 1 | 08/01/2025 | 08/07/2023 | 6 | M | SJS | SJS | Pump Control Unit 5.7 Screen | 26-655 | Controllers, Infusion Pump Systems, Programmable | 378348 | BD | 8015LS | 14191334 | LVP | Alaris 2 | 5102-16527 | SJS-Mother/Baby Unit | 20 | IU | Active
SJS1792 | P81CAA | 8100 CareFusion Alaris Pump | Gil Matos | GIMAT | EMPLOYEE | Y | 1 | 0.75 | 08/01/2024 | 08/15/2023 | 6 | M | SJS | SJS | Large Volume Pump Module | 13-215 | Infusion Pumps, Multitherapy | 378348 | BD | 8100 | 14141175 | LVP | Alaris 2 | 5102-12213 | SJS-Med/Surg/Tele Overflow 3North | 20 | IU | Active
SJS1793 | P80CAA | 8015 CareFusion Alaris Pump | Darren Eaton | DAEAT | EMPLOYEE | Y | 2 | 1 | 08/01/2025 | 12/15/2023 | 6 | M | SJS | SJS | Pump Control Unit 5.7 Screen | 26-655 | Controllers, Infusion Pump Systems, Programmable | 378348 | BD | 8015LS | 14330619 | LVP | Alaris 2 | 5102-13100 | SJS-Intensive Care Unit I | 21 | IU | Active
SJS1794 | P10123 | -Pm Device Using Mfg Procedure | Twanna Hardy | TWLUK | EMPLOYEE | Y | 1 | 0.75 | 06/01/2024 | 10/20/2023 | 6 | M | SJS | SJS | Syringe Pump | 13-217 | Infusion Pumps, Multitherapy, Syringe | 378348 | BD | 8110 | 14302143 | SYRING | Alaris 8110 | 5102-16527 | SJS-Mother/Baby Unit | 20 | IU | Active
SJS1795 | P81CAA | 8100 CareFusion Alaris Pump | Darren Eaton | DAEAT | EMPLOYEE | Y | 1 | 0.75 | 08/01/2024 | 10/26/2023 | 6 | M | SJS | SJS | Large Volume Pump Module | 13-215 | Infusion Pumps, Multitherapy | 378348 | BD | 8100 | 14326130 | LVP | Alaris 2 | 5102-13100 | SJS-Intensive Care Unit I | 20 | IU | Active
SJS1796 | P81CAA | 8100 CareFusion Alaris Pump | Darren Eaton | DAEAT | EMPLOYEE | Y | 1 | 0.75 | 08/01/2024 | 08/29/2023 | 6 | M | SJS | SJS | Large Volume Pump Module | 13-215 | Infusion Pumps, Multitherapy | 378348 | BD | 8100 | 14142342 | LVP | Alaris 2 | 5102-12210 | SJS-Med/Surg Unit II 4East | 20 | IU | Active
SJS1797 | P81CAA | 8100 CareFusion Alaris Pump | Darren Eaton | DAEAT | EMPLOYEE | Y | 1 | 0.75 | 08/01/2024 | 11/06/2023 | 6 | M | SJS | SJS | Large Volume Pump Module | 13-215 | Infusion Pumps, Multitherapy | 378348 | BD | 8100 | 14201093 | LVP | Alaris 2 | 5102-12225 | SJS-Med/Surg Unit I 4West | 20 | IU | Active
SJS1798 | P80CAA | 8015 CareFusion Alaris Pump | Gil Matos | GIMAT | EMPLOYEE | Y | 2 | 1 | 08/01/2025 | 10/18/2023 | 6 | M | SJS | SJS | Pump Control Unit 5.7 Screen | 26-655 | Controllers, Infusion Pump Systems, Programmable | 378348 | BD | 8015LS | 14676487 | LVP | Alaris 2 | 5102-12213 | SJS-Med/Surg/Tele Overflow 3North | 20 | IU | Active
SJS1799 | P81CAA | 8100 CareFusion Alaris Pump | Darren Eaton | DAEAT | EMPLOYEE | Y | 1 | 0.75 | 08/01/2024 | 07/31/2023 | 6 | M | SJS | SJS | Large Volume Pump Module | 13-215 | Infusion Pumps, Multitherapy | 378348 | BD | 8100 | 14200472 | LVP | Alaris 2 | 5102-13100 | SJS-Intensive Care Unit I | 20 | IU | Active
SJS1800 | P80CAA | 8015 CareFusion Alaris Pump | Gerson Colon | 94805 | EMPLOYEE | Y | 2 | 1 | 08/01/2025 | 10/20/2023 | 6 | M | SJS | SJS | Pump Control Unit 5.7 Screen | 26-655 | Controllers, Infusion Pump Systems, Programmable | 378348 | BD | 8015LS | 14191264 | PCU | Alaris 1 | 5102-23100 | SJS-Emergency Service | 21 | IU | Active
SJS1801 | P80CAA | 8015 CareFusion Alaris Pump | Gerson Colon | 94805 | EMPLOYEE | Y | 2 | 1 | 08/01/2025 | 12/19/2023 | 6 | M | SJS | SJS | Pump Control Unit 5.7 Screen | 26-655 | Controllers, Infusion Pump Systems, Programmable | 378348 | BD | 8015LS | 14191274 | ALATM | Alaris 3 | 5102-21355 | SJS-Preop Surgical | 21 | IU | Active
SJS1803 | P80CAA | 8015 CareFusion Alaris Pump | Gil Matos | GIMAT | EMPLOYEE | Y | 2 | 1 | 08/01/2025 | 01/03/2024 | 6 | M | SJS | SJS | Pump Control Unit 5.7 Screen | 26-655 | Controllers, Infusion Pump Systems, Programmable | 378348 | BD | 8015LS | 14191089 | ALATM | Alaris 3 | 5102-12210 | SJS-Med/Surg Unit II 4East | 20 | IU | Active
SJS1806 | P81CAA | 8100 CareFusion Alaris Pump | Darren Eaton | DAEAT | EMPLOYEE | Y | 1 | 0.75 | 08/01/2024 | 10/30/2023 | 6 | M | SJS | SJS | Large Volume Pump Module | 13-215 | Infusion Pumps, Multitherapy | 378348 | BD | 8100 | 14201755 | LVP | Alaris 2 | 5102-21500 | SJS-PACU | 20 | IU | Active
SJS1807 | P81CAA | 8100 CareFusion Alaris Pump | Twanna Hardy | TWLUK | EMPLOYEE | Y | 1 | 0.75 | 08/01/2024 | 12/14/2023 | 6 | M | SJS | SJS | Large Volume Pump Module | 13-215 | Infusion Pumps, Multitherapy | 378348 | BD | 8100 | 14141000 | PCU | Alaris 1 | 5102-12213 | SJS-Med/Surg/Tele Overflow 3North | 20 | IU | Active
SJS1808 | P81CAA | 8100 CareFusion Alaris Pump | Gil Matos | GIMAT | EMPLOYEE | Y | 1 | 0.75 | 08/01/2024 | 11/15/2023 | 6 | M | SJS | SJS | Large Volume Pump Module | 13-215 | Infusion Pumps, Multitherapy | 378348 | BD | 8100 | 14306931 | PCU | Alaris 1 | 5102-12210 | SJS-Med/Surg Unit II 4East | 20 | IU | Active
SJS1809 | P81CAA | 8100 CareFusion Alaris Pump | Gil Matos | GIMAT | EMPLOYEE | Y | 1 | 0.75 | 08/01/2024 | 12/15/2023 | 6 | M | SJS | SJS | Large Volume Pump Module | 13-215 | Infusion Pumps, Multitherapy | 378348 | BD | 8100 | 14171087 | PCU | Alaris 1 | 5102-21500 | SJS-PACU | 20 | IU | Active
SJS1810 | P80CAA | 8015 CareFusion Alaris Pump | Gil Matos | GIMAT | EMPLOYEE | Y | 2 | 1 | 08/01/2025 | 12/12/2023 | 6 | M | SJS | SJS | Pump Control Unit 5.7 Screen | 26-655 | Controllers, Infusion Pump Systems, Programmable | 378348 | BD | 8015LS | 14135020 | ALATM | Alaris 3 | 5102-12210 | SJS-Med/Surg Unit II 4East | 20 | IU | Active
SJS1811 | P81CAA | 8100 CareFusion Alaris Pump | Gerson Colon | 94805 | EMPLOYEE | Y | 1 | 0.75 | 08/01/2024 | 10/20/2023 | 6 | M | SJS | SJS | Large Volume Pump Module | 13-215 | Infusion Pumps, Multitherapy | 378348 | BD | 8100 | 14200104 | PCU | Alaris 1 | 5102-23100 | SJS-Emergency Service | 20 | IU | Active
SJS1812 | P80CAA | 8015 CareFusion Alaris Pump | Gerson Colon | 94805 | EMPLOYEE | Y | 2 | 1 | 08/01/2025 | 12/27/2023 | 6 | M | SJS | SJS | Pump Control Unit 5.7 Screen | 26-655 | Controllers, Infusion Pump Systems, Programmable | 378348 | BD | 8015LS | 14191275 | PCU | Alaris 1 | 5102-23100 | SJS-Emergency Service | 21 | IU | Active
SJS1813 | P81CAA | 8100 CareFusion Alaris Pump | Darren Eaton | DAEAT | EMPLOYEE | Y | 1 | 0.75 | 08/01/2024 | 12/16/2023 | 6 | M | SJS | SJS | Large Volume Pump Module | 13-215 | Infusion Pumps, Multitherapy | 378348 | BD | 8100 | 14143401 | PCU | Alaris 1 | 5102-33020 | SJS-Imaging Central Ops | 20 | IU | Active
SJS1814 | P81CAA | 8100 CareFusion Alaris Pump | Twanna Hardy | TWLUK | EMPLOYEE | Y | 1 | 0.75 | 08/01/2024 | 07/31/2023 | 6 | M | SJS | SJS | Large Volume Pump Module | 13-215 | Infusion Pumps, Multitherapy | 378348 | BD | 8100 | 14718195 | PCU | Alaris 1 | 5102-12213 | SJS-Med/Surg/Tele Overflow 3North | 20 | IU | Active
SJS1815 | P80CAA | 8015 CareFusion Alaris Pump | Gil Matos | GIMAT | EMPLOYEE | Y | 2 | 1 | 08/01/2025 | 12/19/2023 | 6 | M | SJS | SJS | Pump Control Unit 5.7 Screen | 26-655 | Controllers, Infusion Pump Systems, Programmable | 378348 | BD | 8015LS | 14190977 | ALATM | Alaris 3 | 5102-22100 | SJS-Labor & Delivery | 21 | IU | Active
SJS1816 | P10123 | -Pm Device Using Mfg Procedure | Twanna Hardy | TWLUK | EMPLOYEE | Y | 1 | 0.75 | 06/01/2024 | 10/06/2023 | 6 | M | SJS | SJS | Patient Controlled Pump | 16-924 | Infusion Pumps, Analgesic, Patient-Controlled | 378348 | BD | 8120 | 14193698 | PCA | Alaris 8120 | 5102-22100 | SJS-Labor & Delivery | 20 | IU | Active
SJS1817 | P80CAA | 8015 CareFusion Alaris Pump | Darren Eaton | DAEAT | EMPLOYEE | Y | 2 | 1 | 08/01/2025 | 01/03/2024 | 6 | M | SJS | SJS | Pump Control Unit 5.7 Screen | 26-655 | Controllers, Infusion Pump Systems, Programmable | 378348 | BD | 8015LS | 14191276 | LVP | Alaris 2 | 5102-12225 | SJS-Med/Surg Unit I 4West | 20 | IU | Active
SJS1818 | P81CAA | 8100 CareFusion Alaris Pump | Darren Eaton | DAEAT | EMPLOYEE | Y | 1 | 0.75 | 08/01/2024 | 10/09/2023 | 6 | M | SJS | SJS | Large Volume Pump Module | 13-215 | Infusion Pumps, Multitherapy | 378348 | BD | 8100 | 14325545 | PCU | Alaris 1 | 5102-13100 | SJS-Intensive Care Unit I | 20 | IU | Active
SJS1819 | P81CAA | 8100 CareFusion Alaris Pump | Gerson Colon | 94805 | EMPLOYEE | Y | 1 | 0.75 | 08/01/2024 | 08/22/2023 | 6 | M | SJS | SJS | Large Volume Pump Module | 13-215 | Infusion Pumps, Multitherapy | 378348 | BD | 8100 | 14200290 | PCU | Alaris 1 | 5102-12225 | SJS-Med/Surg Unit I 4West | 20 | IU | Active
SJS1820 | P81CAA | 8100 CareFusion Alaris Pump | Twanna Hardy | TWLUK | EMPLOYEE | Y | 1 | 0.75 | 08/01/2024 | 10/11/2023 | 6 | M | SJS | SJS | Large Volume Pump Module | 13-215 | Infusion Pumps, Multitherapy | 378348 | BD | 8100 | 14718080 | PCU | Alaris 1 | 5102-12213 | SJS-Med/Surg/Tele Overflow 3North | 20 | IU | Active
SJS1822 | P81CAA | 8100 CareFusion Alaris Pump | Darren Eaton | DAEAT | EMPLOYEE | Y | 1 | 0.75 | 08/01/2024 | 07/25/2023 | 6 | M | SJS | SJS | Large Volume Pump Module | 13-215 | Infusion Pumps, Multitherapy | 378348 | BD | 8100 | 14201051 | PCU | Alaris 1 | 5102-13100 | SJS-Intensive Care Unit I | 20 | IU | Active
SJS1824 | P81CAA | 8100 CareFusion Alaris Pump | Darren Eaton | DAEAT | EMPLOYEE | Y | 1 | 0.75 | 08/01/2024 | 11/01/2023 | 6 | M | SJS | SJS | Large Volume Pump Module | 13-215 | Infusion Pumps, Multitherapy | 378348 | BD | 8100 | 14200806 | PCU | Alaris 1 | 5102-13100 | SJS-Intensive Care Unit I | 20 | IU | Active
SJS1825 | P80CAA | 8015 CareFusion Alaris Pump | Gerson Colon | 94805 | EMPLOYEE | Y | 2 | 1 | 08/01/2025 | 01/26/2024 | 6 | M | SJS | SJS | Pump Control Unit 5.7 Screen | 26-655 | Controllers, Infusion Pump Systems, Programmable | 378348 | BD | 8015LS | 14244298 | PCU | Alaris 1 | 5102-20100 | SJS-Anesthesiology | 33 | IU | Active
SJS1826 | P81CAA | 8100 CareFusion Alaris Pump | Darren Eaton | DAEAT | EMPLOYEE | Y | 1 | 0.75 | 08/01/2024 | 11/30/2023 | 6 | M | SJS | SJS | Large Volume Pump Module | 13-215 | Infusion Pumps, Multitherapy | 378348 | BD | 8100 | 14200139 | PCU | Alaris 1 | 5102-13100 | SJS-Intensive Care Unit I | 20 | IU | Active
SJS1827 | P81CAA | 8100 CareFusion Alaris Pump | Gil Matos | GIMAT | EMPLOYEE | Y | 1 | 0.75 | 08/01/2024 | 08/09/2023 | 6 | M | SJS | SJS | Large Volume Pump Module | 13-215 | Infusion Pumps, Multitherapy | 378348 | BD | 8100 | 14306959 | PCU | Alaris 1 | 5102-12210 | SJS-Med/Surg Unit II 4East | 20 | IU | Active
SJS1828 | P81CAA | 8100 CareFusion Alaris Pump | Gerson Colon | 94805 | EMPLOYEE | Y | 1 | 0.75 | 08/01/2024 | 08/21/2023 | 6 | M | SJS | SJS | Large Volume Pump Module | 13-215 | Infusion Pumps, Multitherapy | 378348 | BD | 8100 | 14201466 | PCU | Alaris 1 | 5102-16527 | SJS-Mother/Baby Unit | 20 | IU | Active
SJS1829 | P80CAA | 8015 CareFusion Alaris Pump | Darren Eaton | DAEAT | EMPLOYEE | Y | 2 | 1 | 08/01/2025 | 01/03/2024 | 6 | M | SJS | SJS | Pump Control Unit 5.7 Screen | 26-655 | Controllers, Infusion Pump Systems, Programmable | 378348 | BD | 8015LS | 14189936 | LVP | Alaris 2 | 5102-12225 | SJS-Med/Surg Unit I 4West | 20 | IU | Active
SJS1830 | P81CAA | 8100 CareFusion Alaris Pump | Gerson Colon | 94805 | EMPLOYEE | Y | 1 | 0.75 | 08/01/2024 | 10/30/2023 | 6 | M | SJS | SJS | Large Volume Pump Module | 13-215 | Infusion Pumps, Multitherapy | 378348 | BD | 8100 | 14200394 | PCU | Alaris 1 | 5102-12225 | SJS-Med/Surg Unit I 4West | 20 | IU | Active
SJS1831 | P81CAA | 8100 CareFusion Alaris Pump | Darren Eaton | DAEAT | EMPLOYEE | Y | 1 | 0.75 | 08/01/2024 | 08/14/2023 | 6 | M | SJS | SJS | Large Volume Pump Module | 13-215 | Infusion Pumps, Multitherapy | 378348 | BD | 8100 | 14200103 | PCU | Alaris 1 | 5102-13100 | SJS-Intensive Care Unit I | 20 | IU | Active
SJS1832 | P80CAA | 8015 CareFusion Alaris Pump | Gil Matos | GIMAT | EMPLOYEE | Y | 2 | 1 | 08/01/2025 | 12/14/2023 | 6 | M | SJS | SJS | Pump Control Unit 5.7 Screen | 26-655 | Controllers, Infusion Pump Systems, Programmable | 378348 | BD | 8015LS | 14546759 | ALATM | Alaris 3 | 5102-37250 | SJS-Outpatient Infusion Therapy | 20 | IU | Active
SJS1834 | P80CAA | 8015 CareFusion Alaris Pump | Darren Eaton | DAEAT | EMPLOYEE | Y | 2 | 1 | 08/01/2025 | 10/18/2023 | 6 | M | SJS | SJS | Pump Control Unit 5.7 Screen | 26-655 | Controllers, Infusion Pump Systems, Programmable | 378348 | BD | 8015LS | 14191218 | LVP | Alaris 2 | 5102-13100 | SJS-Intensive Care Unit I | 21 | IU | Active
SJS1835 | P80CAA | 8015 CareFusion Alaris Pump | Gil Matos | GIMAT | EMPLOYEE | Y | 2 | 1 | 08/01/2025 | 12/11/2023 | 6 | M | SJS | SJS | Pump Control Unit 5.7 Screen | 26-655 | Controllers, Infusion Pump Systems, Programmable | 378348 | BD | 8015LS | 14676473 | LVP | Alaris 2 | 5102-12213 | SJS-Med/Surg/Tele Overflow 3North | 20 | IU | Active
SJS1836 | P81CAA | 8100 CareFusion Alaris Pump | Gerson Colon | 94805 | EMPLOYEE | Y | 1 | 0.75 | 08/01/2024 | 10/23/2023 | 6 | M | SJS | SJS | Large Volume Pump Module | 13-215 | Infusion Pumps, Multitherapy | 378348 | BD | 8100 | 14200237 | PCU | Alaris 1 | 5102-16527 | SJS-Mother/Baby Unit | 20 | IU | Active
SJS1837 | P81CAA | 8100 CareFusion Alaris Pump | Darren Eaton | DAEAT | EMPLOYEE | Y | 1 | 0.75 | 08/01/2024 | 09/05/2023 | 6 | M | SJS | SJS | Large Volume Pump Module | 13-215 | Infusion Pumps, Multitherapy | 378348 | BD | 8100 | 14325327 | PCU | Alaris 1 | 5102-13100 | SJS-Intensive Care Unit I | 20 | IU | Active
SJS1838 | P80CAA | 8015 CareFusion Alaris Pump | Gerson Colon | 94805 | EMPLOYEE | Y | 2 | 1 | 08/01/2025 | 12/13/2023 | 6 | M | SJS | SJS | Pump Control Unit 5.7 Screen | 26-655 | Controllers, Infusion Pump Systems, Programmable | 378348 | BD | 8015LS | 14190381 | PCU | Alaris 1 | 5102-23100 | SJS-Emergency Service | 21 | IU | Active
SJS1839 | P81CAA | 8100 CareFusion Alaris Pump | Twanna Hardy | TWLUK | EMPLOYEE | Y | 1 | 0.75 | 08/01/2024 | 09/28/2023 | 6 | M | SJS | SJS | Large Volume Pump Module | 13-215 | Infusion Pumps, Multitherapy | 378348 | BD | 8100 | 14141738 | PCU | Alaris 1 | 5102-12213 | SJS-Med/Surg/Tele Overflow 3North | 20 | IU | Active
SJS1840 | P80CAA | 8015 CareFusion Alaris Pump | Darren Eaton | DAEAT | EMPLOYEE | Y | 2 | 1 | 08/01/2025 | 10/09/2023 | 6 | M | SJS | SJS | Pump Control Unit 5.7 Screen | 26-655 | Controllers, Infusion Pump Systems, Programmable | 378348 | BD | 8015LS | 14191151 | LVP | Alaris 2 | 5102-12225 | SJS-Med/Surg Unit I 4West | 20 | IU | Active
SJS1842 | P80CAA | 8015 CareFusion Alaris Pump | Gil Matos | GIMAT | EMPLOYEE | Y | 2 | 1 | 08/01/2025 | 11/08/2023 | 6 | M | SJS | SJS | Pump Control Unit 5.7 Screen | 26-655 | Controllers, Infusion Pump Systems, Programmable | 378348 | BD | 8015LS | 14157078 | ALATM | Alaris 3 | 5102-21500 | SJS-PACU | 21 | IU | Active
SJS1843 | P81CAA | 8100 CareFusion Alaris Pump | Twanna Hardy | TWLUK | EMPLOYEE | Y | 1 | 0.75 | 08/01/2024 | 11/07/2023 | 6 | M | SJS | SJS | Large Volume Pump Module | 13-215 | Infusion Pumps, Multitherapy | 378348 | BD | 8100 | 14142859 | PCU | Alaris 1 | 5102-12213 | SJS-Med/Surg/Tele Overflow 3North | 20 | IU | Active
SJS1844 | P80CAA | 8015 CareFusion Alaris Pump | Darren Eaton | DAEAT | EMPLOYEE | Y | 2 | 1 | 08/01/2025 | 11/02/2023 | 6 | M | SJS | SJS | Pump Control Unit 5.7 Screen | 26-655 | Controllers, Infusion Pump Systems, Programmable | 378348 | BD | 8015LS | 14332010 | LVP | Alaris 2 | 5102-13100 | SJS-Intensive Care Unit I | 21 | IU | Active
SJS1845 | P81CAA | 8100 CareFusion Alaris Pump | Gerson Colon | 94805 | EMPLOYEE | Y | 1 | 0.75 | 08/01/2024 | 12/04/2023 | 6 | M | SJS | SJS | Large Volume Pump Module | 13-215 | Infusion Pumps, Multitherapy | 378348 | BD | 8100 | 14201477 | PCU | Alaris 1 | 5102-23100 | SJS-Emergency Service | 20 | IU | Active
SJS1846 | P80CAA | 8015 CareFusion Alaris Pump | Darren Eaton | DAEAT | EMPLOYEE | Y | 2 | 1 | 08/01/2025 | 12/20/2023 | 6 | M | SJS | SJS | Pump Control Unit 5.7 Screen | 26-655 | Controllers, Infusion Pump Systems, Programmable | 378348 | BD | 8015LS | 14156373 | LVP | Alaris 2 | 5102-16527 | SJS-Mother/Baby Unit | 20 | IU | Active
SJS1848 | P80CAA | 8015 CareFusion Alaris Pump | Gerson Colon | 94805 | EMPLOYEE | Y | 2 | 1 | 08/01/2025 | 08/28/2023 | 6 | M | SJS | SJS | Pump Control Unit 5.7 Screen | 26-655 | Controllers, Infusion Pump Systems, Programmable | 378348 | BD | 8015LS | 14139153 | PCU | Alaris 1 | 5102-23100 | SJS-Emergency Service | 21 | IU | Active
SJS1849 | P81CAA | 8100 CareFusion Alaris Pump | Gil Matos | GIMAT | EMPLOYEE | Y | 1 | 0.75 | 08/01/2024 | 10/12/2023 | 6 | M | SJS | SJS | Large Volume Pump Module | 13-215 | Infusion Pumps, Multitherapy | 378348 | BD | 8100 | 14516097 | PCU | Alaris 1 | 5102-37250 | SJS-Outpatient Infusion Therapy | 20 | IU | Active
SJS1850 | P81CAA | 8100 CareFusion Alaris Pump | Darren Eaton | DAEAT | EMPLOYEE | Y | 1 | 0.75 | 08/01/2024 | 01/22/2024 | 6 | M | SJS | SJS | Large Volume Pump Module | 13-215 | Infusion Pumps, Multitherapy | 378348 | BD | 8100 | 14200395 | PCU | Alaris 1 | 5102-13100 | SJS-Intensive Care Unit I | 20 | IU | Active
SJS1852 | P81CAA | 8100 CareFusion Alaris Pump | Darren Eaton | DAEAT | EMPLOYEE | Y | 1 | 0.75 | 08/01/2024 | 10/26/2023 | 6 | M | SJS | SJS | Large Volume Pump Module | 13-215 | Infusion Pumps, Multitherapy | 378348 | BD | 8100 | 14323536 | PCU | Alaris 1 | 5102-13100 | SJS-Intensive Care Unit I | 20 | IU | Active
SJS1853 | P81CAA | 8100 CareFusion Alaris Pump | Darren Eaton | DAEAT | EMPLOYEE | Y | 1 | 0.75 | 08/01/2024 | 10/24/2023 | 6 | M | SJS | SJS | Large Volume Pump Module | 13-215 | Infusion Pumps, Multitherapy | 378348 | BD | 8100 | 14201038 | PCU | Alaris 1 | 5102-13100 | SJS-Intensive Care Unit I | 20 | IU | Active
SJS1854 | P80CAA | 8015 CareFusion Alaris Pump | Darren Eaton | DAEAT | EMPLOYEE | Y | 2 | 1 | 08/01/2025 | 12/16/2023 | 6 | M | SJS | SJS | Pump Control Unit 5.7 Screen | 26-655 | Controllers, Infusion Pump Systems, Programmable | 378348 | BD | 8015LS | 14190950 | LVP | Alaris 2 | 5102-13100 | SJS-Intensive Care Unit I | 21 | IU | Active
SJS1855 | P81CAA | 8100 CareFusion Alaris Pump | Darren Eaton | DAEAT | EMPLOYEE | Y | 1 | 0.75 | 08/01/2024 | 12/16/2023 | 6 | M | SJS | SJS | Large Volume Pump Module | 13-215 | Infusion Pumps, Multitherapy | 378348 | BD | 8100 | 14326126 | PCU | Alaris 1 | 5102-13100 | SJS-Intensive Care Unit I | 20 | IU | Active
SJS1857 | P80CAA | 8015 CareFusion Alaris Pump | Gil Matos | GIMAT | EMPLOYEE | Y | 2 | 1 | 08/01/2025 | 12/12/2023 | 6 | M | SJS | SJS | Pump Control Unit 5.7 Screen | 26-655 | Controllers, Infusion Pump Systems, Programmable | 378348 | BD | 8015LS | 14547631 | ALATM | Alaris 3 | 5102-37250 | SJS-Outpatient Infusion Therapy | 20 | IU | Active
SJS1858 | P81CAA | 8100 CareFusion Alaris Pump | Darren Eaton | DAEAT | EMPLOYEE | Y | 1 | 0.75 | 08/01/2024 | 10/26/2023 | 6 | M | SJS | SJS | Large Volume Pump Module | 13-215 | Infusion Pumps, Multitherapy | 378348 | BD | 8100 | 14325544 | PCU | Alaris 1 | 5102-13100 | SJS-Intensive Care Unit I | 20 | IU | Active
SJS1860 | P81CAA | 8100 CareFusion Alaris Pump | Gil Matos | GIMAT | EMPLOYEE | Y | 1 | 0.75 | 08/01/2024 | 11/09/2023 | 6 | M | SJS | SJS | Large Volume Pump Module | 13-215 | Infusion Pumps, Multitherapy | 378348 | BD | 8100 | 14309672 | PCU | Alaris 1 | 5102-12210 | SJS-Med/Surg Unit II 4East | 20 | IU | Active
SJS1861 | P81CAA | 8100 CareFusion Alaris Pump | Darren Eaton | DAEAT | EMPLOYEE | Y | 1 | 0.75 | 08/01/2024 | 11/13/2023 | 6 | M | SJS | SJS | Large Volume Pump Module | 13-215 | Infusion Pumps, Multitherapy | 378348 | BD | 8100 | 14200323 | PCU | Alaris 1 | 5102-13100 | SJS-Intensive Care Unit I | 20 | IU | Active
SJS1862 | P81CAA | 8100 CareFusion Alaris Pump | Gerson Colon | 94805 | EMPLOYEE | Y | 1 | 0.75 | 08/01/2024 | 12/14/2023 | 6 | M | SJS | SJS | Large Volume Pump Module | 13-215 | Infusion Pumps, Multitherapy | 378348 | BD | 8100 | 14200778 | PCU | Alaris 1 | 5102-12225 | SJS-Med/Surg Unit I 4West | 20 | IU | Active
SJS1863 | P81CAA | 8100 CareFusion Alaris Pump | Darren Eaton | DAEAT | EMPLOYEE | Y | 1 | 0.75 | 08/01/2024 | 09/27/2023 | 6 | M | SJS | SJS | Large Volume Pump Module | 13-215 | Infusion Pumps, Multitherapy | 378348 | BD | 8100 | 14200330 | PCU | Alaris 1 | 5102-13100 | SJS-Intensive Care Unit I | 20 | IU | Active
SJS1866 | P81CAA | 8100 CareFusion Alaris Pump | Gerson Colon | 94805 | EMPLOYEE | Y | 1 | 0.75 | 08/01/2024 | 10/09/2023 | 6 | M | SJS | SJS | Large Volume Pump Module | 13-215 | Infusion Pumps, Multitherapy | 378348 | BD | 8100 | 14200155 | PCU | Alaris 1 | 5102-23100 | SJS-Emergency Service | 20 | IU | Active
SJS1867 | P80CAA | 8015 CareFusion Alaris Pump | Gil Matos | GIMAT | EMPLOYEE | Y | 2 | 1 | 08/01/2025 | 12/11/2023 | 6 | M | SJS | SJS | Pump Control Unit 5.7 Screen | 26-655 | Controllers, Infusion Pump Systems, Programmable | 378348 | BD | 8015LS | 14134582 | ALATM | Alaris 3 | 5102-12210 | SJS-Med/Surg Unit II 4East | 20 | IU | Active
SJS1868 | P80CAA | 8015 CareFusion Alaris Pump | Gil Matos | GIMAT | EMPLOYEE | Y | 2 | 1 | 08/01/2025 | 12/14/2023 | 6 | M | SJS | SJS | Pump Control Unit 5.7 Screen | 26-655 | Controllers, Infusion Pump Systems, Programmable | 378348 | BD | 8015LS | 14676374 | LVP | Alaris 2 | 5102-12213 | SJS-Med/Surg/Tele Overflow 3North | 20 | IU | Active
SJS1869 | P81CAA | 8100 CareFusion Alaris Pump | Gerson Colon | 94805 | EMPLOYEE | Y | 1 | 0.75 | 08/01/2024 | 12/14/2023 | 6 | M | SJS | SJS | Large Volume Pump Module | 13-215 | Infusion Pumps, Multitherapy | 378348 | BD | 8100 | 14200181 | PCU | Alaris 1 | 5102-16527 | SJS-Mother/Baby Unit | 20 | IU | Active
SJS1870 | P81CAA | 8100 CareFusion Alaris Pump | Gerson Colon | 94805 | EMPLOYEE | Y | 1 | 0.75 | 08/01/2024 | 08/25/2023 | 6 | M | SJS | SJS | Large Volume Pump Module | 13-215 | Infusion Pumps, Multitherapy | 378348 | BD | 8100 | 14200569 | PCU | Alaris 1 | 5102-12225 | SJS-Med/Surg Unit I 4West | 20 | IU | Active
SJS1871 | P80CAA | 8015 CareFusion Alaris Pump | Gil Matos | GIMAT | EMPLOYEE | Y | 2 | 1 | 08/01/2025 | 12/22/2023 | 6 | M | SJS | SJS | Pump Control Unit 5.7 Screen | 26-655 | Controllers, Infusion Pump Systems, Programmable | 378348 | BD | 8015LS | 14190986 | ALATM | Alaris 3 | 5102-22100 | SJS-Labor & Delivery | 21 | IU | Active
SJS1872 | P81CAA | 8100 CareFusion Alaris Pump | Darren Eaton | DAEAT | EMPLOYEE | Y | 1 | 0.75 | 08/01/2024 | 11/15/2023 | 6 | M | SJS | SJS | Large Volume Pump Module | 13-215 | Infusion Pumps, Multitherapy | 378348 | BD | 8100 | 14324676 | PCU | Alaris 1 | 5102-13100 | SJS-Intensive Care Unit I | 20 | IU | Active
SJS1873 | P81CAA | 8100 CareFusion Alaris Pump | Darren Eaton | DAEAT | EMPLOYEE | Y | 1 | 0.75 | 08/01/2024 | 08/21/2023 | 6 | M | SJS | SJS | Large Volume Pump Module | 13-215 | Infusion Pumps, Multitherapy | 378348 | BD | 8100 | 14200805 | PCU | Alaris 1 | 5102-13100 | SJS-Intensive Care Unit I | 20 | IU | Active
SJS1874 | P80CAA | 8015 CareFusion Alaris Pump | Twanna Hardy | TWLUK | EMPLOYEE | Y | 2 | 1 | 08/01/2025 | 01/02/2024 | 6 | M | SJS | SJS | Pump Control Unit 5.7 Screen | 26-655 | Controllers, Infusion Pump Systems, Programmable | 378348 | BD | 8015LS | 14190522 | ALATM | Alaris 3 | 5102-12213 | SJS-Med/Surg/Tele Overflow 3North | 20 | IU | Active
SJS1875 | P81CAA | 8100 CareFusion Alaris Pump | Darren Eaton | DAEAT | EMPLOYEE | Y | 1 | 0.75 | 08/01/2024 | 12/16/2023 | 6 | M | SJS | SJS | Large Volume Pump Module | 13-215 | Infusion Pumps, Multitherapy | 378348 | BD | 8100 | 14326001 | PCU | Alaris 1 | 5102-13100 | SJS-Intensive Care Unit I | 20 | IU | Active
SJS1876 | P80CAA | 8015 CareFusion Alaris Pump | Gerson Colon | 94805 | EMPLOYEE | Y | 2 | 1 | 08/01/2025 | 01/03/2024 | 6 | M | SJS | SJS | Pump Control Unit 5.7 Screen | 26-655 | Controllers, Infusion Pump Systems, Programmable | 378348 | BD | 8015LS | 14243937 | PCU | Alaris 1 | 5102-20100 | SJS-Anesthesiology | 33 | IU | Active
SJS1877 | P81CAA | 8100 CareFusion Alaris Pump | Gil Matos | GIMAT | EMPLOYEE | Y | 1 | 0.75 | 08/01/2024 | 09/28/2023 | 6 | M | SJS | SJS | Large Volume Pump Module | 13-215 | Infusion Pumps, Multitherapy | 378348 | BD | 8100 | 14515975 | PCU | Alaris 1 | 5102-37250 | SJS-Outpatient Infusion Therapy | 20 | IU | Active
SJS1878 | P80CAA | 8015 CareFusion Alaris Pump | Gerson Colon | 94805 | EMPLOYEE | Y | 2 | 1 | 08/01/2025 | 01/03/2024 | 6 | M | SJS | SJS | Pump Control Unit 5.7 Screen | 26-655 | Controllers, Infusion Pump Systems, Programmable | 378348 | BD | 8015LS | 14191333 | PCU | Alaris 1 | 5102-23100 | SJS-Emergency Service | 21 | IU | Active
SJS1879 | P81CAA | 8100 CareFusion Alaris Pump | Darren Eaton | DAEAT | EMPLOYEE | Y | 1 | 0.75 | 08/01/2024 | 11/27/2023 | 6 | M | SJS | SJS | Large Volume Pump Module | 13-215 | Infusion Pumps, Multitherapy | 378348 | BD | 8100 | 14200340 | PCU | Alaris 1 | 5102-13100 | SJS-Intensive Care Unit I | 20 | IU | Active
SJS1880 | P81CAA | 8100 CareFusion Alaris Pump | Darren Eaton | DAEAT | EMPLOYEE | Y | 1 | 0.75 | 08/01/2024 | 08/08/2023 | 6 | M | SJS | SJS | Large Volume Pump Module | 13-215 | Infusion Pumps, Multitherapy | 378348 | BD | 8100 | 14201016 | PCU | Alaris 1 | 5102-13100 | SJS-Intensive Care Unit I | 20 | IU | Active
SJS1881 | P80CAA | 8015 CareFusion Alaris Pump | Gerson Colon | 94805 | EMPLOYEE | Y | 2 | 1 | 08/01/2025 | 10/26/2023 | 6 | M | SJS | SJS | Pump Control Unit 5.7 Screen | 26-655 | Controllers, Infusion Pump Systems, Programmable | 378348 | BD | 8015LS | 14190371 | PCU | Alaris 1 | 5102-23100 | SJS-Emergency Service | 21 | IU | Active
SJS1882 | P81CAA | 8100 CareFusion Alaris Pump | Gerson Colon | 94805 | EMPLOYEE | Y | 1 | 0.75 | 08/01/2024 | 12/15/2023 | 6 | M | SJS | SJS | Large Volume Pump Module | 13-215 | Infusion Pumps, Multitherapy | 378348 | BD | 8100 | 14201042 | PCU | Alaris 1 | 5102-16527 | SJS-Mother/Baby Unit | 20 | IU | Active
SJS1883 | P80CAA | 8015 CareFusion Alaris Pump | Darren Eaton | DAEAT | EMPLOYEE | Y | 2 | 1 | 08/01/2025 | 12/12/2023 | 6 | M | SJS | SJS | Pump Control Unit 5.7 Screen | 26-655 | Controllers, Infusion Pump Systems, Programmable | 378348 | BD | 8015LS | 14191324 | LVP | Alaris 2 | 5102-12225 | SJS-Med/Surg Unit I 4West | 20 | IU | Active
SJS1884 | P81CAA | 8100 CareFusion Alaris Pump | Gerson Colon | 94805 | EMPLOYEE | Y | 1 | 0.75 | 08/01/2024 | 11/15/2023 | 6 | M | SJS | SJS | Large Volume Pump Module | 13-215 | Infusion Pumps, Multitherapy | 378348 | BD | 8100 | 14200292 | PCU | Alaris 1 | 5102-12225 | SJS-Med/Surg Unit I 4West | 20 | IU | Active
SJS1885 | P80CAA | 8015 CareFusion Alaris Pump | Darren Eaton | DAEAT | EMPLOYEE | Y | 2 | 1 | 08/01/2025 | 08/25/2023 | 6 | M | SJS | SJS | Pump Control Unit 5.7 Screen | 26-655 | Controllers, Infusion Pump Systems, Programmable | 378348 | BD | 8015LS | 14191263 | LVP | Alaris 2 | 5102-13100 | SJS-Intensive Care Unit I | 21 | IU | Active
SJS1886 | P81CAA | 8100 CareFusion Alaris Pump | Gerson Colon | 94805 | EMPLOYEE | Y | 1 | 0.75 | 08/01/2024 | 11/15/2023 | 6 | M | SJS | SJS | Large Volume Pump Module | 13-215 | Infusion Pumps, Multitherapy | 378348 | BD | 8100 | 14532221 | PCU | Alaris 1 | 5102-22100 | SJS-Labor & Delivery | 20 | IU | Active
SJS1887 | P80CAA | 8015 CareFusion Alaris Pump | Gerson Colon | 94805 | EMPLOYEE | Y | 2 | 1 | 08/01/2025 | 01/02/2024 | 6 | M | SJS | SJS | Pump Control Unit 5.7 Screen | 26-655 | Controllers, Infusion Pump Systems, Programmable | 378348 | BD | 8015LS | 14244305 | PCU | Alaris 1 | 5102-20100 | SJS-Anesthesiology | 33 | IU | Active
SJS1888 | P81CAA | 8100 CareFusion Alaris Pump | Twanna Hardy | TWLUK | EMPLOYEE | Y | 1 | 0.75 | 08/01/2024 | 12/14/2023 | 6 | M | SJS | SJS | Large Volume Pump Module | 13-215 | Infusion Pumps, Multitherapy | 378348 | BD | 8100 | 14201224 | PCU | Alaris 1 | 5102-12213 | SJS-Med/Surg/Tele Overflow 3North | 20 | IU | Active
SJS1889 | P81CAA | 8100 CareFusion Alaris Pump | Gil Matos | GIMAT | EMPLOYEE | Y | 1 | 0.75 | 08/01/2024 | 10/02/2023 | 6 | M | SJS | SJS | Large Volume Pump Module | 13-215 | Infusion Pumps, Multitherapy | 378348 | BD | 8100 | 14510643 | PCU | Alaris 1 | 5102-37250 | SJS-Outpatient Infusion Therapy | 20 | IU | Active
SJS1890 | P80CAA | 8015 CareFusion Alaris Pump | Gil Matos | GIMAT | EMPLOYEE | Y | 2 | 1 | 08/01/2025 | 01/04/2024 | 6 | M | SJS | SJS | Pump Control Unit 5.7 Screen | 26-655 | Controllers, Infusion Pump Systems, Programmable | 378348 | BD | 8015LS | 14676342 | LVP | Alaris 2 | 5102-12213 | SJS-Med/Surg/Tele Overflow 3North | 20 | IU | Active
SJS1891 | P81CAA | 8100 CareFusion Alaris Pump | Darren Eaton | DAEAT | EMPLOYEE | Y | 1 | 0.75 | 08/01/2024 | 11/01/2023 | 6 | M | SJS | SJS | Large Volume Pump Module | 13-215 | Infusion Pumps, Multitherapy | 378348 | BD | 8100 | 14201092 | PCU | Alaris 1 | 5102-13100 | SJS-Intensive Care Unit I | 20 | IU | Active
SJS1892 | P80CAA | 8015 CareFusion Alaris Pump | Darren Eaton | DAEAT | EMPLOYEE | Y | 2 | 1 | 08/01/2025 | 12/13/2023 | 6 | M | SJS | SJS | Pump Control Unit 5.7 Screen | 26-655 | Controllers, Infusion Pump Systems, Programmable | 378348 | BD | 8015LS | 14335025 | LVP | Alaris 2 | 5102-13100 | SJS-Intensive Care Unit I | 21 | IU | Active
SJS1893 | P81CAA | 8100 CareFusion Alaris Pump | Gerson Colon | 94805 | EMPLOYEE | Y | 1 | 0.75 | 08/01/2024 | 10/13/2023 | 6 | M | SJS | SJS | Large Volume Pump Module | 13-215 | Infusion Pumps, Multitherapy | 378348 | BD | 8100 | 14200757 | PCU | Alaris 1 | 5102-16527 | SJS-Mother/Baby Unit | 20 | IU | Active
SJS1894 | P81CAA | 8100 CareFusion Alaris Pump | Gil Matos | GIMAT | EMPLOYEE | Y | 1 | 0.75 | 08/01/2024 | 08/28/2023 | 6 | M | SJS | SJS | Large Volume Pump Module | 13-215 | Infusion Pumps, Multitherapy | 378348 | BD | 8100 | 14140937 | PCU | Alaris 1 | 5102-12210 | SJS-Med/Surg Unit II 4East | 20 | IU | Active
SJS1895 | P80CAA | 8015 CareFusion Alaris Pump | Gil Matos | GIMAT | EMPLOYEE | Y | 2 | 1 | 08/01/2025 | 12/21/2023 | 6 | M | SJS | SJS | Pump Control Unit 5.7 Screen | 26-655 | Controllers, Infusion Pump Systems, Programmable | 378348 | BD | 8015LS | 14191155 | ALATM | Alaris 3 | 5102-12210 | SJS-Med/Surg Unit II 4East | 20 | IU | Active
SJS1896 | P80CAA | 8015 CareFusion Alaris Pump | Darren Eaton | DAEAT | EMPLOYEE | Y | 2 | 1 | 08/01/2025 | 10/05/2023 | 6 | M | SJS | SJS | Pump Control Unit 5.7 Screen | 26-655 | Controllers, Infusion Pump Systems, Programmable | 378348 | BD | 8015LS | 14139754 | LVP | Alaris 2 | 5102-12225 | SJS-Med/Surg Unit I 4West | 20 | IU | Active
SJS1898 | P81CAA | 8100 CareFusion Alaris Pump | Darren Eaton | DAEAT | EMPLOYEE | Y | 1 | 0.75 | 08/01/2024 | 10/25/2023 | 6 | M | SJS | SJS | Large Volume Pump Module | 13-215 | Infusion Pumps, Multitherapy | 378348 | BD | 8100 | 14326121 | PCU | Alaris 1 | 5102-13100 | SJS-Intensive Care Unit I | 20 | IU | Active
SJS1899 | P80CAA | 8015 CareFusion Alaris Pump | Darren Eaton | DAEAT | EMPLOYEE | Y | 2 | 1 | 08/01/2025 | 12/15/2023 | 6 | M | SJS | SJS | Pump Control Unit 5.7 Screen | 26-655 | Controllers, Infusion Pump Systems, Programmable | 378348 | BD | 8015LS | 14191138 | LVP | Alaris 2 | 5102-12225 | SJS-Med/Surg Unit I 4West | 20 | IU | Active
SJS1900 | P81CAA | 8100 CareFusion Alaris Pump | Gil Matos | GIMAT | EMPLOYEE | Y | 1 | 0.75 | 08/01/2024 | 07/31/2023 | 6 | M | SJS | SJS | Large Volume Pump Module | 13-215 | Infusion Pumps, Multitherapy | 378348 | BD | 8100 | 14306938 | PCU | Alaris 1 | 5102-12210 | SJS-Med/Surg Unit II 4East | 20 | IU | Active
SJS1901 | P80CAA | 8015 CareFusion Alaris Pump | Gil Matos | GIMAT | EMPLOYEE | Y | 2 | 1 | 08/01/2025 | 12/14/2023 | 6 | M | SJS | SJS | Pump Control Unit 5.7 Screen | 26-655 | Controllers, Infusion Pump Systems, Programmable | 378348 | BD | 8015LS | 14676259 | LVP | Alaris 2 | 5102-12213 | SJS-Med/Surg/Tele Overflow 3North | 20 | IU | Active
SJS1902 | P81CAA | 8100 CareFusion Alaris Pump | Gerson Colon | 94805 | EMPLOYEE | Y | 1 | 0.75 | 08/01/2024 | 11/15/2023 | 6 | M | SJS | SJS | Large Volume Pump Module | 13-215 | Infusion Pumps, Multitherapy | 378348 | BD | 8100 | 14201072 | PCU | Alaris 1 | 5102-21355 | SJS-Preop Surgical | 20 | IU | Active
SJS1903 | P80CAA | 8015 CareFusion Alaris Pump | Darren Eaton | DAEAT | EMPLOYEE | Y | 2 | 1 | 08/01/2025 | 12/20/2023 | 6 | M | SJS | SJS | Pump Control Unit 5.7 Screen | 26-655 | Controllers, Infusion Pump Systems, Programmable | 378348 | BD | 8015LS | 14190931 | LVP | Alaris 2 | 5102-12225 | SJS-Med/Surg Unit I 4West | 20 | IU | Active
SJS1904 | P80CAA | 8015 CareFusion Alaris Pump | Gerson Colon | 94805 | EMPLOYEE | Y | 2 | 1 | 08/01/2025 | 12/20/2023 | 6 | M | SJS | SJS | Pump Control Unit 5.7 Screen | 26-655 | Controllers, Infusion Pump Systems, Programmable | 378348 | BD | 8015LS | 14191260 | ALATM | Alaris 3 | 5102-21355 | SJS-Preop Surgical | 21 | IU | Active
SJS1905 | P81CAA | 8100 CareFusion Alaris Pump | Darren Eaton | DAEAT | EMPLOYEE | Y | 1 | 0.75 | 08/01/2024 | 09/29/2023 | 6 | M | SJS | SJS | Large Volume Pump Module | 13-215 | Infusion Pumps, Multitherapy | 378348 | BD | 8100 | 14325981 | PCU | Alaris 1 | 5102-13100 | SJS-Intensive Care Unit I | 20 | IU | Active
SJS1906 | P80CAA | 8015 CareFusion Alaris Pump | Gil Matos | GIMAT | EMPLOYEE | Y | 2 | 1 | 08/01/2025 | 01/05/2024 | 6 | M | SJS | SJS | Pump Control Unit 5.7 Screen | 26-655 | Controllers, Infusion Pump Systems, Programmable | 378348 | BD | 8015LS | 14134505 | ALATM | Alaris 3 | 5102-12210 | SJS-Med/Surg Unit II 4East | 20 | IU | Active
SJS1907 | P81CAA | 8100 CareFusion Alaris Pump | Gil Matos | GIMAT | EMPLOYEE | Y | 1 | 0.75 | 08/01/2024 | 11/06/2023 | 6 | M | SJS | SJS | Large Volume Pump Module | 13-215 | Infusion Pumps, Multitherapy | 378348 | BD | 8100 | 14306926 | PCU | Alaris 1 | 5102-12210 | SJS-Med/Surg Unit II 4East | 20 | IU | Active
SJS1908 | P81CAA | 8100 CareFusion Alaris Pump | Gerson Colon | 94805 | EMPLOYEE | Y | 1 | 0.75 | 08/01/2024 | 11/27/2023 | 6 | M | SJS | SJS | Large Volume Pump Module | 13-215 | Infusion Pumps, Multitherapy | 378348 | BD | 8100 | 14200172 | PCU | Alaris 1 | 5102-22100 | SJS-Labor & Delivery | 20 | IU | Active
SJS1912 | P10123 | -Pm Device Using Mfg Procedure | Gil Matos | GIMAT | EMPLOYEE | Y | 1 | 0.75 | 06/01/2024 | 10/09/2023 | 6 | M | SJS | SJS | Syringe Pump | 13-217 | Infusion Pumps, Multitherapy, Syringe | 378348 | BD | 8110 | 14301976 | SYRING | Alaris 8110 | 5102-12210 | SJS-Med/Surg Unit II 4East | 20 | IU | Active
SJS1913 | P81CAA | 8100 CareFusion Alaris Pump | Gerson Colon | 94805 | EMPLOYEE | Y | 1 | 0.75 | 08/01/2024 | 11/17/2023 | 6 | M | SJS | SJS | Large Volume Pump Module | 13-215 | Infusion Pumps, Multitherapy | 378348 | BD | 8100 | 14201013 | PCU | Alaris 1 | 5102-12225 | SJS-Med/Surg Unit I 4West | 20 | IU | Active
SJS1914 | P80CAA | 8015 CareFusion Alaris Pump | Gerson Colon | 94805 | EMPLOYEE | Y | 2 | 1 | 08/01/2025 | 10/19/2023 | 6 | M | SJS | SJS | Pump Control Unit 5.7 Screen | 26-655 | Controllers, Infusion Pump Systems, Programmable | 378348 | BD | 8015LS | 14156362 | PCU | Alaris 1 | 5102-23100 | SJS-Emergency Service | 21 | IU | Active
SJS1916 | P80CAA | 8015 CareFusion Alaris Pump | Gil Matos | GIMAT | EMPLOYEE | Y | 2 | 1 | 08/01/2025 | 12/15/2023 | 6 | M | SJS | SJS | Pump Control Unit 5.7 Screen | 26-655 | Controllers, Infusion Pump Systems, Programmable | 378348 | BD | 8015LS | 14191086 | ALATM | Alaris 3 | 5102-12210 | SJS-Med/Surg Unit II 4East | 20 | IU | Active
SJS1917 | P80CAA | 8015 CareFusion Alaris Pump | Twanna Hardy | TWLUK | EMPLOYEE | Y | 2 | 1 | 08/01/2025 | 10/26/2023 | 6 | M | SJS | SJS | Pump Control Unit 5.7 Screen | 26-655 | Controllers, Infusion Pump Systems, Programmable | 378348 | BD | 8015LS | 14190600 | ALATM | Alaris 3 | 5102-30695 | SJS-Interventional Services | 21 | IU | Active
SJS1918 | P81CAA | 8100 CareFusion Alaris Pump | Twanna Hardy | TWLUK | EMPLOYEE | Y | 1 | 0.75 | 08/01/2024 | 10/03/2023 | 6 | M | SJS | SJS | Large Volume Pump Module | 13-215 | Infusion Pumps, Multitherapy | 378348 | BD | 8100 | 14142833 | PCU | Alaris 1 | 5102-12213 | SJS-Med/Surg/Tele Overflow 3North | 20 | IU | Active
SJS1919 | P81CAA | 8100 CareFusion Alaris Pump | Gil Matos | GIMAT | EMPLOYEE | Y | 1 | 0.75 | 08/01/2024 | 11/07/2023 | 6 | M | SJS | SJS | Large Volume Pump Module | 13-215 | Infusion Pumps, Multitherapy | 378348 | BD | 8100 | 14201602 | PCU | Alaris 1 | 5102-21500 | SJS-PACU | 20 | IU | Active
SJS1920 | P81CAA | 8100 CareFusion Alaris Pump | Gerson Colon | 94805 | EMPLOYEE | Y | 1 | 0.75 | 08/01/2024 | 10/27/2023 | 6 | M | SJS | SJS | Large Volume Pump Module | 13-215 | Infusion Pumps, Multitherapy | 378348 | BD | 8100 | 14201410 | PCU | Alaris 1 | 5102-12225 | SJS-Med/Surg Unit I 4West | 20 | IU | Active
SJS1921 | P81CAA | 8100 CareFusion Alaris Pump | Gil Matos | GIMAT | EMPLOYEE | Y | 1 | 0.75 | 08/01/2024 | 12/14/2023 | 6 | M | SJS | SJS | Large Volume Pump Module | 13-215 | Infusion Pumps, Multitherapy | 378348 | BD | 8100 | 14306993 | PCU | Alaris 1 | 5102-12210 | SJS-Med/Surg Unit II 4East | 20 | IU | Active
SJS1922 | P81CAA | 8100 CareFusion Alaris Pump | Gerson Colon | 94805 | EMPLOYEE | Y | 1 | 0.75 | 08/01/2024 | 08/28/2023 | 6 | M | SJS | SJS | Large Volume Pump Module | 13-215 | Infusion Pumps, Multitherapy | 378348 | BD | 8100 | 14200130 | PCU | Alaris 1 | 5102-12225 | SJS-Med/Surg Unit I 4West | 20 | IU | Active
SJS1923 | P81CAA | 8100 CareFusion Alaris Pump | Gerson Colon | 94805 | EMPLOYEE | Y | 1 | 0.75 | 08/01/2024 | 08/14/2023 | 6 | M | SJS | SJS | Large Volume Pump Module | 13-215 | Infusion Pumps, Multitherapy | 378348 | BD | 8100 | 14201069 | PCU | Alaris 1 | 5102-16527 | SJS-Mother/Baby Unit | 20 | IU | Active
SJS1924 | P81CAA | 8100 CareFusion Alaris Pump | Gerson Colon | 94805 | EMPLOYEE | Y | 1 | 0.75 | 08/01/2024 | 10/25/2023 | 6 | M | SJS | SJS | Large Volume Pump Module | 13-215 | Infusion Pumps, Multitherapy | 378348 | BD | 8100 | 14532194 | PCU | Alaris 1 | 5102-22100 | SJS-Labor & Delivery | 20 | IU | Active
SJS1925 | P81CAA | 8100 CareFusion Alaris Pump | Gerson Colon | 94805 | EMPLOYEE | Y | 1 | 0.75 | 08/01/2024 | 11/01/2023 | 6 | M | SJS | SJS | Large Volume Pump Module | 13-215 | Infusion Pumps, Multitherapy | 378348 | BD | 8100 | 14200102 | PCU | Alaris 1 | 5102-22100 | SJS-Labor & Delivery | 20 | IU | Active
SJS1927 | P80CAA | 8015 CareFusion Alaris Pump | Gil Matos | GIMAT | EMPLOYEE | Y | 2 | 1 | 08/01/2025 | 10/10/2023 | 6 | M | SJS | SJS | Pump Control Unit 5.7 Screen | 26-655 | Controllers, Infusion Pump Systems, Programmable | 378348 | BD | 8015LS | 14155904 | ALATM | Alaris 3 | 5102-21500 | SJS-PACU | 21 | IU | Active
SJS1928 | P80CAA | 8015 CareFusion Alaris Pump | Gil Matos | GIMAT | EMPLOYEE | Y | 2 | 1 | 08/01/2025 | 11/02/2023 | 6 | M | SJS | SJS | Pump Control Unit 5.7 Screen | 26-655 | Controllers, Infusion Pump Systems, Programmable | 378348 | BD | 8015LS | 14190738 | ALATM | Alaris 3 | 5102-12210 | SJS-Med/Surg Unit II 4East | 20 | IU | Active
SJS1929 | P80CAA | 8015 CareFusion Alaris Pump | Gil Matos | GIMAT | EMPLOYEE | Y | 2 | 1 | 08/01/2025 | 10/06/2023 | 6 | M | SJS | SJS | Pump Control Unit 5.7 Screen | 26-655 | Controllers, Infusion Pump Systems, Programmable | 378348 | BD | 8015LS | 14676408 | LVP | Alaris 2 | 5102-12213 | SJS-Med/Surg/Tele Overflow 3North | 20 | IU | Active
SJS1930 | P80CAA | 8015 CareFusion Alaris Pump | Gil Matos | GIMAT | EMPLOYEE | Y | 2 | 1 | 08/01/2025 | 12/20/2023 | 6 | M | SJS | SJS | Pump Control Unit 5.7 Screen | 26-655 | Controllers, Infusion Pump Systems, Programmable | 378348 | BD | 8015LS | 14676364 | LVP | Alaris 2 | 5102-12213 | SJS-Med/Surg/Tele Overflow 3North | 20 | IU | Active
SJS1933 | P80CAA | 8015 CareFusion Alaris Pump | Gerson Colon | 94805 | EMPLOYEE | Y | 2 | 1 | 08/01/2025 | 12/12/2023 | 6 | M | SJS | SJS | Pump Control Unit 5.7 Screen | 26-655 | Controllers, Infusion Pump Systems, Programmable | 378348 | BD | 8015LS | 14190979 | PCU | Alaris 1 | 5102-23100 | SJS-Emergency Service | 21 | IU | Active
SJS1935 | P81CAA | 8100 CareFusion Alaris Pump | Gil Matos | GIMAT | EMPLOYEE | Y | 1 | 0.75 | 08/01/2024 | 12/16/2023 | 6 | M | SJS | SJS | Large Volume Pump Module | 13-215 | Infusion Pumps, Multitherapy | 378348 | BD | 8100 | 14200663 | PCU | Alaris 1 | 5102-21500 | SJS-PACU | 20 | IU | Active
SJS1936 | P80CAA | 8015 CareFusion Alaris Pump | Gil Matos | GIMAT | EMPLOYEE | Y | 2 | 1 | 08/01/2025 | 10/19/2023 | 6 | M | SJS | SJS | Pump Control Unit 5.7 Screen | 26-655 | Controllers, Infusion Pump Systems, Programmable | 378348 | BD | 8015LS | 14191084 | ALATM | Alaris 3 | 5102-12210 | SJS-Med/Surg Unit II 4East | 20 | IU | Active
SJS1937 | P80CAA | 8015 CareFusion Alaris Pump | Darren Eaton | DAEAT | EMPLOYEE | Y | 2 | 1 | 08/01/2025 | 10/04/2023 | 6 | M | SJS | SJS | Pump Control Unit 5.7 Screen | 26-655 | Controllers, Infusion Pump Systems, Programmable | 378348 | BD | 8015LS | 14191227 | LVP | Alaris 2 | 5102-16527 | SJS-Mother/Baby Unit | 20 | IU | Active
SJS1938 | P80CAA | 8015 CareFusion Alaris Pump | Gerson Colon | 94805 | EMPLOYEE | Y | 2 | 1 | 08/01/2025 | 12/11/2023 | 6 | M | SJS | SJS | Pump Control Unit 5.7 Screen | 26-655 | Controllers, Infusion Pump Systems, Programmable | 378348 | BD | 8015LS | 14190623 | PCU | Alaris 1 | 5102-23100 | SJS-Emergency Service | 21 | IU | Active
SJS1939 | P10123 | -Pm Device Using Mfg Procedure | Twanna Hardy | TWLUK | EMPLOYEE | Y | 1 | 0.75 | 06/01/2024 | 09/08/2023 | 6 | M | SJS | SJS | Syringe Pump | 13-217 | Infusion Pumps, Multitherapy, Syringe | 378348 | BD | 8110 | 14302007 | SYRING | Alaris 8110 | 5102-16527 | SJS-Mother/Baby Unit | 20 | IU | Active
SJS1941 | P81CAA | 8100 CareFusion Alaris Pump | Gerson Colon | 94805 | EMPLOYEE | Y | 1 | 0.75 | 08/01/2024 | 01/02/2024 | 6 | M | SJS | SJS | Large Volume Pump Module | 13-215 | Infusion Pumps, Multitherapy | 378348 | BD | 8100 | 14200961 | PCU | Alaris 1 | 5102-12225 | SJS-Med/Surg Unit I 4West | 20 | IU | Active
SJS1942 | P10123 | -Pm Device Using Mfg Procedure | Darren Eaton | DAEAT | EMPLOYEE | Y | 1 | 0.75 | 06/01/2024 | 09/08/2023 | 6 | M | SJS | SJS | Syringe Pump | 13-217 | Infusion Pumps, Multitherapy, Syringe | 378348 | BD | 8110 | 14229312 | SYRING | Alaris 8110 | 5102-20100 | SJS-Anesthesiology | 33 | IU | Active
SJS1943 | P80CAA | 8015 CareFusion Alaris Pump | Gil Matos | GIMAT | EMPLOYEE | Y | 2 | 1 | 08/01/2025 | 10/10/2023 | 6 | M | SJS | SJS | Pump Control Unit 5.7 Screen | 26-655 | Controllers, Infusion Pump Systems, Programmable | 378348 | BD | 8015LS | 14191325 | ALATM | Alaris 3 | 5102-10000 | SJS-Nursing Administration | 20 | IU | Active
SJS1944 | P80CAA | 8015 CareFusion Alaris Pump | Darren Eaton | DAEAT | EMPLOYEE | Y | 2 | 1 | 08/01/2025 | 12/11/2023 | 6 | M | SJS | SJS | Pump Control Unit 5.7 Screen | 26-655 | Controllers, Infusion Pump Systems, Programmable | 378348 | BD | 8015LS | 14189761 | LVP | Alaris 2 | 5102-13100 | SJS-Intensive Care Unit I | 21 | IU | Active
SJS1945 | P10123 | -Pm Device Using Mfg Procedure | Twanna Hardy | TWLUK | EMPLOYEE | Y | 1 | 0.75 | 06/01/2024 | 08/31/2023 | 6 | M | SJS | SJS | Syringe Pump | 13-217 | Infusion Pumps, Multitherapy, Syringe | 378348 | BD | 8110 | 14302250 | SYRING | Alaris 8110 | 5102-12225 | SJS-Med/Surg Unit I 4West | 20 | IU | Active
SJS1946 | P80CAA | 8015 CareFusion Alaris Pump | Gil Matos | GIMAT | EMPLOYEE | Y | 2 | 1 | 08/01/2025 | 12/28/2023 | 6 | M | SJS | SJS | Pump Control Unit 5.7 Screen | 26-655 | Controllers, Infusion Pump Systems, Programmable | 378348 | BD | 8015LS | 14190367 | ALATM | Alaris 3 | 5102-21500 | SJS-PACU | 21 | IU | Active
SJS1947 | P81CAA | 8100 CareFusion Alaris Pump | Gerson Colon | 94805 | EMPLOYEE | Y | 1 | 0.75 | 08/01/2024 | 11/13/2023 | 6 | M | SJS | SJS | Large Volume Pump Module | 13-215 | Infusion Pumps, Multitherapy | 378348 | BD | 8100 | 14200851 | PCU | Alaris 1 | 5102-12225 | SJS-Med/Surg Unit I 4West | 20 | IU | Active
SJS1948 | P10123 | -Pm Device Using Mfg Procedure | Gil Matos | GIMAT | EMPLOYEE | Y | 1 | 0.75 | 06/01/2024 | 08/29/2023 | 6 | M | SJS | SJS | EtCO2 Module IV Pump | 20-776 | Physiologic Monitor Modules, Exhaled Carbon Dioxide | 378348 | BD | 8300 | 14193740 | ALARIS | Alaris 8300 | 5102-21500 | SJS-PACU | 16 | IU | Active
SJS1949 | P81CAA | 8100 CareFusion Alaris Pump | Gerson Colon | 94805 | EMPLOYEE | Y | 1 | 0.75 | 08/01/2024 | 10/31/2023 | 6 | M | SJS | SJS | Large Volume Pump Module | 13-215 | Infusion Pumps, Multitherapy | 378348 | BD | 8100 | 14201557 | PCU | Alaris 1 | 5102-22100 | SJS-Labor & Delivery | 20 | IU | Active
SJS1950 | P80CAA | 8015 CareFusion Alaris Pump | Gerson Colon | 94805 | EMPLOYEE | Y | 2 | 1 | 08/01/2025 | 12/15/2023 | 6 | M | SJS | SJS | Pump Control Unit 5.7 Screen | 26-655 | Controllers, Infusion Pump Systems, Programmable | 378348 | BD | 8015LS | 14155941 | PCU | Alaris 1 | 5102-23100 | SJS-Emergency Service | 21 | IU | Active
SJS1951 | P81CAA | 8100 CareFusion Alaris Pump | Twanna Hardy | TWLUK | EMPLOYEE | Y | 1 | 0.75 | 08/01/2024 | 10/20/2023 | 6 | M | SJS | SJS | Large Volume Pump Module | 13-215 | Infusion Pumps, Multitherapy | 378348 | BD | 8100 | 14142337 | PCU | Alaris 1 | 5102-12213 | SJS-Med/Surg/Tele Overflow 3North | 20 | IU | Active
SJS1953 | P81CAA | 8100 CareFusion Alaris Pump | Gil Matos | GIMAT | EMPLOYEE | Y | 1 | 0.75 | 08/01/2024 | 10/27/2023 | 6 | M | SJS | SJS | Large Volume Pump Module | 13-215 | Infusion Pumps, Multitherapy | 378348 | BD | 8100 | 14307066 | PCU | Alaris 1 | 5102-12210 | SJS-Med/Surg Unit II 4East | 20 | IU | Active
SJS1954 | P81CAA | 8100 CareFusion Alaris Pump | Gerson Colon | 94805 | EMPLOYEE | Y | 1 | 0.75 | 08/01/2024 | 11/16/2023 | 6 | M | SJS | SJS | Large Volume Pump Module | 13-215 | Infusion Pumps, Multitherapy | 378348 | BD | 8100 | 14201094 | PCU | Alaris 1 | 5102-12225 | SJS-Med/Surg Unit I 4West | 20 | IU | Active
SJS1956 | P81CAA | 8100 CareFusion Alaris Pump | Darren Eaton | DAEAT | EMPLOYEE | Y | 1 | 0.75 | 08/01/2024 | 08/22/2023 | 6 | M | SJS | SJS | Large Volume Pump Module | 13-215 | Infusion Pumps, Multitherapy | 378348 | BD | 8100 | 14200597 | PCU | Alaris 1 | 5102-13100 | SJS-Intensive Care Unit I | 20 | IU | Active
SJS1957 | P80CAA | 8015 CareFusion Alaris Pump | Gil Matos | GIMAT | EMPLOYEE | Y | 2 | 1 | 08/01/2025 | 10/10/2023 | 6 | M | SJS | SJS | Pump Control Unit 5.7 Screen | 26-655 | Controllers, Infusion Pump Systems, Programmable | 378348 | BD | 8015LS | 14676424 | LVP | Alaris 2 | 5102-12213 | SJS-Med/Surg/Tele Overflow 3North | 20 | IU | Active
SJS1958 | P81CAA | 8100 CareFusion Alaris Pump | Gerson Colon | 94805 | EMPLOYEE | Y | 1 | 0.75 | 08/01/2024 | 12/16/2023 | 6 | M | SJS | SJS | Large Volume Pump Module | 13-215 | Infusion Pumps, Multitherapy | 378348 | BD | 8100 | 14201412 | PCU | Alaris 1 | 5102-10000 | SJS-Nursing Administration | 20 | IU | Active
SJS1959 | P81CAA | 8100 CareFusion Alaris Pump | Gerson Colon | 94805 | EMPLOYEE | Y | 1 | 0.75 | 08/01/2024 | 10/25/2023 | 6 | M | SJS | SJS | Large Volume Pump Module | 13-215 | Infusion Pumps, Multitherapy | 378348 | BD | 8100 | 14201045 | PCU | Alaris 1 | 5102-12225 | SJS-Med/Surg Unit I 4West | 20 | IU | Active
SJS1960 | P81CAA | 8100 CareFusion Alaris Pump | Gerson Colon | 94805 | EMPLOYEE | Y | 1 | 0.75 | 08/01/2024 | 10/17/2023 | 6 | M | SJS | SJS | Large Volume Pump Module | 13-215 | Infusion Pumps, Multitherapy | 378348 | BD | 8100 | 14200611 | PCU | Alaris 1 | 5102-12225 | SJS-Med/Surg Unit I 4West | 20 | IU | Active
SJS1962 | P80CAA | 8015 CareFusion Alaris Pump | Gil Matos | GIMAT | EMPLOYEE | Y | 2 | 1 | 08/01/2025 | 12/15/2023 | 6 | M | SJS | SJS | Pump Control Unit 5.7 Screen | 26-655 | Controllers, Infusion Pump Systems, Programmable | 378348 | BD | 8015LS | 14134474 | ALATM | Alaris 3 | 5102-12210 | SJS-Med/Surg Unit II 4East | 20 | IU | Active
SJS1963 | P81CAA | 8100 CareFusion Alaris Pump | Darren Eaton | DAEAT | EMPLOYEE | Y | 1 | 0.75 | 08/01/2024 | 10/04/2023 | 6 | M | SJS | SJS | Large Volume Pump Module | 13-215 | Infusion Pumps, Multitherapy | 378348 | BD | 8100 | 14200978 | PCU | Alaris 1 | 5102-13100 | SJS-Intensive Care Unit I | 20 | IU | Active
SJS1964 | P80CAA | 8015 CareFusion Alaris Pump | Gerson Colon | 94805 | EMPLOYEE | Y | 2 | 1 | 08/01/2025 | 12/15/2023 | 6 | M | SJS | SJS | Pump Control Unit 5.7 Screen | 26-655 | Controllers, Infusion Pump Systems, Programmable | 378348 | BD | 8015LS | 14190307 | PCU | Alaris 1 | 5102-23100 | SJS-Emergency Service | 21 | IU | Active
SJS1965 | P81CAA | 8100 CareFusion Alaris Pump | Gerson Colon | 94805 | EMPLOYEE | Y | 1 | 0.75 | 08/01/2024 | 10/31/2023 | 6 | M | SJS | SJS | Large Volume Pump Module | 13-215 | Infusion Pumps, Multitherapy | 378348 | BD | 8100 | 14201599 | PCU | Alaris 1 | 5102-22100 | SJS-Labor & Delivery | 20 | IU | Active
SJS1966 | P80CAA | 8015 CareFusion Alaris Pump | Gil Matos | GIMAT | EMPLOYEE | Y | 2 | 1 | 08/01/2025 | 01/26/2024 | 6 | M | SJS | SJS | Pump Control Unit 5.7 Screen | 26-655 | Controllers, Infusion Pump Systems, Programmable | 378348 | BD | 8015LS | 14156235 | ALATM | Alaris 3 | 5102-21500 | SJS-PACU | 21 | IU | Active
SJS1968 | P80CAA | 8015 CareFusion Alaris Pump | Gil Matos | GIMAT | EMPLOYEE | Y | 2 | 1 | 08/01/2025 | 12/13/2023 | 6 | M | SJS | SJS | Pump Control Unit 5.7 Screen | 26-655 | Controllers, Infusion Pump Systems, Programmable | 378348 | BD | 8015LS | 14676181 | LVP | Alaris 2 | 5102-12213 | SJS-Med/Surg/Tele Overflow 3North | 20 | IU | Active
SJS1969 | P81CAA | 8100 CareFusion Alaris Pump | Gerson Colon | 94805 | EMPLOYEE | Y | 1 | 0.75 | 08/01/2024 | 09/27/2023 | 6 | M | SJS | SJS | Large Volume Pump Module | 13-215 | Infusion Pumps, Multitherapy | 378348 | BD | 8100 | 14200191 | PCU | Alaris 1 | 5102-21355 | SJS-Preop Surgical | 20 | IU | Active
SJS1970 | P81CAA | 8100 CareFusion Alaris Pump | Darren Eaton | DAEAT | EMPLOYEE | Y | 1 | 0.75 | 08/01/2024 | 11/09/2023 | 6 | M | SJS | SJS | Large Volume Pump Module | 13-215 | Infusion Pumps, Multitherapy | 378348 | BD | 8100 | 14200147 | PCU | Alaris 1 | 5102-13100 | SJS-Intensive Care Unit I | 20 | IU | Active
SJS1971 | P80CAA | 8015 CareFusion Alaris Pump | Gil Matos | GIMAT | EMPLOYEE | Y | 2 | 1 | 08/01/2025 | 10/30/2023 | 6 | M | SJS | SJS | Pump Control Unit 5.7 Screen | 26-655 | Controllers, Infusion Pump Systems, Programmable | 378348 | BD | 8015LS | 14139211 | ALATM | Alaris 3 | 5102-21500 | SJS-PACU | 21 | IU | Active
SJS1972 | P10123 | -Pm Device Using Mfg Procedure | Darren Eaton | DAEAT | EMPLOYEE | Y | 1 | 0.75 | 06/01/2024 | 08/09/2023 | 6 | M | SJS | SJS | Syringe Pump | 13-217 | Infusion Pumps, Multitherapy, Syringe | 378348 | BD | 8110 | 14229314 | SYRING | Alaris 8110 | 5102-20100 | SJS-Anesthesiology | 33 | IU | Active
SJS1973 | P80CAA | 8015 CareFusion Alaris Pump | Gil Matos | GIMAT | EMPLOYEE | Y | 2 | 1 | 08/01/2025 | 10/12/2023 | 6 | M | SJS | SJS | Pump Control Unit 5.7 Screen | 26-655 | Controllers, Infusion Pump Systems, Programmable | 378348 | BD | 8015LS | 14547317 | ALATM | Alaris 3 | 5102-37250 | SJS-Outpatient Infusion Therapy | 20 | IU | Active
SJS1974 | P81CAA | 8100 CareFusion Alaris Pump | Gerson Colon | 94805 | EMPLOYEE | Y | 1 | 0.75 | 08/01/2024 | 11/17/2023 | 6 | M | SJS | SJS | Large Volume Pump Module | 13-215 | Infusion Pumps, Multitherapy | 378348 | BD | 8100 | 14200202 | PCU | Alaris 1 | 5102-16527 | SJS-Mother/Baby Unit | 20 | IU | Active
SJS1975 | P81CAA | 8100 CareFusion Alaris Pump | Gil Matos | GIMAT | EMPLOYEE | Y | 1 | 0.75 | 08/01/2024 | 10/31/2023 | 6 | M | SJS | SJS | Large Volume Pump Module | 13-215 | Infusion Pumps, Multitherapy | 378348 | BD | 8100 | 14199886 | PCU | Alaris 1 | 5102-21500 | SJS-PACU | 20 | IU | Active
SJS1976 | P81CAA | 8100 CareFusion Alaris Pump | Twanna Hardy | TWLUK | EMPLOYEE | Y | 1 | 0.75 | 08/01/2024 | 12/16/2023 | 6 | M | SJS | SJS | Large Volume Pump Module | 13-215 | Infusion Pumps, Multitherapy | 378348 | BD | 8100 | 14143374 | PCU | Alaris 1 | 5102-12213 | SJS-Med/Surg/Tele Overflow 3North | 20 | IU | Active
SJS1977 | P81CAA | 8100 CareFusion Alaris Pump | Gerson Colon | 94805 | EMPLOYEE | Y | 1 | 0.75 | 08/01/2024 | 10/25/2023 | 6 | M | SJS | SJS | Large Volume Pump Module | 13-215 | Infusion Pumps, Multitherapy | 378348 | BD | 8100 | 14201186 | PCU | Alaris 1 | 5102-23100 | SJS-Emergency Service | 20 | IU | Active
SJS1978 | P81CAA | 8100 CareFusion Alaris Pump | Twanna Hardy | TWLUK | EMPLOYEE | Y | 1 | 0.75 | 08/01/2024 | 01/26/2024 | 6 | M | SJS | SJS | Large Volume Pump Module | 13-215 | Infusion Pumps, Multitherapy | 378348 | BD | 8100 | 14201717 | PCU | Alaris 1 | 5102-12213 | SJS-Med/Surg/Tele Overflow 3North | 20 | IU | Active
SJS1979 | P81CAA | 8100 CareFusion Alaris Pump | Gil Matos | GIMAT | EMPLOYEE | Y | 1 | 0.75 | 08/01/2024 | 10/23/2023 | 6 | M | SJS | SJS | Large Volume Pump Module | 13-215 | Infusion Pumps, Multitherapy | 378348 | BD | 8100 | 14201457 | PCU | Alaris 1 | 5102-21500 | SJS-PACU | 20 | IU | Active
SJS1980 | P80CAA | 8015 CareFusion Alaris Pump | Gerson Colon | 94805 | EMPLOYEE | Y | 2 | 1 | 08/01/2025 | 12/07/2023 | 6 | M | SJS | SJS | Pump Control Unit 5.7 Screen | 26-655 | Controllers, Infusion Pump Systems, Programmable | 378348 | BD | 8015LS | 14245213 | PCU | Alaris 1 | 5102-20100 | SJS-Anesthesiology | 33 | IU | Active
SJS1981 | P80CAA | 8015 CareFusion Alaris Pump | Darren Eaton | DAEAT | EMPLOYEE | Y | 2 | 1 | 08/01/2025 | 12/12/2023 | 6 | M | SJS | SJS | Pump Control Unit 5.7 Screen | 26-655 | Controllers, Infusion Pump Systems, Programmable | 378348 | BD | 8015LS | 14333619 | LVP | Alaris 2 | 5102-13100 | SJS-Intensive Care Unit I | 21 | IU | Active
SJS1982 | P10123 | -Pm Device Using Mfg Procedure | Gerson Colon | 94805 | EMPLOYEE | Y | 1 | 1 | 08/01/2024 | 08/31/2023 | 1 | M | SJS | SJS | External Pacemaker, Dual Chann | 12-912 | Pacemakers, Cardiac, External, Invasive Electrode, Transvenous | 371766 | Oscor Inc | Pace 203 H | 1445109 |  |  | 5102-30695 | SJS-Interventional Services | 40 | LS | High Risk
SJS1985 | PMOPH1 | Monitors, Physiologic, Central Station, Telemetry | Gerson Colon | 94805 | EMPLOYEE | Y | 1 | 0.8 | 05/01/2024 | 05/02/2023 | 2 | M | SJS | SJS | TELE Central Station Computer | 20-179T | Monitors, Physiologic, Central Station, Telemetry | 440964 | GE Healthcare Technologies | MAI700 V2 | SKN18310025SA |  |  | 5102-12225 | SJS-Med/Surg Unit I 4West | 15 | IU | Active
SJS1986 | PMOPH1 | Monitors, Physiologic, Central Station, Telemetry | Gerson Colon | 94805 | EMPLOYEE | Y | 1 | 0.8 | 05/01/2024 | 05/02/2023 | 2 | M | SJS | SJS | TELE Central Station Computer | 20-179T | Monitors, Physiologic, Central Station, Telemetry | 440964 | GE Healthcare Technologies | MAI700 V2 | SKN18310029SA |  |  | 5102-12225 | SJS-Med/Surg Unit I 4West | 15 | IU | Active
SJS1987 | PMOPH1 | Monitors, Physiologic, Central Station, Telemetry | Gerson Colon | 94805 | EMPLOYEE | Y | 1 | 0.8 | 05/01/2024 | 05/02/2023 | 2 | M | SJS | SJS | TELE Central Station Computer | 20-179T | Monitors, Physiologic, Central Station, Telemetry | 440964 | GE Healthcare Technologies | MAI700 V2 | SKN18310027SA |  |  | 5102-12225 | SJS-Med/Surg Unit I 4West | 15 | IU | Active
SJS1988 | PMOPH1 | Monitors, Physiologic, Central Station, Telemetry | Gerson Colon | 94805 | EMPLOYEE | Y | 1 | 0.8 | 05/01/2024 | 05/02/2023 | 2 | M | SJS | SJS | TELE Central Station Computer | 20-179T | Monitors, Physiologic, Central Station, Telemetry | 440964 | GE Healthcare Technologies | MAI700 V2 | SKN18310026SA |  |  | 5102-12225 | SJS-Med/Surg Unit I 4West | 15 | IU | Active
SJS1989 | PMOPH1 | Monitors, Physiologic, Central Station, Telemetry | Gerson Colon | 94805 | EMPLOYEE | Y | 1 | 0.8 | 05/01/2024 | 05/02/2023 | 2 | M | SJS | SJS | TELE Central Station Computer | 20-179T | Monitors, Physiologic, Central Station, Telemetry | 440964 | GE Healthcare Technologies | MAI700 V2 | SKN18310028SA |  |  | 5102-12225 | SJS-Med/Surg Unit I 4West | 15 | IU | Active
SJS1992 | P10123 | -Pm Device Using Mfg Procedure | Gil Matos | GIMAT | EMPLOYEE | Y | 1 | 0.5 | 07/01/2024 | 08/01/2023 | 2 | M | SJS | SJS | Continuous Feed Heat Sealer | 16-349 | Surgical Instrument Container Systems | 101312 | Healthmark Industries Co Inc | F108 | 30140857 |  |  | 5102-85160 | SJS-Sterile Processing | 12 | IU | Active
SJS1993 | P10123 | -Pm Device Using Mfg Procedure | Gil Matos | GIMAT | EMPLOYEE | Y | 1 | 0.5 | 07/01/2024 | 08/01/2023 | 2 | M | SJS | SJS | ESU Insulation Defect Tester | 12-311 | Testers, Leakage Current | 454925 | McGan Technology LLC | PD 8K | 0000008943 |  |  | 5102-85160 | SJS-Sterile Processing | 11 | IU | Active
SJS1994 | P10123 | -Pm Device Using Mfg Procedure | Gil Matos | GIMAT | EMPLOYEE | Y | 1 | 0.5 | 07/01/2024 | 08/01/2023 | 2 | M | SJS | SJS | Leak Tester | 11-399 | Testers, Electrical Safety | S10082 | Sotcher | 564 | UL-61010-1 |  |  | 5102-85160 | SJS-Sterile Processing | 13 | IU | Active
SJS1995 | P102 | Light Source, Fiberoptic | Gil Matos | GIMAT | EMPLOYEE | Y | 1 | 0.75 | 07/01/2024 | 08/08/2023 | 2 | M | SJS | SJS | LED Light Source | 12-345 | Light Sources, Fiberoptic | 457373 | TeDan Surgical Inovations LLC | LLS-050 | 75461 |  |  | 5102-85160 | SJS-Sterile Processing | 12 | IU | Active
SJS1998 | PDAOHG | GE E-miniC Respiratory Single-width Airway Module | Gerson Colon | 94805 | EMPLOYEE | Y | 1 | 1.5 | 01/01/2025 | 02/29/2024 | 2 | M | SJS | SJS | Gas Module | 20-776 | Physiologic Monitor Modules, Exhaled Carbon Dioxide | 440964 | GE Healthcare Technologies | E-MiniC-00 | 7154564 |  |  | 5102-23100 | SJS-Emergency Service | 16 | IU | Active
SJS2000 | P-PDEU | LP20/LP20e Pm Device Using Mfg Procedure | Gerson Colon | 94805 | EMPLOYEE | Y | 1 | 0.75 | 07/01/2024 | 12/20/2022 | 1 | M | SJS | SJS | LP20e Defibrillator/Pacer | 17-882B | Defibrillator/Pacemakers, External, Biphasic | 452575 | Physio-Control Inc | LP20E | 43177904 |  |  | 5102-23100 | SJS-Emergency Service | 40 | LS | High Risk
SJS2000 | P2YEBA | LP20 2 Year Battery Replacement and PM | Gerson Colon | 94805 | EMPLOYEE | Y | 2 | 1 | 07/01/2025 | 07/20/2021 | 1 | M | SJS | SJS | LP20e Defibrillator/Pacer | 17-882B | Defibrillator/Pacemakers, External, Biphasic | 452575 | Physio-Control Inc | LP20E | 43177904 |  |  | 5102-23100 | SJS-Emergency Service | 40 | LS | High Risk
SJS2000 | PLP5YE | LP20 5 Year Coin Battery Replacement | Gerson Colon | 94805 | EMPLOYEE | Y | 5 | 1.6 | 07/01/2028 | 07/21/2023 | 1 | M | SJS | SJS | LP20e Defibrillator/Pacer | 17-882B | Defibrillator/Pacemakers, External, Biphasic | 452575 | Physio-Control Inc | LP20E | 43177904 |  |  | 5102-23100 | SJS-Emergency Service | 40 | LS | High Risk
SJS2001 | P-PDEU | LP20/LP20e Pm Device Using Mfg Procedure | Gerson Colon | 94805 | EMPLOYEE | Y | 1 | 0.75 | 07/01/2024 | 07/28/2022 | 1 | M | SJS | SJS | LP20e Defibrillator/Pacer | 17-882B | Defibrillator/Pacemakers, External, Biphasic | 452575 | Physio-Control Inc | LP20E | 42816545 |  |  | 5102-23100 | SJS-Emergency Service | 40 | LS | High Risk
SJS2001 | P2YEBA | LP20 2 Year Battery Replacement and PM | Gerson Colon | 94805 | EMPLOYEE | Y | 2 | 1 | 07/01/2025 | 07/13/2021 | 1 | M | SJS | SJS | LP20e Defibrillator/Pacer | 17-882B | Defibrillator/Pacemakers, External, Biphasic | 452575 | Physio-Control Inc | LP20E | 42816545 |  |  | 5102-23100 | SJS-Emergency Service | 40 | LS | High Risk
SJS2001 | PLP5YE | LP20 5 Year Coin Battery Replacement | Gerson Colon | 94805 | EMPLOYEE | Y | 5 | 1.6 | 07/01/2028 | 07/05/2023 | 1 | M | SJS | SJS | LP20e Defibrillator/Pacer | 17-882B | Defibrillator/Pacemakers, External, Biphasic | 452575 | Physio-Control Inc | LP20E | 42816545 |  |  | 5102-23100 | SJS-Emergency Service | 40 | LS | High Risk
SJS2003 | P-PDEU | LP20/LP20e Pm Device Using Mfg Procedure | Gerson Colon | 94805 | EMPLOYEE | Y | 1 | 0.75 | 07/01/2024 | 12/20/2022 | 1 | M | SJS | SJS | LP20e Defibrillator/Pacer | 17-882B | Defibrillator/Pacemakers, External, Biphasic | 452575 | Physio-Control Inc | LP20E | 42795935 |  |  | 5102-23100 | SJS-Emergency Service | 40 | LS | High Risk
SJS2003 | P2YEBA | LP20 2 Year Battery Replacement and PM | Gerson Colon | 94805 | EMPLOYEE | Y | 2 | 1 | 07/01/2025 | 07/23/2021 | 1 | M | SJS | SJS | LP20e Defibrillator/Pacer | 17-882B | Defibrillator/Pacemakers, External, Biphasic | 452575 | Physio-Control Inc | LP20E | 42795935 |  |  | 5102-23100 | SJS-Emergency Service | 40 | LS | High Risk
SJS2003 | PLP5YE | LP20 5 Year Coin Battery Replacement | Gerson Colon | 94805 | EMPLOYEE | Y | 5 | 1.6 | 07/01/2028 | 07/06/2023 | 1 | M | SJS | SJS | LP20e Defibrillator/Pacer | 17-882B | Defibrillator/Pacemakers, External, Biphasic | 452575 | Physio-Control Inc | LP20E | 42795935 |  |  | 5102-23100 | SJS-Emergency Service | 40 | LS | High Risk
SJS2004 | P10123 | -Pm Device Using Mfg Procedure | Darren Eaton | DAEAT | EMPLOYEE | Y | 1 | 0.75 | 06/01/2024 | 07/27/2022 | 2 | M | SJS | SJS | Plethysmographs, Segmental | 24-227 | Plethysmographs, Segmental, Lower/Upper Limb | 154140 | Unetixs Inc | 11949-0000-01 | MLS2L1598ERGO |  |  | 5102-33020 | SJS-Imaging Central Ops | 16 | IU | Active
SJS2004 | P2YEVE | 2 Year Vendor PM | Darren Eaton | DAEAT | EMPLOYEE | Y | 2 | 1 | 06/01/2025 | 06/23/2023 | 2 | M | SJS | SJS | Plethysmographs, Segmental | 24-227 | Plethysmographs, Segmental, Lower/Upper Limb | 154140 | Unetixs Inc | 11949-0000-01 | MLS2L1598ERGO |  |  | 5102-33020 | SJS-Imaging Central Ops | 16 | IU | Active
SJS2005 | P178 | Scale, Infant. | Gil Matos | GIMAT | EMPLOYEE | Y | 1 | 0.5 | 06/01/2024 | 06/05/2023 | 2 | M | SJS | SJS | Portable Infant Scale | 13-462 | Scales, Infant | 101735 | SR Instruments Inc | SR241 | WO-44460-035 |  |  | 5100-49120 | SJS-Pedi Satellite SJS MOB | 12 | IU | Active
SJS2006 | PMOPHV | Monitors, Physiologic, Vital Signs | Gil Matos | GIMAT | EMPLOYEE | Y | 1 | 1 | 06/01/2024 | 06/06/2023 | 2 | M | SJS | SJS | Vital Signs Monitor | 25-209 | Monitors, Physiologic, Vital Signs | 101850 | Welch Allyn Inc A Subsidiary | VSM 6000 SERIES | 100085441416 |  |  | 5100-49120 | SJS-Pedi Satellite SJS MOB | 15 | IU | Active
SJS2007 | P179 | Scale, Patient. | Gil Matos | GIMAT | EMPLOYEE | Y | 1 | 0.5 | 06/01/2024 | 06/05/2023 | 2 | M | SJS | SJS | Digital Floor Scale | 18-458 | Scales, Patient, Platform, Electronic | 101735 | SR Instruments Inc | SR565i | WO-45878-001 |  |  | 5100-49120 | SJS-Pedi Satellite SJS MOB | 12 | IU | Active
SJS2008 | P179 | Scale, Patient. | Gil Matos | GIMAT | EMPLOYEE | Y | 1 | 0.5 | 06/01/2024 | 06/05/2023 | 2 | M | SJS | SJS | Digital Floor Scale | 18-458 | Scales, Patient, Platform, Electronic | 101735 | SR Instruments Inc | SR565i | WO-45879-001 |  |  | 5100-49120 | SJS-Pedi Satellite SJS MOB | 12 | IU | Active
SJS2009 | PMOPHV | Monitors, Physiologic, Vital Signs | Gil Matos | GIMAT | EMPLOYEE | Y | 1 | 1 | 06/01/2024 | 06/06/2023 | 2 | M | SJS | SJS | Vital Signs Monitor | 25-209 | Monitors, Physiologic, Vital Signs | 101850 | Welch Allyn Inc A Subsidiary | VSM 6000 SERIES | 100001491214 |  |  | 5100-49120 | SJS-Pedi Satellite SJS MOB | 15 | IU | Active
SJS2011 | P10123 | -Pm Device Using Mfg Procedure | Gil Matos | GIMAT | EMPLOYEE | Y | 1 | 0.5 | 06/01/2024 | 07/24/2023 | 2 | M | SJS | SJS | Ophthalmology Exam Chair | 15-723 | Chairs, Examination/Treatment, Ophthalmology | 106713 | Reliance Medical Products | 6200H | 62089602022 |  |  | 5100-49134 | SJS-Pedi Satellite Brandon | 12 | IU | Active
SJS2013 | P10123 | -Pm Device Using Mfg Procedure | Gil Matos | GIMAT | EMPLOYEE | Y | 1 | 0.5 | 06/01/2024 | 06/05/2023 | 2 | M | SJS | SJS | Ophthalmology Exam Chair | 15-723 | Chairs, Examination/Treatment, Ophthalmology | 106713 | Reliance Medical Products | 6200L | 62019803016 |  |  | 5100-49134 | SJS-Pedi Satellite Brandon | 12 | IU | Active
SJS2024 | P218 | Tonometer | Gil Matos | GIMAT | EMPLOYEE | Y | 1 | 1 | 06/01/2024 | 06/05/2023 | 2 | M | SJS | SJS | Pen-Like NonContact Tonometer | 24-811 | Ophthalmic Tonometers, Noncontact | 162917 | Reichert Ophthalmic Instrument | XL | T07443 |  |  | 5100-49134 | SJS-Pedi Satellite Brandon | 12 | IU | Active
SJS2031 | PMOPHV | Monitors, Physiologic, Vital Signs | Gil Matos | GIMAT | EMPLOYEE | Y | 1 | 1 | 12/01/2024 | 12/01/2023 | 2 | M | SJS | SJS | Vital Signs Monitor | 25-209 | Monitors, Physiologic, Vital Signs | 101850 | Welch Allyn Inc A Subsidiary | VSM 6000 SERIES | 100079323916 |  |  | 5102-12213 | SJS-Med/Surg/Tele Overflow 3North | 15 | IU | Active
SJS2032 | P63 | Electrocardiograph, Multi-Channel | Gerson Colon | 94805 | EMPLOYEE | Y | 1 | 1 | 01/01/2025 | 02/19/2024 | 2 | M | SJS | SJS | EKG Mulitchannel Interp | 16-231 | Electrocardiographs, Multichannel, Interpretive | 440964 | GE Healthcare Technologies | MAC 5500HD | SKJ14322418PA | EMESER | Emergency Service Jan | 5102-23100 | SJS-Emergency Service | 16 | IU | Active
SJS2033 | P81CAA | 8100 CareFusion Alaris Pump | Gil Matos | GIMAT | EMPLOYEE | Y | 1 | 0.75 | 08/01/2024 | 09/05/2023 | 6 | M | SJS | SJS | Large Volume Pump Module | 13-215 | Infusion Pumps, Multitherapy | 378348 | BD | 8100 | 14201572 | PCU | Alaris 1 | 5102-21500 | SJS-PACU | 20 | IU | Active
SJS2034 | P81CAA | 8100 CareFusion Alaris Pump | Gerson Colon | 94805 | EMPLOYEE | Y | 1 | 0.75 | 08/01/2024 | 10/10/2023 | 6 | M | SJS | SJS | Large Volume Pump Module | 13-215 | Infusion Pumps, Multitherapy | 378348 | BD | 8100 | 14199751 | PCU | Alaris 1 | 5102-12225 | SJS-Med/Surg Unit I 4West | 20 | IU | Active
SJS2036 | P81CAA | 8100 CareFusion Alaris Pump | Gil Matos | GIMAT | EMPLOYEE | Y | 1 | 0.75 | 08/01/2024 | 12/16/2023 | 6 | M | SJS | SJS | Large Volume Pump Module | 13-215 | Infusion Pumps, Multitherapy | 378348 | BD | 8100 | 14142808 | PCU | Alaris 1 | 5102-12210 | SJS-Med/Surg Unit II 4East | 20 | IU | Active
SJS2037 | P81CAA | 8100 CareFusion Alaris Pump | Twanna Hardy | TWLUK | EMPLOYEE | Y | 1 | 0.75 | 08/01/2024 | 10/30/2023 | 6 | M | SJS | SJS | Large Volume Pump Module | 13-215 | Infusion Pumps, Multitherapy | 378348 | BD | 8100 | 14142348 | PCU | Alaris 1 | 5102-12213 | SJS-Med/Surg/Tele Overflow 3North | 20 | IU | Active
SJS2038 | P80CAA | 8015 CareFusion Alaris Pump | Darren Eaton | DAEAT | EMPLOYEE | Y | 2 | 1 | 08/01/2025 | 10/12/2023 | 6 | M | SJS | SJS | Pump Control Unit 5.7 Screen | 26-655 | Controllers, Infusion Pump Systems, Programmable | 378348 | BD | 8015LS | 14244823 |  |  | 5102-20100 | SJS-Anesthesiology | 33 | IU | Active
SJS2040 | P81CAA | 8100 CareFusion Alaris Pump | Gerson Colon | 94805 | EMPLOYEE | Y | 1 | 0.75 | 08/01/2024 | 10/02/2023 | 6 | M | SJS | SJS | Large Volume Pump Module | 13-215 | Infusion Pumps, Multitherapy | 378348 | BD | 8100 | 14201500 | PCU | Alaris 1 | 5102-22100 | SJS-Labor & Delivery | 20 | IU | Active
SJS2041 | P81CAA | 8100 CareFusion Alaris Pump | Darren Eaton | DAEAT | EMPLOYEE | Y | 1 | 0.75 | 08/01/2024 | 10/27/2023 | 6 | M | SJS | SJS | Large Volume Pump Module | 13-215 | Infusion Pumps, Multitherapy | 378348 | BD | 8100 | 14200138 | PCU | Alaris 1 | 5102-13100 | SJS-Intensive Care Unit I | 20 | IU | Active
SJS2042 | P80CAA | 8015 CareFusion Alaris Pump | Twanna Hardy | TWLUK | EMPLOYEE | Y | 2 | 1 | 08/01/2025 | 01/02/2024 | 6 | M | SJS | SJS | Pump Control Unit 5.7 Screen | 26-655 | Controllers, Infusion Pump Systems, Programmable | 378348 | BD | 8015LS | 14190406 | ALATM | Alaris 3 | 5102-12213 | SJS-Med/Surg/Tele Overflow 3North | 20 | IU | Active
SJS2043 | P81CAA | 8100 CareFusion Alaris Pump | Twanna Hardy | TWLUK | EMPLOYEE | Y | 1 | 0.75 | 08/01/2024 | 07/31/2023 | 6 | M | SJS | SJS | Large Volume Pump Module | 13-215 | Infusion Pumps, Multitherapy | 378348 | BD | 8100 | 14201022 | PCU | Alaris 1 | 5102-12213 | SJS-Med/Surg/Tele Overflow 3North | 20 | IU | Active
SJS2044 | P80CAA | 8015 CareFusion Alaris Pump | Gil Matos | GIMAT | EMPLOYEE | Y | 2 | 1 | 08/01/2025 | 07/31/2023 | 6 | M | SJS | SJS | Pump Control Unit 5.7 Screen | 26-655 | Controllers, Infusion Pump Systems, Programmable | 378348 | BD | 8015LS | 14191090 | ALATM | Alaris 3 | 5102-12210 | SJS-Med/Surg Unit II 4East | 20 | IU | Active
SJS2045 | P80CAA | 8015 CareFusion Alaris Pump | Gil Matos | GIMAT | EMPLOYEE | Y | 2 | 1 | 08/01/2025 | 01/04/2024 | 6 | M | SJS | SJS | Pump Control Unit 5.7 Screen | 26-655 | Controllers, Infusion Pump Systems, Programmable | 378348 | BD | 8015LS | 14157726 | ALATM | Alaris 3 | 5102-21500 | SJS-PACU | 21 | IU | Active
SJS2047 | P81CAA | 8100 CareFusion Alaris Pump | Gerson Colon | 94805 | EMPLOYEE | Y | 1 | 0.75 | 08/01/2024 | 11/14/2023 | 6 | M | SJS | SJS | Large Volume Pump Module | 13-215 | Infusion Pumps, Multitherapy | 378348 | BD | 8100 | 14199795 | PCU | Alaris 1 | 5102-16527 | SJS-Mother/Baby Unit | 20 | IU | Active
SJS2048 | P80CAA | 8015 CareFusion Alaris Pump | Twanna Hardy | TWLUK | EMPLOYEE | Y | 2 | 1 | 08/01/2025 | 12/12/2023 | 6 | M | SJS | SJS | Pump Control Unit 5.7 Screen | 26-655 | Controllers, Infusion Pump Systems, Programmable | 378348 | BD | 8015LS | 14190520 | ALATM | Alaris 3 | 5102-12213 | SJS-Med/Surg/Tele Overflow 3North | 20 | IU | Active
SJS2049 | P81CAA | 8100 CareFusion Alaris Pump | Gil Matos | GIMAT | EMPLOYEE | Y | 1 | 0.75 | 08/01/2024 | 11/06/2023 | 6 | M | SJS | SJS | Large Volume Pump Module | 13-215 | Infusion Pumps, Multitherapy | 378348 | BD | 8100 | 14201642 | PCU | Alaris 1 | 5102-21500 | SJS-PACU | 20 | IU | Active
SJS2050 | P81CAA | 8100 CareFusion Alaris Pump | Gerson Colon | 94805 | EMPLOYEE | Y | 1 | 0.75 | 08/01/2024 | 10/25/2023 | 6 | M | SJS | SJS | Large Volume Pump Module | 13-215 | Infusion Pumps, Multitherapy | 378348 | BD | 8100 | 14201575 | PCU | Alaris 1 | 5102-16527 | SJS-Mother/Baby Unit | 20 | IU | Active
SJS2051 | P80CAA | 8015 CareFusion Alaris Pump | Gerson Colon | 94805 | EMPLOYEE | Y | 2 | 1 | 08/01/2025 | 10/04/2023 | 6 | M | SJS | SJS | Pump Control Unit 5.7 Screen | 26-655 | Controllers, Infusion Pump Systems, Programmable | 378348 | BD | 8015LS | 14190556 | PCU | Alaris 1 | 5102-23100 | SJS-Emergency Service | 21 | IU | Active
SJS2052 | P81CAA | 8100 CareFusion Alaris Pump | Twanna Hardy | TWLUK | EMPLOYEE | Y | 1 | 0.75 | 08/01/2024 | 12/15/2023 | 6 | M | SJS | SJS | Large Volume Pump Module | 13-215 | Infusion Pumps, Multitherapy | 378348 | BD | 8100 | 14717812 | PCU | Alaris 1 | 5102-12213 | SJS-Med/Surg/Tele Overflow 3North | 20 | IU | Active
SJS2053 | P80CAA | 8015 CareFusion Alaris Pump | Gil Matos | GIMAT | EMPLOYEE | Y | 2 | 1 | 08/01/2025 | 10/04/2023 | 6 | M | SJS | SJS | Pump Control Unit 5.7 Screen | 26-655 | Controllers, Infusion Pump Systems, Programmable | 378348 | BD | 8015LS | 14191331 | ALATM | Alaris 3 | 5102-22100 | SJS-Labor & Delivery | 21 | IU | Active
SJS2054 | P80CAA | 8015 CareFusion Alaris Pump | Darren Eaton | DAEAT | EMPLOYEE | Y | 2 | 1 | 08/01/2025 | 12/14/2023 | 6 | M | SJS | SJS | Pump Control Unit 5.7 Screen | 26-655 | Controllers, Infusion Pump Systems, Programmable | 378348 | BD | 8015LS | 14191049 | LVP | Alaris 2 | 5102-12225 | SJS-Med/Surg Unit I 4West | 20 | IU | Active
SJS2055 | P80CAA | 8015 CareFusion Alaris Pump | Gil Matos | GIMAT | EMPLOYEE | Y | 2 | 1 | 08/01/2025 | 12/20/2023 | 6 | M | SJS | SJS | Pump Control Unit 5.7 Screen | 26-655 | Controllers, Infusion Pump Systems, Programmable | 378348 | BD | 8015LS | 14189817 | ALATM | Alaris 3 | 5102-21500 | SJS-PACU | 21 | IU | Active
SJS2056 | P10123 | -Pm Device Using Mfg Procedure | Gil Matos | GIMAT | EMPLOYEE | Y | 1 | 0.75 | 06/01/2024 | 08/29/2023 | 6 | M | SJS | SJS | EtCO2 Module IV Pump | 20-776 | Physiologic Monitor Modules, Exhaled Carbon Dioxide | 378348 | BD | 8300 | 14194284 | ALARIS | Alaris 8300 | 5102-21500 | SJS-PACU | 16 | IU | Active
SJS2057 | P10123 | -Pm Device Using Mfg Procedure | Gil Matos | GIMAT | EMPLOYEE | Y | 1 | 0.75 | 06/01/2024 | 08/22/2023 | 6 | M | SJS | SJS | Patient Controlled Pump | 16-924 | Infusion Pumps, Analgesic, Patient-Controlled | 378348 | BD | 8120 | 14194046 | PCA | Alaris 8120 | 5102-21500 | SJS-PACU | 20 | IU | Active
SJS2058 | P10123 | -Pm Device Using Mfg Procedure | Gil Matos | GIMAT | EMPLOYEE | Y | 1 | 0.75 | 06/01/2024 | 08/23/2023 | 6 | M | SJS | SJS | Patient Controlled Pump | 16-924 | Infusion Pumps, Analgesic, Patient-Controlled | 378348 | BD | 8120 | 14195276 | PCA | Alaris 8120 | 5102-21500 | SJS-PACU | 20 | IU | Active
SJS2059 | P10123 | -Pm Device Using Mfg Procedure | Gil Matos | GIMAT | EMPLOYEE | Y | 1 | 0.75 | 06/01/2024 | 09/05/2023 | 6 | M | SJS | SJS | EtCO2 Module IV Pump | 20-776 | Physiologic Monitor Modules, Exhaled Carbon Dioxide | 378348 | BD | 8300 | 14193491 | ALARIS | Alaris 8300 | 5102-21500 | SJS-PACU | 16 | IU | Active
SJS2060 | P10123 | -Pm Device Using Mfg Procedure | Gil Matos | GIMAT | EMPLOYEE | Y | 1 | 0.75 | 06/01/2024 | 10/24/2023 | 6 | M | SJS | SJS | EtCO2 Module IV Pump | 20-776 | Physiologic Monitor Modules, Exhaled Carbon Dioxide | 378348 | BD | 8300 | 14193488 | ALARIS | Alaris 8300 | 5102-21500 | SJS-PACU | 16 | IU | Active
SJS2061 | P10123 | -Pm Device Using Mfg Procedure | Gil Matos | GIMAT | EMPLOYEE | Y | 1 | 0.75 | 06/01/2024 | 08/31/2023 | 6 | M | SJS | SJS | EtCO2 Module IV Pump | 20-776 | Physiologic Monitor Modules, Exhaled Carbon Dioxide | 378348 | BD | 8300 | 14193489 | ALARIS | Alaris 8300 | 5102-21500 | SJS-PACU | 16 | IU | Active
SJS2062 | P10123 | -Pm Device Using Mfg Procedure | Gil Matos | GIMAT | EMPLOYEE | Y | 1 | 0.75 | 06/01/2024 | 08/31/2023 | 6 | M | SJS | SJS | EtCO2 Module IV Pump | 20-776 | Physiologic Monitor Modules, Exhaled Carbon Dioxide | 378348 | BD | 8300 | 14193651 | ALARIS | Alaris 8300 | 5102-21500 | SJS-PACU | 16 | IU | Active
SJS2063 | P10123 | -Pm Device Using Mfg Procedure | Gil Matos | GIMAT | EMPLOYEE | Y | 1 | 0.75 | 06/01/2024 | 08/30/2023 | 6 | M | SJS | SJS | EtCO2 Module IV Pump | 20-776 | Physiologic Monitor Modules, Exhaled Carbon Dioxide | 378348 | BD | 8300 | 14193648 | ALARIS | Alaris 8300 | 5102-21500 | SJS-PACU | 16 | IU | Active
SJS2064 | P10123 | -Pm Device Using Mfg Procedure | Gil Matos | GIMAT | EMPLOYEE | Y | 1 | 0.75 | 06/01/2024 | 08/29/2023 | 6 | M | SJS | SJS | EtCO2 Module IV Pump | 20-776 | Physiologic Monitor Modules, Exhaled Carbon Dioxide | 378348 | BD | 8300 | 14191162 | ALARIS | Alaris 8300 | 5102-21500 | SJS-PACU | 16 | IU | Active
SJS2065 | P10123 | -Pm Device Using Mfg Procedure | Gil Matos | GIMAT | EMPLOYEE | Y | 1 | 0.75 | 06/01/2024 | 10/09/2023 | 6 | M | SJS | SJS | EtCO2 Module IV Pump | 20-776 | Physiologic Monitor Modules, Exhaled Carbon Dioxide | 378348 | BD | 8300 | 14193486 | ALARIS | Alaris 8300 | 5102-21500 | SJS-PACU | 16 | IU | Active
SJS2066 | P10123 | -Pm Device Using Mfg Procedure | Gil Matos | GIMAT | EMPLOYEE | Y | 1 | 0.75 | 06/01/2024 | 08/31/2023 | 6 | M | SJS | SJS | EtCO2 Module IV Pump | 20-776 | Physiologic Monitor Modules, Exhaled Carbon Dioxide | 378348 | BD | 8300 | 14194508 | ALARIS | Alaris 8300 | 5102-21500 | SJS-PACU | 16 | IU | Active
SJS2067 | P10123 | -Pm Device Using Mfg Procedure | Gil Matos | GIMAT | EMPLOYEE | Y | 1 | 0.75 | 06/01/2024 | 10/09/2023 | 6 | M | SJS | SJS | EtCO2 Module IV Pump | 20-776 | Physiologic Monitor Modules, Exhaled Carbon Dioxide | 378348 | BD | 8300 | 14194442 | ALARIS | Alaris 8300 | 5102-21500 | SJS-PACU | 16 | IU | Active
SJS2068 | P10123 | -Pm Device Using Mfg Procedure | Gil Matos | GIMAT | EMPLOYEE | Y | 1 | 0.75 | 06/01/2024 | 06/27/2023 | 6 | M | SJS | SJS | EtCO2 Module IV Pump | 20-776 | Physiologic Monitor Modules, Exhaled Carbon Dioxide | 378348 | BD | 8300 | 14193230 | ALARIS | Alaris 8300 | 5102-21500 | SJS-PACU | 16 | IU | Active
SJS2069 | P10123 | -Pm Device Using Mfg Procedure | Gil Matos | GIMAT | EMPLOYEE | Y | 1 | 0.75 | 06/01/2024 | 08/30/2023 | 6 | M | SJS | SJS | EtCO2 Module IV Pump | 20-776 | Physiologic Monitor Modules, Exhaled Carbon Dioxide | 378348 | BD | 8300 | 14193649 | ALARIS | Alaris 8300 | 5102-21500 | SJS-PACU | 16 | IU | Active
SJS2070 | P10123 | -Pm Device Using Mfg Procedure | Gil Matos | GIMAT | EMPLOYEE | Y | 1 | 0.75 | 06/01/2024 | 08/30/2023 | 6 | M | SJS | SJS | EtCO2 Module IV Pump | 20-776 | Physiologic Monitor Modules, Exhaled Carbon Dioxide | 378348 | BD | 8300 | 14191671 | ALARIS | Alaris 8300 | 5102-21500 | SJS-PACU | 16 | IU | Active
SJS2071 | P10123 | -Pm Device Using Mfg Procedure | Gil Matos | GIMAT | EMPLOYEE | Y | 1 | 0.75 | 06/01/2024 | 08/23/2023 | 6 | M | SJS | SJS | Patient Controlled Pump | 16-924 | Infusion Pumps, Analgesic, Patient-Controlled | 378348 | BD | 8120 | 14194208 | PCA | Alaris 8120 | 5102-21500 | SJS-PACU | 20 | IU | Active
SJS2072 | P10123 | -Pm Device Using Mfg Procedure | Gil Matos | GIMAT | EMPLOYEE | Y | 1 | 0.75 | 06/01/2024 | 08/17/2023 | 6 | M | SJS | SJS | Patient Controlled Pump | 16-924 | Infusion Pumps, Analgesic, Patient-Controlled | 378348 | BD | 8120 | 14194049 | PCA | Alaris 8120 | 5102-21500 | SJS-PACU | 20 | IU | Active
SJS2073 | P10123 | -Pm Device Using Mfg Procedure | Darren Eaton | DAEAT | EMPLOYEE | Y | 1 | 0.75 | 06/01/2024 | 06/28/2023 | 6 | M | SJS | SJS | Syringe Pump | 13-217 | Infusion Pumps, Multitherapy, Syringe | 378348 | BD | 8110 | 14229235 | SYRING | Alaris 8110 | 5102-20100 | SJS-Anesthesiology | 33 | IU | Active
SJS2074 | P10123 | -Pm Device Using Mfg Procedure | Gil Matos | GIMAT | EMPLOYEE | Y | 1 | 0.75 | 06/01/2024 | 10/06/2023 | 6 | M | SJS | SJS | Patient Controlled Pump | 16-924 | Infusion Pumps, Analgesic, Patient-Controlled | 378348 | BD | 8120 | 14193909 | PCA | Alaris 8120 | 5102-21500 | SJS-PACU | 20 | IU | Active
SJS2075 | P10123 | -Pm Device Using Mfg Procedure | Gil Matos | GIMAT | EMPLOYEE | Y | 1 | 0.75 | 06/01/2024 | 08/23/2023 | 6 | M | SJS | SJS | Patient Controlled Pump | 16-924 | Infusion Pumps, Analgesic, Patient-Controlled | 378348 | BD | 8120 | 14193707 | PCA | Alaris 8120 | 5102-21500 | SJS-PACU | 20 | IU | Active
SJS2076 | P10123 | -Pm Device Using Mfg Procedure | Gil Matos | GIMAT | EMPLOYEE | Y | 1 | 0.75 | 06/01/2024 | 08/24/2023 | 6 | M | SJS | SJS | Patient Controlled Pump | 16-924 | Infusion Pumps, Analgesic, Patient-Controlled | 378348 | BD | 8120 | 14194168 | PCA | Alaris 8120 | 5102-21500 | SJS-PACU | 20 | IU | Active
SJS2077 | P10123 | -Pm Device Using Mfg Procedure | Gil Matos | GIMAT | EMPLOYEE | Y | 1 | 0.75 | 06/01/2024 | 08/17/2023 | 6 | M | SJS | SJS | Patient Controlled Pump | 16-924 | Infusion Pumps, Analgesic, Patient-Controlled | 378348 | BD | 8120 | 14194015 | PCA | Alaris 8120 | 5102-21500 | SJS-PACU | 20 | IU | Active
SJS2078 | P10123 | -Pm Device Using Mfg Procedure | Gil Matos | GIMAT | EMPLOYEE | Y | 1 | 0.75 | 06/01/2024 | 10/05/2023 | 6 | M | SJS | SJS | Patient Controlled Pump | 16-924 | Infusion Pumps, Analgesic, Patient-Controlled | 378348 | BD | 8120 | 14193991 | PCA | Alaris 8120 | 5102-21500 | SJS-PACU | 20 | IU | Active
SJS2079 | P10123 | -Pm Device Using Mfg Procedure | Twanna Hardy | TWLUK | EMPLOYEE | Y | 1 | 0.75 | 06/01/2024 | 08/30/2023 | 6 | M | SJS | SJS | EtCO2 Module IV Pump | 20-776 | Physiologic Monitor Modules, Exhaled Carbon Dioxide | 378348 | BD | 8300 | 14193487 | ALARIS | Alaris 8300 | 5102-22100 | SJS-Labor & Delivery | 16 | IU | Active
SJS2080 | P10123 | -Pm Device Using Mfg Procedure | Gil Matos | GIMAT | EMPLOYEE | Y | 1 | 0.75 | 06/01/2024 | 08/29/2023 | 6 | M | SJS | SJS | EtCO2 Module IV Pump | 20-776 | Physiologic Monitor Modules, Exhaled Carbon Dioxide | 378348 | BD | 8300 | 14194340 | ALARIS | Alaris 8300 | 5102-21500 | SJS-PACU | 16 | IU | Active
SJS2081 | P10123 | -Pm Device Using Mfg Procedure | Gil Matos | GIMAT | EMPLOYEE | Y | 1 | 0.75 | 06/01/2024 | 08/30/2023 | 6 | M | SJS | SJS | EtCO2 Module IV Pump | 20-776 | Physiologic Monitor Modules, Exhaled Carbon Dioxide | 378348 | BD | 8300 | 14191672 | ALARIS | Alaris 8300 | 5102-21500 | SJS-PACU | 16 | IU | Active
SJS2082 | P10123 | -Pm Device Using Mfg Procedure | Twanna Hardy | TWLUK | EMPLOYEE | Y | 1 | 0.75 | 06/01/2024 | 10/05/2023 | 6 | M | SJS | SJS | Patient Controlled Pump | 16-924 | Infusion Pumps, Analgesic, Patient-Controlled | 378348 | BD | 8120 | 14194048 | PCA | Alaris 8120 | 5102-22100 | SJS-Labor & Delivery | 20 | IU | Active
SJS2083 | P10123 | -Pm Device Using Mfg Procedure | Gil Matos | GIMAT | EMPLOYEE | Y | 1 | 0.75 | 06/01/2024 | 10/30/2023 | 6 | M | SJS | SJS | Patient Controlled Pump | 16-924 | Infusion Pumps, Analgesic, Patient-Controlled | 378348 | BD | 8120 | 14194047 | PCA | Alaris 8120 | 5102-21500 | SJS-PACU | 20 | IU | Active
SJS2084 | P10123 | -Pm Device Using Mfg Procedure | Gil Matos | GIMAT | EMPLOYEE | Y | 1 | 0.75 | 06/01/2024 | 11/27/2023 | 6 | M | SJS | SJS | Patient Controlled Pump | 16-924 | Infusion Pumps, Analgesic, Patient-Controlled | 378348 | BD | 8120 | 14193919 | PCA | Alaris 8120 | 5102-21500 | SJS-PACU | 20 | IU | Active
SJS2085 | P10123 | -Pm Device Using Mfg Procedure | Gil Matos | GIMAT | EMPLOYEE | Y | 1 | 0.75 | 06/01/2024 | 08/30/2023 | 6 | M | SJS | SJS | EtCO2 Module IV Pump | 20-776 | Physiologic Monitor Modules, Exhaled Carbon Dioxide | 378348 | BD | 8300 | 14193650 | ALARIS | Alaris 8300 | 5102-21500 | SJS-PACU | 16 | IU | Active
SJS2086 | P10123 | -Pm Device Using Mfg Procedure | Gil Matos | GIMAT | EMPLOYEE | Y | 1 | 0.75 | 06/01/2024 | 08/23/2023 | 6 | M | SJS | SJS | Patient Controlled Pump | 16-924 | Infusion Pumps, Analgesic, Patient-Controlled | 378348 | BD | 8120 | 14194161 | PCA | Alaris 8120 | 5102-21500 | SJS-PACU | 20 | IU | Active
SJS2087 | P80CAA | 8015 CareFusion Alaris Pump | Gil Matos | GIMAT | EMPLOYEE | Y | 2 | 1 | 08/01/2025 | 12/15/2023 | 6 | M | SJS | SJS | Pump Control Unit 5.7 Screen | 26-655 | Controllers, Infusion Pump Systems, Programmable | 378348 | BD | 8015LS | 14574074 | ALATM | Alaris 3 | 5102-22100 | SJS-Labor & Delivery | 21 | IU | Active
SJS2088 | P10123 | -Pm Device Using Mfg Procedure | Gil Matos | GIMAT | EMPLOYEE | Y | 1 | 0.75 | 06/01/2024 | 08/24/2023 | 6 | M | SJS | SJS | Patient Controlled Pump | 16-924 | Infusion Pumps, Analgesic, Patient-Controlled | 378348 | BD | 8120 | 14193323 | PCA | Alaris 8120 | 5102-21500 | SJS-PACU | 20 | IU | Active
SJS2089 | P10123 | -Pm Device Using Mfg Procedure | Twanna Hardy | TWLUK | EMPLOYEE | Y | 1 | 0.75 | 06/01/2024 | 08/23/2023 | 6 | M | SJS | SJS | Patient Controlled Pump | 16-924 | Infusion Pumps, Analgesic, Patient-Controlled | 378348 | BD | 8120 | 14194209 | PCA | Alaris 8120 | 5102-16527 | SJS-Mother/Baby Unit | 20 | IU | Active
SJS2090 | P10123 | -Pm Device Using Mfg Procedure | Gil Matos | GIMAT | EMPLOYEE | Y | 1 | 0.75 | 06/01/2024 | 08/11/2023 | 6 | M | SJS | SJS | Syringe Pump | 13-217 | Infusion Pumps, Multitherapy, Syringe | 378348 | BD | 8110 | 14229159 | SYRING | Alaris 8110 | 5102-21500 | SJS-PACU | 20 | IU | Active
SJS2091 | P10123 | -Pm Device Using Mfg Procedure | Gil Matos | GIMAT | EMPLOYEE | Y | 1 | 0.75 | 06/01/2024 | 10/06/2023 | 6 | M | SJS | SJS | Patient Controlled Pump | 16-924 | Infusion Pumps, Analgesic, Patient-Controlled | 378348 | BD | 8120 | 14193709 | PCA | Alaris 8120 | 5102-21500 | SJS-PACU | 20 | IU | Active
SJS2092 | P10123 | -Pm Device Using Mfg Procedure | Gil Matos | GIMAT | EMPLOYEE | Y | 1 | 0.75 | 06/01/2024 | 07/26/2023 | 6 | M | SJS | SJS | Patient Controlled Pump | 16-924 | Infusion Pumps, Analgesic, Patient-Controlled | 378348 | BD | 8120 | 14194169 | PCA | Alaris 8120 | 5102-21500 | SJS-PACU | 20 | IU | Active
SJS2093 | P10123 | -Pm Device Using Mfg Procedure | Gil Matos | GIMAT | EMPLOYEE | Y | 1 | 0.75 | 06/01/2024 | 10/05/2023 | 6 | M | SJS | SJS | Patient Controlled Pump | 16-924 | Infusion Pumps, Analgesic, Patient-Controlled | 378348 | BD | 8120 | 14194381 | PCA | Alaris 8120 | 5102-21500 | SJS-PACU | 20 | IU | Active
SJS2094 | P10123 | -Pm Device Using Mfg Procedure | Gil Matos | GIMAT | EMPLOYEE | Y | 1 | 0.75 | 06/01/2024 | 10/09/2023 | 6 | M | SJS | SJS | EtCO2 Module IV Pump | 20-776 | Physiologic Monitor Modules, Exhaled Carbon Dioxide | 378348 | BD | 8300 | 14191079 | ALARIS | Alaris 8300 | 5102-21500 | SJS-PACU | 16 | IU | Active
SJS2095 | P10123 | -Pm Device Using Mfg Procedure | Gil Matos | GIMAT | EMPLOYEE | Y | 1 | 0.75 | 06/01/2024 | 08/29/2023 | 6 | M | SJS | SJS | EtCO2 Module IV Pump | 20-776 | Physiologic Monitor Modules, Exhaled Carbon Dioxide | 378348 | BD | 8300 | 14193229 | ALARIS | Alaris 8300 | 5102-21500 | SJS-PACU | 16 | IU | Active
SJS2096 | P10123 | -Pm Device Using Mfg Procedure | Darren Eaton | DAEAT | EMPLOYEE | Y | 1 | 0.75 | 06/01/2024 | 08/31/2023 | 6 | M | SJS | SJS | Syringe Pump | 13-217 | Infusion Pumps, Multitherapy, Syringe | 378348 | BD | 8110 | 14229315 | SYRING | Alaris 8110 | 5102-20100 | SJS-Anesthesiology | 33 | IU | Active
SJS2097 | P81CAA | 8100 CareFusion Alaris Pump | Gerson Colon | 94805 | EMPLOYEE | Y | 1 | 0.75 | 08/01/2024 | 10/10/2023 | 6 | M | SJS | SJS | Large Volume Pump Module | 13-215 | Infusion Pumps, Multitherapy | 378348 | BD | 8100 | 14200486 | PCU | Alaris 1 | 5102-30695 | SJS-Interventional Services | 20 | IU | Active
SJS2098 | P80CAA | 8015 CareFusion Alaris Pump | Darren Eaton | DAEAT | EMPLOYEE | Y | 2 | 1 | 08/01/2025 | 01/03/2024 | 6 | M | SJS | SJS | Pump Control Unit 5.7 Screen | 26-655 | Controllers, Infusion Pump Systems, Programmable | 378348 | BD | 8015LS | 14191033 | LVP | Alaris 2 | 5102-12225 | SJS-Med/Surg Unit I 4West | 20 | IU | Active
SJS2099 | P81CAA | 8100 CareFusion Alaris Pump | Twanna Hardy | TWLUK | EMPLOYEE | Y | 1 | 0.75 | 08/01/2024 | 10/18/2023 | 6 | M | SJS | SJS | Large Volume Pump Module | 13-215 | Infusion Pumps, Multitherapy | 378348 | BD | 8100 | 14718097 | PCU | Alaris 1 | 5102-12213 | SJS-Med/Surg/Tele Overflow 3North | 20 | IU | Active
SJS2102 | P81CAA | 8100 CareFusion Alaris Pump | Gerson Colon | 94805 | EMPLOYEE | Y | 1 | 0.75 | 08/01/2024 | 11/27/2023 | 6 | M | SJS | SJS | Large Volume Pump Module | 13-215 | Infusion Pumps, Multitherapy | 378348 | BD | 8100 | 14201102 | PCU | Alaris 1 | 5102-23100 | SJS-Emergency Service | 20 | IU | Active
SJS2103 | P81CAA | 8100 CareFusion Alaris Pump | Twanna Hardy | TWLUK | EMPLOYEE | Y | 1 | 0.75 | 08/01/2024 | 10/25/2023 | 6 | M | SJS | SJS | Large Volume Pump Module | 13-215 | Infusion Pumps, Multitherapy | 378348 | BD | 8100 | 14139070 | PCU | Alaris 1 | 5102-12213 | SJS-Med/Surg/Tele Overflow 3North | 20 | IU | Active
SJS2104 | P80CAA | 8015 CareFusion Alaris Pump | Darren Eaton | DAEAT | EMPLOYEE | Y | 2 | 1 | 08/01/2025 | 10/17/2023 | 6 | M | SJS | SJS | Pump Control Unit 5.7 Screen | 26-655 | Controllers, Infusion Pump Systems, Programmable | 378348 | BD | 8015LS | 14304923 | LVP | Alaris 2 | 5102-12225 | SJS-Med/Surg Unit I 4West | 20 | IU | Active
SJS2105 | P81CAA | 8100 CareFusion Alaris Pump | Darren Eaton | DAEAT | EMPLOYEE | Y | 1 | 0.75 | 08/01/2024 | 12/16/2023 | 6 | M | SJS | SJS | Large Volume Pump Module | 13-215 | Infusion Pumps, Multitherapy | 378348 | BD | 8100 | 14200260 | PCU | Alaris 1 | 5102-13100 | SJS-Intensive Care Unit I | 20 | IU | Active
SJS2106 | P81CAA | 8100 CareFusion Alaris Pump | Darren Eaton | DAEAT | EMPLOYEE | Y | 1 | 0.75 | 08/01/2024 | 01/26/2024 | 6 | M | SJS | SJS | Large Volume Pump Module | 13-215 | Infusion Pumps, Multitherapy | 378348 | BD | 8100 | 14323649 | PCU | Alaris 1 | 5102-13100 | SJS-Intensive Care Unit I | 20 | IU | Active
SJS2107 | P80CAA | 8015 CareFusion Alaris Pump | Darren Eaton | DAEAT | EMPLOYEE | Y | 2 | 1 | 08/01/2025 | 12/12/2023 | 6 | M | SJS | SJS | Pump Control Unit 5.7 Screen | 26-655 | Controllers, Infusion Pump Systems, Programmable | 378348 | BD | 8015LS | 14191219 | LVP | Alaris 2 | 5102-13100 | SJS-Intensive Care Unit I | 21 | IU | Active
SJS2108 | P81CAA | 8100 CareFusion Alaris Pump | Gerson Colon | 94805 | EMPLOYEE | Y | 1 | 0.75 | 08/01/2024 | 10/27/2023 | 6 | M | SJS | SJS | Large Volume Pump Module | 13-215 | Infusion Pumps, Multitherapy | 378348 | BD | 8100 | 14201638 | PCU | Alaris 1 | 5102-22100 | SJS-Labor & Delivery | 20 | IU | Active
SJS2109 | P81CAA | 8100 CareFusion Alaris Pump | Gerson Colon | 94805 | EMPLOYEE | Y | 1 | 0.75 | 08/01/2024 | 10/20/2023 | 6 | M | SJS | SJS | Large Volume Pump Module | 13-215 | Infusion Pumps, Multitherapy | 378348 | BD | 8100 | 14200387 | PCU | Alaris 1 | 5102-12225 | SJS-Med/Surg Unit I 4West | 20 | IU | Active
SJS2110 | P80CAA | 8015 CareFusion Alaris Pump | Gil Matos | GIMAT | EMPLOYEE | Y | 2 | 1 | 08/01/2025 | 01/03/2024 | 6 | M | SJS | SJS | Pump Control Unit 5.7 Screen | 26-655 | Controllers, Infusion Pump Systems, Programmable | 378348 | BD | 8015LS | 14243040 | ALATM | Alaris 3 | 5102-21500 | SJS-PACU | 21 | IU | Active
SJS2111 | P81CAA | 8100 CareFusion Alaris Pump | Darren Eaton | DAEAT | EMPLOYEE | Y | 1 | 0.75 | 08/01/2024 | 08/09/2023 | 6 | M | SJS | SJS | Large Volume Pump Module | 13-215 | Infusion Pumps, Multitherapy | 378348 | BD | 8100 | 14325303 | PCU | Alaris 1 | 5102-13100 | SJS-Intensive Care Unit I | 20 | IU | Active
SJS2112 | P81CAA | 8100 CareFusion Alaris Pump | Gerson Colon | 94805 | EMPLOYEE | Y | 1 | 0.75 | 08/01/2024 | 08/23/2023 | 6 | M | SJS | SJS | Large Volume Pump Module | 13-215 | Infusion Pumps, Multitherapy | 378348 | BD | 8100 | 14587328 | PCU | Alaris 1 | 5102-10000 | SJS-Nursing Administration | 20 | IU | Active
SJS2113 | P80CAA | 8015 CareFusion Alaris Pump | Darren Eaton | DAEAT | EMPLOYEE | Y | 2 | 1 | 08/01/2025 | 12/28/2023 | 6 | M | SJS | SJS | Pump Control Unit 5.7 Screen | 26-655 | Controllers, Infusion Pump Systems, Programmable | 378348 | BD | 8015LS | 14555271 | LVP | Alaris 2 | 5102-10000 | SJS-Nursing Administration | 20 | IU | Active
SJS2114 | P81CAA | 8100 CareFusion Alaris Pump | Gerson Colon | 94805 | EMPLOYEE | Y | 1 | 0.75 | 08/01/2024 | 08/31/2023 | 6 | M | SJS | SJS | Large Volume Pump Module | 13-215 | Infusion Pumps, Multitherapy | 378348 | BD | 8100 | 14587362 | PCU | Alaris 1 | 5102-10000 | SJS-Nursing Administration | 20 | IU | Active
SJS2115 | P81CAA | 8100 CareFusion Alaris Pump | Gerson Colon | 94805 | EMPLOYEE | Y | 1 | 0.75 | 08/01/2024 | 12/16/2023 | 6 | M | SJS | SJS | Large Volume Pump Module | 13-215 | Infusion Pumps, Multitherapy | 378348 | BD | 8100 | 14587378 | PCU | Alaris 1 | 5102-10000 | SJS-Nursing Administration | 20 | IU | Active
SJS2116 | P80CAA | 8015 CareFusion Alaris Pump | Darren Eaton | DAEAT | EMPLOYEE | Y | 2 | 1 | 08/01/2025 | 12/28/2023 | 6 | M | SJS | SJS | Pump Control Unit 5.7 Screen | 26-655 | Controllers, Infusion Pump Systems, Programmable | 378348 | BD | 8015LS | 14555295 | LVP | Alaris 2 | 5102-10000 | SJS-Nursing Administration | 20 | IU | Active
SJS2117 | P81CAA | 8100 CareFusion Alaris Pump | Gerson Colon | 94805 | EMPLOYEE | Y | 1 | 0.75 | 08/01/2024 | 08/18/2023 | 6 | M | SJS | SJS | Large Volume Pump Module | 13-215 | Infusion Pumps, Multitherapy | 378348 | BD | 8100 | 14587366 | PCU | Alaris 1 | 5102-10000 | SJS-Nursing Administration | 20 | IU | Active
SJS2118 | P81CAA | 8100 CareFusion Alaris Pump | Gil Matos | GIMAT | EMPLOYEE | Y | 1 | 0.75 | 08/01/2024 | 08/09/2023 | 6 | M | SJS | SJS | Large Volume Pump Module | 13-215 | Infusion Pumps, Multitherapy | 378348 | BD | 8100 | 14306994 | PCU | Alaris 1 | 5102-12210 | SJS-Med/Surg Unit II 4East | 20 | IU | Active
SJS2119 | P81CAA | 8100 CareFusion Alaris Pump | Gerson Colon | 94805 | EMPLOYEE | Y | 1 | 0.75 | 08/01/2024 | 11/29/2023 | 6 | M | SJS | SJS | Large Volume Pump Module | 13-215 | Infusion Pumps, Multitherapy | 378348 | BD | 8100 | 14200182 | PCU | Alaris 1 | 5102-22100 | SJS-Labor & Delivery | 20 | IU | Active
SJS2120 | P81CAA | 8100 CareFusion Alaris Pump | Gerson Colon | 94805 | EMPLOYEE | Y | 1 | 0.75 | 08/01/2024 | 11/22/2023 | 6 | M | SJS | SJS | Large Volume Pump Module | 13-215 | Infusion Pumps, Multitherapy | 378348 | BD | 8100 | 14587294 | PCU | Alaris 1 | 5102-10000 | SJS-Nursing Administration | 20 | IU | Active
SJS2121 | P10123 | -Pm Device Using Mfg Procedure | Gil Matos | GIMAT | EMPLOYEE | Y | 1 | 0.75 | 06/01/2024 | 10/05/2023 | 6 | M | SJS | SJS | Patient Controlled Pump | 16-924 | Infusion Pumps, Analgesic, Patient-Controlled | 378348 | BD | 8120 | 14196471 | PCA | Alaris 8120 | 5102-21500 | SJS-PACU | 20 | IU | Active
SJS2122 | P10123 | -Pm Device Using Mfg Procedure | Gil Matos | GIMAT | EMPLOYEE | Y | 1 | 0.75 | 06/01/2024 | 08/29/2023 | 6 | M | SJS | SJS | EtCO2 Module IV Pump | 20-776 | Physiologic Monitor Modules, Exhaled Carbon Dioxide | 378348 | BD | 8300 | 14194439 | ALARIS | Alaris 8300 | 5102-21500 | SJS-PACU | 16 | IU | Active
SJS2123 | P10123 | -Pm Device Using Mfg Procedure | Gil Matos | GIMAT | EMPLOYEE | Y | 1 | 0.75 | 06/01/2024 | 08/17/2023 | 6 | M | SJS | SJS | Patient Controlled Pump | 16-924 | Infusion Pumps, Analgesic, Patient-Controlled | 378348 | BD | 8120 | 14193908 | PCA | Alaris 8120 | 5102-21500 | SJS-PACU | 20 | IU | Active
SJS2124 | P10123 | -Pm Device Using Mfg Procedure | Gil Matos | GIMAT | EMPLOYEE | Y | 1 | 0.75 | 06/01/2024 | 08/31/2023 | 6 | M | SJS | SJS | EtCO2 Module IV Pump | 20-776 | Physiologic Monitor Modules, Exhaled Carbon Dioxide | 378348 | BD | 8300 | 14193490 | ALARIS | Alaris 8300 | 5102-21500 | SJS-PACU | 16 | IU | Active
SJS2125 | P10123 | -Pm Device Using Mfg Procedure | Gil Matos | GIMAT | EMPLOYEE | Y | 1 | 0.75 | 06/01/2024 | 10/09/2023 | 6 | M | SJS | SJS | EtCO2 Module IV Pump | 20-776 | Physiologic Monitor Modules, Exhaled Carbon Dioxide | 378348 | BD | 8300 | 14193652 | ALARIS | Alaris 8300 | 5102-21500 | SJS-PACU | 16 | IU | Active
SJS2126 | P10123 | -Pm Device Using Mfg Procedure | Gil Matos | GIMAT | EMPLOYEE | Y | 1 | 0.75 | 06/01/2024 | 08/28/2023 | 6 | M | SJS | SJS | Patient Controlled Pump | 16-924 | Infusion Pumps, Analgesic, Patient-Controlled | 378348 | BD | 8120 | 14194134 | PCA | Alaris 8120 | 5102-21500 | SJS-PACU | 20 | IU | Active
SJS2127 | P10123 | -Pm Device Using Mfg Procedure | Gil Matos | GIMAT | EMPLOYEE | Y | 1 | 0.75 | 06/01/2024 | 08/31/2023 | 6 | M | SJS | SJS | EtCO2 Module IV Pump | 20-776 | Physiologic Monitor Modules, Exhaled Carbon Dioxide | 378348 | BD | 8300 | 14193234 | ALARIS | Alaris 8300 | 5102-21500 | SJS-PACU | 16 | IU | Active
SJS2128 | P10123 | -Pm Device Using Mfg Procedure | Twanna Hardy | TWLUK | EMPLOYEE | Y | 1 | 0.75 | 06/01/2024 | 06/30/2023 | 6 | M | SJS | SJS | Syringe Pump | 13-217 | Infusion Pumps, Multitherapy, Syringe | 378348 | BD | 8110 | 14299976 | SYRING | Alaris 8110 | 5102-22100 | SJS-Labor & Delivery | 20 | IU | Active
SJS2129 | P10123 | -Pm Device Using Mfg Procedure | Gil Matos | GIMAT | EMPLOYEE | Y | 1 | 0.75 | 06/01/2024 | 08/28/2023 | 6 | M | SJS | SJS | Patient Controlled Pump | 16-924 | Infusion Pumps, Analgesic, Patient-Controlled | 378348 | BD | 8120 | 14195651 | PCA | Alaris 8120 | 5102-21500 | SJS-PACU | 20 | IU | Active
SJS2130 | P81CAA | 8100 CareFusion Alaris Pump | Twanna Hardy | TWLUK | EMPLOYEE | Y | 1 | 0.75 | 08/01/2024 | 10/03/2023 | 6 | M | SJS | SJS | Large Volume Pump Module | 13-215 | Infusion Pumps, Multitherapy | 378348 | BD | 8100 | 14136301 | PCU | Alaris 1 | 5102-12213 | SJS-Med/Surg/Tele Overflow 3North | 20 | IU | Active
SJS2131 | P80CAA | 8015 CareFusion Alaris Pump | Darren Eaton | DAEAT | EMPLOYEE | Y | 2 | 1 | 08/01/2025 | 11/08/2023 | 6 | M | SJS | SJS | Pump Control Unit 5.7 Screen | 26-655 | Controllers, Infusion Pump Systems, Programmable | 378348 | BD | 8015LS | 14304810 | LVP | Alaris 2 | 5102-12225 | SJS-Med/Surg Unit I 4West | 20 | IU | Active
SJS2133 | P81CAA | 8100 CareFusion Alaris Pump | Darren Eaton | DAEAT | EMPLOYEE | Y | 1 | 0.75 | 08/01/2024 | 09/01/2023 | 6 | M | SJS | SJS | Large Volume Pump Module | 13-215 | Infusion Pumps, Multitherapy | 378348 | BD | 8100 | 14200688 | PCU | Alaris 1 | 5102-13100 | SJS-Intensive Care Unit I | 20 | IU | Active
SJS2134 | P81CAA | 8100 CareFusion Alaris Pump | Gil Matos | GIMAT | EMPLOYEE | Y | 1 | 0.75 | 08/01/2024 | 10/23/2023 | 6 | M | SJS | SJS | Large Volume Pump Module | 13-215 | Infusion Pumps, Multitherapy | 378348 | BD | 8100 | 14309031 | PCU | Alaris 1 | 5102-12210 | SJS-Med/Surg Unit II 4East | 20 | IU | Active
SJS2135 | P80CAA | 8015 CareFusion Alaris Pump | Darren Eaton | DAEAT | EMPLOYEE | Y | 2 | 1 | 08/01/2025 | 10/12/2023 | 6 | M | SJS | SJS | Pump Control Unit 5.7 Screen | 26-655 | Controllers, Infusion Pump Systems, Programmable | 378348 | BD | 8015LS | 14191201 | LVP | Alaris 2 | 5102-12225 | SJS-Med/Surg Unit I 4West | 20 | IU | Active
SJS2136 | P81CAA | 8100 CareFusion Alaris Pump | Gerson Colon | 94805 | EMPLOYEE | Y | 1 | 0.75 | 08/01/2024 | 08/15/2023 | 6 | M | SJS | SJS | Large Volume Pump Module | 13-215 | Infusion Pumps, Multitherapy | 378348 | BD | 8100 | 14200339 | PCU | Alaris 1 | 5102-16527 | SJS-Mother/Baby Unit | 20 | IU | Active
SJS2137 | P81CAA | 8100 CareFusion Alaris Pump | Darren Eaton | DAEAT | EMPLOYEE | Y | 1 | 0.75 | 08/01/2024 | 11/21/2023 | 6 | M | SJS | SJS | Large Volume Pump Module | 13-215 | Infusion Pumps, Multitherapy | 378348 | BD | 8100 | 14326032 | PCU | Alaris 1 | 5102-13100 | SJS-Intensive Care Unit I | 20 | IU | Active
SJS2139 | P80CAA | 8015 CareFusion Alaris Pump | Gerson Colon | 94805 | EMPLOYEE | Y | 2 | 1 | 08/01/2025 | 01/03/2024 | 6 | M | SJS | SJS | Pump Control Unit 5.7 Screen | 26-655 | Controllers, Infusion Pump Systems, Programmable | 378348 | BD | 8015LS | 14190146 | PCU | Alaris 1 | 5102-23100 | SJS-Emergency Service | 21 | IU | Active
SJS2140 | P81CAA | 8100 CareFusion Alaris Pump | Gerson Colon | 94805 | EMPLOYEE | Y | 1 | 0.75 | 08/01/2024 | 12/16/2023 | 6 | M | SJS | SJS | Large Volume Pump Module | 13-215 | Infusion Pumps, Multitherapy | 378348 | BD | 8100 | 14200101 | PCU | Alaris 1 | 5102-22100 | SJS-Labor & Delivery | 20 | IU | Active
SJS2141 | P10123 | -Pm Device Using Mfg Procedure | Twanna Hardy | TWLUK | EMPLOYEE | Y | 1 | 0.75 | 06/01/2024 | 08/09/2023 | 6 | M | SJS | SJS | Syringe Pump | 13-217 | Infusion Pumps, Multitherapy, Syringe | 378348 | BD | 8110 | 14229548 | SYRING | Alaris 8110 | 5102-23100 | SJS-Emergency Service | 20 | IU | Active
SJS2142 | P80CAA | 8015 CareFusion Alaris Pump | Gil Matos | GIMAT | EMPLOYEE | Y | 2 | 1 | 08/01/2025 | 10/26/2023 | 6 | M | SJS | SJS | Pump Control Unit 5.7 Screen | 26-655 | Controllers, Infusion Pump Systems, Programmable | 378348 | BD | 8015LS | 14245179 | ALATM | Alaris 3 | 5102-21500 | SJS-PACU | 21 | IU | Active
SJS2143 | P81CAA | 8100 CareFusion Alaris Pump | Gerson Colon | 94805 | EMPLOYEE | Y | 1 | 0.75 | 08/01/2024 | 12/05/2023 | 6 | M | SJS | SJS | Large Volume Pump Module | 13-215 | Infusion Pumps, Multitherapy | 378348 | BD | 8100 | 14201562 | PCU | Alaris 1 | 5102-22100 | SJS-Labor & Delivery | 20 | IU | Active
SJS2144 | P81CAA | 8100 CareFusion Alaris Pump | Gil Matos | GIMAT | EMPLOYEE | Y | 1 | 0.75 | 08/01/2024 | 10/26/2023 | 6 | M | SJS | SJS | Large Volume Pump Module | 13-215 | Infusion Pumps, Multitherapy | 378348 | BD | 8100 | 14200089 | PCU | Alaris 1 | 5102-21500 | SJS-PACU | 20 | IU | Active
SJS2145 | P80CAA | 8015 CareFusion Alaris Pump | Gil Matos | GIMAT | EMPLOYEE | Y | 2 | 1 | 08/01/2025 | 12/21/2023 | 6 | M | SJS | SJS | Pump Control Unit 5.7 Screen | 26-655 | Controllers, Infusion Pump Systems, Programmable | 378348 | BD | 8015LS | 14191042 | ALATM | Alaris 3 | 5102-12210 | SJS-Med/Surg Unit II 4East | 20 | IU | Active
SJS2146 | P81CAA | 8100 CareFusion Alaris Pump | Twanna Hardy | TWLUK | EMPLOYEE | Y | 1 | 0.75 | 08/01/2024 | 10/17/2023 | 6 | M | SJS | SJS | Large Volume Pump Module | 13-215 | Infusion Pumps, Multitherapy | 378348 | BD | 8100 | 14201046 | PCU | Alaris 1 | 5102-12213 | SJS-Med/Surg/Tele Overflow 3North | 20 | IU | Active
SJS2148 | P81CAA | 8100 CareFusion Alaris Pump | Gerson Colon | 94805 | EMPLOYEE | Y | 1 | 0.75 | 08/01/2024 | 03/07/2024 | 6 | M | SJS | SJS | Large Volume Pump Module | 13-215 | Infusion Pumps, Multitherapy | 378348 | BD | 8100 | 14201440 | PCU | Alaris 1 | 5102-16527 | SJS-Mother/Baby Unit | 20 | IU | Active
SJS2149 | P80CAA | 8015 CareFusion Alaris Pump | Darren Eaton | DAEAT | EMPLOYEE | Y | 2 | 1 | 08/01/2025 | 01/03/2024 | 6 | M | SJS | SJS | Pump Control Unit 5.7 Screen | 26-655 | Controllers, Infusion Pump Systems, Programmable | 378348 | BD | 8015LS | 14190664 | LVP | Alaris 2 | 5102-12225 | SJS-Med/Surg Unit I 4West | 20 | IU | Active
SJS2150 | P81CAA | 8100 CareFusion Alaris Pump | Darren Eaton | DAEAT | EMPLOYEE | Y | 1 | 0.75 | 08/01/2024 | 10/18/2023 | 6 | M | SJS | SJS | Large Volume Pump Module | 13-215 | Infusion Pumps, Multitherapy | 378348 | BD | 8100 | 14200931 | LVP | Alaris 2 | 5102-16527 | SJS-Mother/Baby Unit | 20 | IU | Active
SJS2151 | P81CAA | 8100 CareFusion Alaris Pump | Gerson Colon | 94805 | EMPLOYEE | Y | 1 | 0.75 | 08/01/2024 | 10/25/2023 | 6 | M | SJS | SJS | Large Volume Pump Module | 13-215 | Infusion Pumps, Multitherapy | 378348 | BD | 8100 | 14201028 | PCU | Alaris 1 | 5102-16527 | SJS-Mother/Baby Unit | 20 | IU | Active
SJS2152 | P81CAA | 8100 CareFusion Alaris Pump | Gerson Colon | 94805 | EMPLOYEE | Y | 1 | 0.75 | 08/01/2024 | 09/29/2023 | 6 | M | SJS | SJS | Large Volume Pump Module | 13-215 | Infusion Pumps, Multitherapy | 378348 | BD | 8100 | 14200194 | PCU | Alaris 1 | 5102-23100 | SJS-Emergency Service | 20 | IU | Active
SJS2153 | P80CAA | 8015 CareFusion Alaris Pump | Twanna Hardy | TWLUK | EMPLOYEE | Y | 2 | 1 | 08/01/2025 | 11/01/2023 | 6 | M | SJS | SJS | Pump Control Unit 5.7 Screen | 26-655 | Controllers, Infusion Pump Systems, Programmable | 378348 | BD | 8015LS | 14244479 | ALATM | Alaris 3 | 5102-12213 | SJS-Med/Surg/Tele Overflow 3North | 20 | IU | Active
SJS2154 | P81CAA | 8100 CareFusion Alaris Pump | Gil Matos | GIMAT | EMPLOYEE | Y | 1 | 0.75 | 08/01/2024 | 10/25/2023 | 6 | M | SJS | SJS | Large Volume Pump Module | 13-215 | Infusion Pumps, Multitherapy | 378348 | BD | 8100 | 14307010 | PCU | Alaris 1 | 5102-12210 | SJS-Med/Surg Unit II 4East | 20 | IU | Active
SJS2155 | P80CAA | 8015 CareFusion Alaris Pump | Gil Matos | GIMAT | EMPLOYEE | Y | 2 | 1 | 08/01/2025 | 01/03/2024 | 6 | M | SJS | SJS | Pump Control Unit 5.7 Screen | 26-655 | Controllers, Infusion Pump Systems, Programmable | 378348 | BD | 8015LS | 14244262 | ALATM | Alaris 3 | 5102-22100 | SJS-Labor & Delivery | 21 | IU | Active
SJS2156 | P81CAA | 8100 CareFusion Alaris Pump | Twanna Hardy | TWLUK | EMPLOYEE | Y | 1 | 0.75 | 08/01/2024 | 12/16/2023 | 6 | M | SJS | SJS | Large Volume Pump Module | 13-215 | Infusion Pumps, Multitherapy | 378348 | BD | 8100 | 14717916 | PCU | Alaris 1 | 5102-12213 | SJS-Med/Surg/Tele Overflow 3North | 20 | IU | Active
SJS2157 | P81CAA | 8100 CareFusion Alaris Pump | Gil Matos | GIMAT | EMPLOYEE | Y | 1 | 0.75 | 08/01/2024 | 11/16/2023 | 6 | M | SJS | SJS | Large Volume Pump Module | 13-215 | Infusion Pumps, Multitherapy | 378348 | BD | 8100 | 14200675 | PCU | Alaris 1 | 5102-21500 | SJS-PACU | 20 | IU | Active
SJS2158 | P80CAA | 8015 CareFusion Alaris Pump | Gerson Colon | 94805 | EMPLOYEE | Y | 2 | 1 | 08/01/2025 | 12/15/2023 | 6 | M | SJS | SJS | Pump Control Unit 5.7 Screen | 26-655 | Controllers, Infusion Pump Systems, Programmable | 378348 | BD | 8015LS | 14156017 | PCU | Alaris 1 | 5102-23100 | SJS-Emergency Service | 21 | IU | Active
SJS2159 | P81CAA | 8100 CareFusion Alaris Pump | Darren Eaton | DAEAT | EMPLOYEE | Y | 1 | 0.75 | 08/01/2024 | 07/31/2023 | 6 | M | SJS | SJS | Large Volume Pump Module | 13-215 | Infusion Pumps, Multitherapy | 378348 | BD | 8100 | 14200459 | LVP | Alaris 2 | 5102-13100 | SJS-Intensive Care Unit I | 20 | IU | Active
SJS2160 | P80CAA | 8015 CareFusion Alaris Pump | Darren Eaton | DAEAT | EMPLOYEE | Y | 2 | 1 | 08/01/2025 | 12/12/2023 | 6 | M | SJS | SJS | Pump Control Unit 5.7 Screen | 26-655 | Controllers, Infusion Pump Systems, Programmable | 378348 | BD | 8015LS | 14191308 | LVP | Alaris 2 | 5102-13100 | SJS-Intensive Care Unit I | 21 | IU | Active
SJS2161 | P81CAA | 8100 CareFusion Alaris Pump | Darren Eaton | DAEAT | EMPLOYEE | Y | 1 | 0.75 | 08/01/2024 | 11/13/2023 | 6 | M | SJS | SJS | Large Volume Pump Module | 13-215 | Infusion Pumps, Multitherapy | 378348 | BD | 8100 | 14306676 | LVP | Alaris 2 | 5102-12210 | SJS-Med/Surg Unit II 4East | 20 | IU | Active
SJS2162 | P80CAA | 8015 CareFusion Alaris Pump | Darren Eaton | DAEAT | EMPLOYEE | Y | 2 | 1 | 08/01/2025 | 10/31/2023 | 6 | M | SJS | SJS | Pump Control Unit 5.7 Screen | 26-655 | Controllers, Infusion Pump Systems, Programmable | 378348 | BD | 8015LS | 14190768 | LVP | Alaris 2 | 5102-13100 | SJS-Intensive Care Unit I | 21 | IU | Active
SJS2163 | P81CAA | 8100 CareFusion Alaris Pump | Darren Eaton | DAEAT | EMPLOYEE | Y | 1 | 0.75 | 08/01/2024 | 07/25/2023 | 6 | M | SJS | SJS | Large Volume Pump Module | 13-215 | Infusion Pumps, Multitherapy | 378348 | BD | 8100 | 14325360 | LVP | Alaris 2 | 5102-13100 | SJS-Intensive Care Unit I | 20 | IU | Active
SJS2164 | P81CAA | 8100 CareFusion Alaris Pump | Gil Matos | GIMAT | EMPLOYEE | Y | 1 | 0.75 | 08/01/2024 | 11/09/2023 | 6 | M | SJS | SJS | Large Volume Pump Module | 13-215 | Infusion Pumps, Multitherapy | 378348 | BD | 8100 | 14717783 | LVP | Alaris 2 | 5102-12213 | SJS-Med/Surg/Tele Overflow 3North | 20 | IU | Active
SJS2165 | P80CAA | 8015 CareFusion Alaris Pump | Gerson Colon | 94805 | EMPLOYEE | Y | 2 | 1 | 08/01/2025 | 12/12/2023 | 6 | M | SJS | SJS | Pump Control Unit 5.7 Screen | 26-655 | Controllers, Infusion Pump Systems, Programmable | 378348 | BD | 8015LS | 14156237 | ALATM | Alaris 3 | 5102-21355 | SJS-Preop Surgical | 21 | IU | Active
SJS2166 | P81CAA | 8100 CareFusion Alaris Pump | Darren Eaton | DAEAT | EMPLOYEE | Y | 1 | 0.75 | 08/01/2024 | 08/22/2023 | 6 | M | SJS | SJS | Large Volume Pump Module | 13-215 | Infusion Pumps, Multitherapy | 378348 | BD | 8100 | 14201029 | LVP | Alaris 2 | 5102-16527 | SJS-Mother/Baby Unit | 20 | IU | Active
SJS2167 | P80CAA | 8015 CareFusion Alaris Pump | Darren Eaton | DAEAT | EMPLOYEE | Y | 2 | 1 | 08/01/2025 | 12/12/2023 | 6 | M | SJS | SJS | Pump Control Unit 5.7 Screen | 26-655 | Controllers, Infusion Pump Systems, Programmable | 378348 | BD | 8015LS | 14191262 | LVP | Alaris 2 | 5102-13100 | SJS-Intensive Care Unit I | 21 | IU | Active
SJS2169 | P81CAA | 8100 CareFusion Alaris Pump | Darren Eaton | DAEAT | EMPLOYEE | Y | 1 | 0.75 | 08/01/2024 | 10/31/2023 | 6 | M | SJS | SJS | Large Volume Pump Module | 13-215 | Infusion Pumps, Multitherapy | 378348 | BD | 8100 | 14200082 | LVP | Alaris 2 | 5102-22100 | SJS-Labor & Delivery | 20 | IU | Active
SJS2170 | P81CAA | 8100 CareFusion Alaris Pump | Darren Eaton | DAEAT | EMPLOYEE | Y | 1 | 0.75 | 08/01/2024 | 08/01/2023 | 6 | M | SJS | SJS | Large Volume Pump Module | 13-215 | Infusion Pumps, Multitherapy | 378348 | BD | 8100 | 14516174 | LVP | Alaris 2 | 5102-37250 | SJS-Outpatient Infusion Therapy | 20 | IU | Active
SJS2171 | P80CAA | 8015 CareFusion Alaris Pump | Darren Eaton | DAEAT | EMPLOYEE | Y | 2 | 1 | 08/01/2025 | 10/06/2023 | 6 | M | SJS | SJS | Pump Control Unit 5.7 Screen | 26-655 | Controllers, Infusion Pump Systems, Programmable | 378348 | BD | 8015LS | 14190846 | LVP | Alaris 2 | 5102-16527 | SJS-Mother/Baby Unit | 20 | IU | Active
SJS2172 | P81CAA | 8100 CareFusion Alaris Pump | Darren Eaton | DAEAT | EMPLOYEE | Y | 1 | 0.75 | 08/01/2024 | 10/04/2023 | 6 | M | SJS | SJS | Large Volume Pump Module | 13-215 | Infusion Pumps, Multitherapy | 378348 | BD | 8100 | 14200117 | LVP | Alaris 2 | 5102-16527 | SJS-Mother/Baby Unit | 20 | IU | Active
SJS2173 | P81CAA | 8100 CareFusion Alaris Pump | Darren Eaton | DAEAT | EMPLOYEE | Y | 1 | 0.75 | 08/01/2024 | 10/11/2023 | 6 | M | SJS | SJS | Large Volume Pump Module | 13-215 | Infusion Pumps, Multitherapy | 378348 | BD | 8100 | 14199150 | LVP | Alaris 2 | 5102-23100 | SJS-Emergency Service | 20 | IU | Active
SJS2174 | P80CAA | 8015 CareFusion Alaris Pump | Darren Eaton | DAEAT | EMPLOYEE | Y | 2 | 1 | 08/01/2025 | 10/19/2023 | 6 | M | SJS | SJS | Pump Control Unit 5.7 Screen | 26-655 | Controllers, Infusion Pump Systems, Programmable | 378348 | BD | 8015LS | 14191088 | LVP | Alaris 2 | 5102-13100 | SJS-Intensive Care Unit I | 21 | IU | Active
SJS2175 | P81CAA | 8100 CareFusion Alaris Pump | Darren Eaton | DAEAT | EMPLOYEE | Y | 1 | 0.75 | 08/01/2024 | 10/31/2023 | 6 | M | SJS | SJS | Large Volume Pump Module | 13-215 | Infusion Pumps, Multitherapy | 378348 | BD | 8100 | 14201697 | LVP | Alaris 2 | 5102-23100 | SJS-Emergency Service | 20 | IU | Active
SJS2177 | P81CAA | 8100 CareFusion Alaris Pump | Darren Eaton | DAEAT | EMPLOYEE | Y | 1 | 0.75 | 08/01/2024 | 12/11/2023 | 6 | M | SJS | SJS | Large Volume Pump Module | 13-215 | Infusion Pumps, Multitherapy | 378348 | BD | 8100 | 14323589 | LVP | Alaris 2 | 5102-13100 | SJS-Intensive Care Unit I | 20 | IU | Active
SJS2179 | P80CAA | 8015 CareFusion Alaris Pump | Darren Eaton | DAEAT | EMPLOYEE | Y | 2 | 1 | 08/01/2025 | 08/16/2023 | 6 | M | SJS | SJS | Pump Control Unit 5.7 Screen | 26-655 | Controllers, Infusion Pump Systems, Programmable | 378348 | BD | 8015LS | 14189996 | LVP | Alaris 2 | 5102-16527 | SJS-Mother/Baby Unit | 20 | IU | Active
SJS2180 | P81CAA | 8100 CareFusion Alaris Pump | Darren Eaton | DAEAT | EMPLOYEE | Y | 1 | 0.75 | 08/01/2024 | 08/21/2023 | 6 | M | SJS | SJS | Large Volume Pump Module | 13-215 | Infusion Pumps, Multitherapy | 378348 | BD | 8100 | 14306800 | LVP | Alaris 2 | 5102-12210 | SJS-Med/Surg Unit II 4East | 20 | IU | Active
SJS2181 | P81CAA | 8100 CareFusion Alaris Pump | Darren Eaton | DAEAT | EMPLOYEE | Y | 1 | 0.75 | 08/01/2024 | 11/27/2023 | 6 | M | SJS | SJS | Large Volume Pump Module | 13-215 | Infusion Pumps, Multitherapy | 378348 | BD | 8100 | 14199942 | LVP | Alaris 2 | 5102-12225 | SJS-Med/Surg Unit I 4West | 20 | IU | Active
SJS2182 | P80CAA | 8015 CareFusion Alaris Pump | Gil Matos | GIMAT | EMPLOYEE | Y | 2 | 1 | 08/01/2025 | 12/13/2023 | 6 | M | SJS | SJS | Pump Control Unit 5.7 Screen | 26-655 | Controllers, Infusion Pump Systems, Programmable | 378348 | BD | 8015LS | 14676302 | LVP | Alaris 2 | 5102-12213 | SJS-Med/Surg/Tele Overflow 3North | 20 | IU | Active
SJS2183 | P81CAA | 8100 CareFusion Alaris Pump | Darren Eaton | DAEAT | EMPLOYEE | Y | 1 | 0.75 | 08/01/2024 | 11/21/2023 | 6 | M | SJS | SJS | Large Volume Pump Module | 13-215 | Infusion Pumps, Multitherapy | 378348 | BD | 8100 | 14200167 | LVP | Alaris 2 | 5102-13100 | SJS-Intensive Care Unit I | 20 | IU | Active
SJS2184 | P81CAA | 8100 CareFusion Alaris Pump | Darren Eaton | DAEAT | EMPLOYEE | Y | 1 | 0.75 | 08/01/2024 | 11/03/2023 | 6 | M | SJS | SJS | Large Volume Pump Module | 13-215 | Infusion Pumps, Multitherapy | 378348 | BD | 8100 | 14309174 | LVP | Alaris 2 | 5102-12210 | SJS-Med/Surg Unit II 4East | 20 | IU | Active
SJS2186 | P81CAA | 8100 CareFusion Alaris Pump | Darren Eaton | DAEAT | EMPLOYEE | Y | 1 | 0.75 | 08/01/2024 | 11/07/2023 | 6 | M | SJS | SJS | Large Volume Pump Module | 13-215 | Infusion Pumps, Multitherapy | 378348 | BD | 8100 | 14200811 | LVP | Alaris 2 | 5102-23100 | SJS-Emergency Service | 20 | IU | Active
SJS2187 | P10123 | -Pm Device Using Mfg Procedure | Twanna Hardy | TWLUK | EMPLOYEE | Y | 1 | 0.75 | 06/01/2024 | 08/09/2023 | 6 | M | SJS | SJS | Syringe Pump | 13-217 | Infusion Pumps, Multitherapy, Syringe | 378348 | BD | 8110 | 14229415 | SYRING | Alaris 8110 | 5102-23100 | SJS-Emergency Service | 20 | IU | Active
SJS2188 | P80CAA | 8015 CareFusion Alaris Pump | Gil Matos | GIMAT | EMPLOYEE | Y | 2 | 1 | 08/01/2025 | 12/15/2023 | 6 | M | SJS | SJS | Pump Control Unit 5.7 Screen | 26-655 | Controllers, Infusion Pump Systems, Programmable | 378348 | BD | 8015LS | 14134579 | ALATM | Alaris 3 | 5102-12210 | SJS-Med/Surg Unit II 4East | 20 | IU | Active
SJS2189 | P81CAA | 8100 CareFusion Alaris Pump | Darren Eaton | DAEAT | EMPLOYEE | Y | 1 | 0.75 | 08/01/2024 | 10/02/2023 | 6 | M | SJS | SJS | Large Volume Pump Module | 13-215 | Infusion Pumps, Multitherapy | 378348 | BD | 8100 | 14306677 | LVP | Alaris 2 | 5102-12210 | SJS-Med/Surg Unit II 4East | 20 | IU | Active
SJS2190 | P10123 | -Pm Device Using Mfg Procedure | Gil Matos | GIMAT | EMPLOYEE | Y | 1 | 0.75 | 06/01/2024 | 08/29/2023 | 6 | M | SJS | SJS | EtCO2 Module IV Pump | 20-776 | Physiologic Monitor Modules, Exhaled Carbon Dioxide | 378348 | BD | 8300 | 14194440 | ALARIS | Alaris 8300 | 5102-21500 | SJS-PACU | 16 | IU | Active
SJS2191 | P10123 | -Pm Device Using Mfg Procedure | Twanna Hardy | TWLUK | EMPLOYEE | Y | 1 | 0.75 | 06/01/2024 | 10/06/2023 | 6 | M | SJS | SJS | Patient Controlled Pump | 16-924 | Infusion Pumps, Analgesic, Patient-Controlled | 378348 | BD | 8120 | 14193876 | PCA | Alaris 8120 | 5102-16527 | SJS-Mother/Baby Unit | 20 | IU | Active
SJS2192 | P81CAA | 8100 CareFusion Alaris Pump | Darren Eaton | DAEAT | EMPLOYEE | Y | 1 | 0.75 | 08/01/2024 | 12/16/2023 | 6 | M | SJS | SJS | Large Volume Pump Module | 13-215 | Infusion Pumps, Multitherapy | 378348 | BD | 8100 | 14200436 | LVP | Alaris 2 | 5102-13100 | SJS-Intensive Care Unit I | 20 | IU | Active
SJS2193 | P80CAA | 8015 CareFusion Alaris Pump | Gil Matos | GIMAT | EMPLOYEE | Y | 2 | 1 | 08/01/2025 | 12/11/2023 | 6 | M | SJS | SJS | Pump Control Unit 5.7 Screen | 26-655 | Controllers, Infusion Pump Systems, Programmable | 378348 | BD | 8015LS | 14190682 | ALATM | Alaris 3 | 5102-22100 | SJS-Labor & Delivery | 21 | IU | Active
SJS2194 | P81CAA | 8100 CareFusion Alaris Pump | Darren Eaton | DAEAT | EMPLOYEE | Y | 1 | 0.75 | 08/01/2024 | 11/16/2023 | 6 | M | SJS | SJS | Large Volume Pump Module | 13-215 | Infusion Pumps, Multitherapy | 378348 | BD | 8100 | 14512287 | LVP | Alaris 2 | 5102-37250 | SJS-Outpatient Infusion Therapy | 20 | IU | Active
SJS2195 | P80CAA | 8015 CareFusion Alaris Pump | Gil Matos | GIMAT | EMPLOYEE | Y | 2 | 1 | 08/01/2025 | 01/04/2024 | 6 | M | SJS | SJS | Pump Control Unit 5.7 Screen | 26-655 | Controllers, Infusion Pump Systems, Programmable | 378348 | BD | 8015LS | 14156614 | ALATM | Alaris 3 | 5102-21500 | SJS-PACU | 21 | IU | Active
SJS2196 | P81CAA | 8100 CareFusion Alaris Pump | Darren Eaton | DAEAT | EMPLOYEE | Y | 1 | 0.75 | 08/01/2024 | 10/09/2023 | 6 | M | SJS | SJS | Large Volume Pump Module | 13-215 | Infusion Pumps, Multitherapy | 378348 | BD | 8100 | 14516167 | LVP | Alaris 2 | 5102-37250 | SJS-Outpatient Infusion Therapy | 20 | IU | Active
SJS2197 | P81CAA | 8100 CareFusion Alaris Pump | Darren Eaton | DAEAT | EMPLOYEE | Y | 1 | 0.75 | 08/01/2024 | 10/12/2023 | 6 | M | SJS | SJS | Large Volume Pump Module | 13-215 | Infusion Pumps, Multitherapy | 378348 | BD | 8100 | 14326117 | LVP | Alaris 2 | 5102-13100 | SJS-Intensive Care Unit I | 20 | IU | Active
SJS2198 | P80CAA | 8015 CareFusion Alaris Pump | Gerson Colon | 94805 | EMPLOYEE | Y | 2 | 1 | 08/01/2025 | 11/08/2023 | 6 | M | SJS | SJS | Pump Control Unit 5.7 Screen | 26-655 | Controllers, Infusion Pump Systems, Programmable | 378348 | BD | 8015LS | 14245103 | PCU | Alaris 1 | 5102-20100 | SJS-Anesthesiology | 33 | IU | Active
SJS2199 | P81CAA | 8100 CareFusion Alaris Pump | Darren Eaton | DAEAT | EMPLOYEE | Y | 1 | 0.75 | 08/01/2024 | 11/09/2023 | 6 | M | SJS | SJS | Large Volume Pump Module | 13-215 | Infusion Pumps, Multitherapy | 378348 | BD | 8100 | 14201601 | LVP | Alaris 2 | 5102-21500 | SJS-PACU | 20 | IU | Active
SJS2200 | P81CAA | 8100 CareFusion Alaris Pump | Darren Eaton | DAEAT | EMPLOYEE | Y | 1 | 0.75 | 08/01/2024 | 10/25/2023 | 6 | M | SJS | SJS | Large Volume Pump Module | 13-215 | Infusion Pumps, Multitherapy | 378348 | BD | 8100 | 14555472 | LVP | Alaris 2 | 5102-22100 | SJS-Labor & Delivery | 20 | IU | Active
SJS2201 | P80CAA | 8015 CareFusion Alaris Pump | Darren Eaton | DAEAT | EMPLOYEE | Y | 2 | 1 | 08/01/2025 | 01/04/2024 | 6 | M | SJS | SJS | Pump Control Unit 5.7 Screen | 26-655 | Controllers, Infusion Pump Systems, Programmable | 378348 | BD | 8015LS | 14191153 | LVP | Alaris 2 | 5102-12225 | SJS-Med/Surg Unit I 4West | 20 | IU | Active
SJS2202 | P81CAA | 8100 CareFusion Alaris Pump | Gil Matos | GIMAT | EMPLOYEE | Y | 1 | 0.75 | 08/01/2024 | 09/13/2023 | 6 | M | SJS | SJS | Large Volume Pump Module | 13-215 | Infusion Pumps, Multitherapy | 378348 | BD | 8100 | 14717843 | LVP | Alaris 2 | 5102-12213 | SJS-Med/Surg/Tele Overflow 3North | 20 | IU | Active
SJS2203 | P80CAA | 8015 CareFusion Alaris Pump | Darren Eaton | DAEAT | EMPLOYEE | Y | 2 | 1 | 08/01/2025 | 12/14/2023 | 6 | M | SJS | SJS | Pump Control Unit 5.7 Screen | 26-655 | Controllers, Infusion Pump Systems, Programmable | 378348 | BD | 8015LS | 14191113 | LVP | Alaris 2 | 5102-13100 | SJS-Intensive Care Unit I | 21 | IU | Active
SJS2204 | P80CAA | 8015 CareFusion Alaris Pump | Darren Eaton | DAEAT | EMPLOYEE | Y | 2 | 1 | 08/01/2025 | 12/11/2023 | 6 | M | SJS | SJS | Pump Control Unit 5.7 Screen | 26-655 | Controllers, Infusion Pump Systems, Programmable | 378348 | BD | 8015LS | 14191379 | LVP | Alaris 2 | 5102-13100 | SJS-Intensive Care Unit I | 21 | IU | Active
SJS2205 | P80CAA | 8015 CareFusion Alaris Pump | Darren Eaton | DAEAT | EMPLOYEE | Y | 2 | 1 | 08/01/2025 | 12/26/2023 | 6 | M | SJS | SJS | Pump Control Unit 5.7 Screen | 26-655 | Controllers, Infusion Pump Systems, Programmable | 378348 | BD | 8015LS | 14191041 | LVP | Alaris 2 | 5102-16527 | SJS-Mother/Baby Unit | 20 | IU | Active
SJS2206 | P81CAA | 8100 CareFusion Alaris Pump | Darren Eaton | DAEAT | EMPLOYEE | Y | 1 | 0.75 | 08/01/2024 | 11/27/2023 | 6 | M | SJS | SJS | Large Volume Pump Module | 13-215 | Infusion Pumps, Multitherapy | 378348 | BD | 8100 | 14510695 | LVP | Alaris 2 | 5102-37250 | SJS-Outpatient Infusion Therapy | 20 | IU | Active
SJS2207 | P10123 | -Pm Device Using Mfg Procedure | Twanna Hardy | TWLUK | EMPLOYEE | Y | 1 | 0.75 | 06/01/2024 | 08/16/2023 | 6 | M | SJS | SJS | Syringe Pump | 13-217 | Infusion Pumps, Multitherapy, Syringe | 378348 | BD | 8110 | 14302339 | SYRING | Alaris 8110 | 5102-12225 | SJS-Med/Surg Unit I 4West | 20 | IU | Active
SJS2208 | P80CAA | 8015 CareFusion Alaris Pump | Gil Matos | GIMAT | EMPLOYEE | Y | 2 | 1 | 08/01/2025 | 11/10/2023 | 6 | M | SJS | SJS | Pump Control Unit 5.7 Screen | 26-655 | Controllers, Infusion Pump Systems, Programmable | 378348 | BD | 8015LS | 14134402 | ALATM | Alaris 3 | 5102-12210 | SJS-Med/Surg Unit II 4East | 20 | IU | Active
SJS2209 | P10123 | -Pm Device Using Mfg Procedure | Darren Eaton | DAEAT | EMPLOYEE | Y | 1 | 0.75 | 06/01/2024 | 11/08/2023 | 6 | M | SJS | SJS | Syringe Pump | 13-217 | Infusion Pumps, Multitherapy, Syringe | 378348 | BD | 8110 | 14229377 | SYRING | Alaris 8110 | 5102-20100 | SJS-Anesthesiology | 33 | IU | Active
SJS2210 | P81CAA | 8100 CareFusion Alaris Pump | Darren Eaton | DAEAT | EMPLOYEE | Y | 1 | 0.75 | 08/01/2024 | 11/08/2023 | 6 | M | SJS | SJS | Large Volume Pump Module | 13-215 | Infusion Pumps, Multitherapy | 378348 | BD | 8100 | 15089913 | LVP | Alaris 2 | 5102-30695 | SJS-Interventional Services | 20 | IU | Active
SJS2211 | P80CAA | 8015 CareFusion Alaris Pump | Gil Matos | GIMAT | EMPLOYEE | Y | 2 | 1 | 08/01/2025 | 01/05/2024 | 6 | M | SJS | SJS | Pump Control Unit 5.7 Screen | 26-655 | Controllers, Infusion Pump Systems, Programmable | 378348 | BD | 8015LS | 14548154 | ALATM | Alaris 3 | 5102-37250 | SJS-Outpatient Infusion Therapy | 20 | IU | Active
SJS2212 | P10123 | -Pm Device Using Mfg Procedure | Twanna Hardy | TWLUK | EMPLOYEE | Y | 1 | 0.75 | 06/01/2024 | 10/04/2023 | 6 | M | SJS | SJS | Syringe Pump | 13-217 | Infusion Pumps, Multitherapy, Syringe | 378348 | BD | 8110 | 14229414 | SYRING | Alaris 8110 | 5102-16527 | SJS-Mother/Baby Unit | 20 | IU | Active
SJS2213 | P80CAA | 8015 CareFusion Alaris Pump | Twanna Hardy | TWLUK | EMPLOYEE | Y | 2 | 1 | 08/01/2025 | 11/08/2023 | 6 | M | SJS | SJS | Pump Control Unit 5.7 Screen | 26-655 | Controllers, Infusion Pump Systems, Programmable | 378348 | BD | 8015LS | 14191305 | ALATM | Alaris 3 | 5102-12213 | SJS-Med/Surg/Tele Overflow 3North | 20 | IU | Active
SJS2214 | P81CAA | 8100 CareFusion Alaris Pump | Darren Eaton | DAEAT | EMPLOYEE | Y | 1 | 0.75 | 08/01/2024 | 11/16/2023 | 6 | M | SJS | SJS | Large Volume Pump Module | 13-215 | Infusion Pumps, Multitherapy | 378348 | BD | 8100 | 14308886 | LVP | Alaris 2 | 5102-12210 | SJS-Med/Surg Unit II 4East | 20 | IU | Active
SJS2215 | P81CAA | 8100 CareFusion Alaris Pump | Darren Eaton | DAEAT | EMPLOYEE | Y | 1 | 0.75 | 08/01/2024 | 10/17/2023 | 6 | M | SJS | SJS | Large Volume Pump Module | 13-215 | Infusion Pumps, Multitherapy | 378348 | BD | 8100 | 14201080 | LVP | Alaris 2 | 5102-12225 | SJS-Med/Surg Unit I 4West | 20 | IU | Active
SJS2216 | P10123 | -Pm Device Using Mfg Procedure | Gil Matos | GIMAT | EMPLOYEE | Y | 1 | 0.75 | 06/01/2024 | 08/31/2023 | 6 | M | SJS | SJS | EtCO2 Module IV Pump | 20-776 | Physiologic Monitor Modules, Exhaled Carbon Dioxide | 378348 | BD | 8300 | 14194509 | ALARIS | Alaris 8300 | 5102-21500 | SJS-PACU | 16 | IU | Active
SJS2217 | P81CAA | 8100 CareFusion Alaris Pump | Darren Eaton | DAEAT | EMPLOYEE | Y | 1 | 0.75 | 08/01/2024 | 10/23/2023 | 6 | M | SJS | SJS | Large Volume Pump Module | 13-215 | Infusion Pumps, Multitherapy | 378348 | BD | 8100 | 14587383 | LVP | Alaris 2 | 5102-10000 | SJS-Nursing Administration | 20 | IU | Active
SJS2218 | P81CAA | 8100 CareFusion Alaris Pump | Darren Eaton | DAEAT | EMPLOYEE | Y | 1 | 0.75 | 08/01/2024 | 08/30/2023 | 6 | M | SJS | SJS | Large Volume Pump Module | 13-215 | Infusion Pumps, Multitherapy | 378348 | BD | 8100 | 14587317 | LVP | Alaris 2 | 5102-10000 | SJS-Nursing Administration | 20 | IU | Active
SJS2219 | P81CAA | 8100 CareFusion Alaris Pump | Darren Eaton | DAEAT | EMPLOYEE | Y | 1 | 0.75 | 08/01/2024 | 10/03/2023 | 6 | M | SJS | SJS | Large Volume Pump Module | 13-215 | Infusion Pumps, Multitherapy | 378348 | BD | 8100 | 14200808 | LVP | Alaris 2 | 5102-16527 | SJS-Mother/Baby Unit | 20 | IU | Active
SJS2220 | P81CAA | 8100 CareFusion Alaris Pump | Darren Eaton | DAEAT | EMPLOYEE | Y | 1 | 0.75 | 08/01/2024 | 10/30/2023 | 6 | M | SJS | SJS | Large Volume Pump Module | 13-215 | Infusion Pumps, Multitherapy | 378348 | BD | 8100 | 14587203 | LVP | Alaris 2 | 5102-10000 | SJS-Nursing Administration | 20 | IU | Active
SJS2240 | PMOPHV | Monitors, Physiologic, Vital Signs | Gil Matos | GIMAT | EMPLOYEE | Y | 1 | 1 | 07/01/2024 | 08/04/2022 | 2 | M | SJS | SJS | Vital Signs Monitor | 25-209 | Monitors, Physiologic, Vital Signs | 101850 | Welch Allyn Inc A Subsidiary | VSM 6000 SERIES | 21100020411117 |  |  | 5102-39200 | SJS-Rehab Services Main | 15 | IU | Active
SJS2242 | P199 | Stimulator, External, Neuromuscular, Functional. | Gil Matos | GIMAT | EMPLOYEE | Y | 1 | 0.5 | 07/01/2024 | 08/31/2023 | 2 | M | SJS | SJS | Stimulators, Electrical, Neuro | 13-775 | Stimulators, Electrical, Neuromuscular | 103620 | Empi A DJO Co Inc | VitalStim | 2014-2939-0133513 |  |  | 5102-39200 | SJS-Rehab Services Main | 11 | IU | Active
SJS2243 | P10123 | -Pm Device Using Mfg Procedure | Gil Matos | GIMAT | EMPLOYEE | Y | 1 | 0.5 | 07/01/2024 | 08/29/2023 | 2 | M | SJS | SJS | Oximeters- Pulse | 17-148 | Oximeters, Pulse | 371567 | Masimo Corp | RAD-5 | N86619 |  |  | 5102-39200 | SJS-Rehab Services Main | 15 | IU | Active
SJS2244 | P201 | Stimulator, Ultrasonic -Physical Therapy- | Gil Matos | GIMAT | EMPLOYEE | Y | 1 | 0.9 | 07/01/2024 | 08/08/2023 | 2 | M | SJS | SJS | Stimulator, Muscle Strengthen | 18-476 | Stimulators, Electrical, Neuromuscular, Muscle Strengthening | 452204 | DJO Global Inc | AM831 | 10824 |  |  | 5102-39200 | SJS-Rehab Services Main | 17 | IU | Active
SJS2245 | P10123 | -Pm Device Using Mfg Procedure | Gil Matos | GIMAT | EMPLOYEE | Y | 1 | 0.5 | 07/01/2024 | 08/08/2023 | 2 | M | SJS | SJS | Thermoplastic Splint Pan Bath | 17-526 | Baths, Water, Molded Plastic Splint | 105319 | Whitehall Mfg Div Morris Group | SP 1502 | 14335980 |  |  | 5102-39200 | SJS-Rehab Services Main | 13 | IU | Active
SJS2246 | P10123 | -Pm Device Using Mfg Procedure | Gil Matos | GIMAT | EMPLOYEE | Y | 1 | 0.75 | 07/01/2024 | 08/08/2023 | 2 | M | SJS | SJS | Patient Lift with Scale | 12-330 | Lifts, Patient Transfer | 454170 | Arjo Inc | HEP1001-US | P0230549 |  |  | 5102-39200 | SJS-Rehab Services Main | 13 | IU | Active
SJS2247 | PANCAE | Annual Care E Vac 3 PM | Gil Matos | GIMAT | EMPLOYEE | Y | 1 | 0.5 | 07/01/2024 | 08/18/2023 | 2 | M | SJS | SJS | Portable Suction | 27-657 | Aspirators, Airway | 452041 | Ohio Medical Corp | 758000 | CDR0713 |  |  | 5102-37000 | SJS-Pharmacy | 12 | IU | Active
SJS2247 | P3YEB1 | 3 Year Battery Replacement and Annual Care E Vac 3 PM | Gil Matos | GIMAT | EMPLOYEE | Y | 3 | 1.2 | 07/01/2024 |  | 2 | M | SJS | SJS | Portable Suction | 27-657 | Aspirators, Airway | 452041 | Ohio Medical Corp | 758000 | CDR0713 |  |  | 5102-37000 | SJS-Pharmacy | 12 | IU | Active
SJS2248 | PLAIN | Incubator, Lab | Gil Matos | GIMAT | EMPLOYEE | Y | 1 | 0.75 | 07/01/2024 | 08/31/2023 | 2 | M | SJS | SJS | Lab Incubator | 27-888 | Incubators, Laboratory | 332216 | Quincy Lab Inc | 12-140 | L-15581 |  |  | 5102-37000 | SJS-Pharmacy | 14 | IU | Active
SJS2256 | PCSMEA | CS Medical AC-DS-03 Automated Deactivation System Annual PM. | Gerson Colon | 94805 | EMPLOYEE | Y | 1 | 1 | 04/01/2024 | 05/01/2023 | 2 | M | SJS | SJS | Disinfectant Neutralizer Stati | 26-862 | Neutralizing Stations, Disinfectant, Glutaraldehyde/Aldehyde-Based | 456998 | CS Medical LLC | AC-DS-03 | ACDS03-773 | STEEQU | Sterilizing Equipment | 5102-21221 | SJS-Endoscopy | 14 | IU | Active
SJS2257 | P81CAA | 8100 CareFusion Alaris Pump | Gil Matos | GIMAT | EMPLOYEE | Y | 1 | 0.75 | 08/01/2024 | 10/27/2023 | 6 | M | SJS | SJS | Large Volume Pump Module | 13-215 | Infusion Pumps, Multitherapy | 378348 | BD | 8100 | 14201574 | LVP | Alaris 2 | 5102-12213 | SJS-Med/Surg/Tele Overflow 3North | 20 | IU | Active
SJS2261 | PMOPHV | Monitors, Physiologic, Vital Signs | Gil Matos | GIMAT | EMPLOYEE | Y | 1 | 1 | 12/01/2024 | 12/01/2023 | 2 | M | SJS | SJS | Vital Signs Monitor | 25-209 | Monitors, Physiologic, Vital Signs | 101850 | Welch Allyn Inc A Subsidiary | VSM 6000 SERIES | 100079213916 |  |  | 5102-12213 | SJS-Med/Surg/Tele Overflow 3North | 15 | IU | Active
SJS2262 | PANCAE | Annual Care E Vac 3 PM | Twanna Hardy | TWLUK | EMPLOYEE | Y | 1 | 0.5 | 07/01/2024 | 08/24/2023 | 2 | M | SJS | SJS | Portable Suction | 27-657 | Aspirators, Airway | 452041 | Ohio Medical Corp | 758000 | CDR0719 |  |  | 5102-16527 | SJS-Mother/Baby Unit | 12 | IU | Active
SJS2262 | P3YEB1 | 3 Year Battery Replacement and Annual Care E Vac 3 PM | Twanna Hardy | TWLUK | EMPLOYEE | Y | 3 | 1.2 | 07/01/2024 |  | 2 | M | SJS | SJS | Portable Suction | 27-657 | Aspirators, Airway | 452041 | Ohio Medical Corp | 758000 | CDR0719 |  |  | 5102-16527 | SJS-Mother/Baby Unit | 12 | IU | Active
SJS2265 | P102 | Light Source, Fiberoptic | Gerson Colon | 94805 | EMPLOYEE | Y | 1 | 0.75 | 01/01/2025 | 02/01/2024 | 2 | M | SJS | SJS | Light Source | 12-345 | Light Sources, Fiberoptic | 105072 | Luxtec **See Integra LifeScien | Integra MLX | 14J00MLX3687 |  |  | 5102-23100 | SJS-Emergency Service | 12 | IU | Active
SJS2265 | P--ORS | --- OR Safety Inspection --- | Gerson Colon | 94805 | EMPLOYEE | Y | 1 | 0.25 | 01/01/2025 | 02/01/2024 | 2 | M | SJS | SJS | Light Source | 12-345 | Light Sources, Fiberoptic | 105072 | Luxtec **See Integra LifeScien | Integra MLX | 14J00MLX3687 |  |  | 5102-23100 | SJS-Emergency Service | 12 | IU | Active
SJS2266 | P102 | Light Source, Fiberoptic | Gerson Colon | 94805 | EMPLOYEE | Y | 1 | 0.75 | 01/01/2025 | 02/01/2024 | 2 | M | SJS | SJS | Light Source, 300W Xenon | 12-345 | Light Sources, Fiberoptic | 440671 | Sunoptic Technologies | XLS-180 | 180-00845 |  |  | 5102-23100 | SJS-Emergency Service | 12 | IU | Active
SJS2267 | PGEANP | GE ANNUAL PDM | Gerson Colon | 94805 | EMPLOYEE | Y | 1 | 0.5 | 09/01/2024 | 09/07/2023 | 2 | M | SJS | SJS | Patient Data Module | 20-784 | Physiologic Monitor Modules, Multiparameter | 440964 | GE Healthcare Technologies | 2016793-003 | SA314368563GA | PDMTN | PDM 1 | 5102-20100 | SJS-Anesthesiology | 29 | IU | Active
SJS2268 | PGEANP | GE ANNUAL PDM | Gerson Colon | 94805 | EMPLOYEE | Y | 1 | 0.5 | 09/01/2024 | 09/25/2023 | 2 | M | SJS | SJS | Patient Data Module | 20-784 | Physiologic Monitor Modules, Multiparameter | 440964 | GE Healthcare Technologies | 2016793-003 | SA314368692GA | PDMTN | PDM 1 | 5102-20100 | SJS-Anesthesiology | 29 | IU | Active
SJS2271 | P-VPM | -Vendor PM | Gerson Colon | 94805 | EMPLOYEE | Y | 1 | 0.5 | 09/01/2024 | 10/30/2023 | 2 | M | SJS | SJS | Calibration Syringe 3L | 17-250 | Syringes, Plunger, Calibration, Spirometer/Pulmonary Function Analyzer | 102086 | A-M Systems Inc | 192800 | 117772 |  |  | 5102-35000 | SJS-Respiratory Care Services | 13 | IU | Active
SJS2272 | PANSEI | Annual Servo i Servo s PM | Gerson Colon | 94805 | EMPLOYEE | Y | 1 | 2.5 | 03/01/2025 | 03/04/2024 | 1 | M | SJS | SJS | ICU Ventilator | 17-429 | Ventilators, Intensive Care | 456817 | MAQUET Medical Systems USA | SERVO i | 77550 |  |  | 5102-35000 | SJS-Respiratory Care Services | 40 | LS | High Risk
SJS2272 | PHOCH | Hour Check | Gerson Colon | 94805 | EMPLOYEE | C | 99999 | 0.1 | 10/06/2014 |  | 1 | M | SJS | SJS | ICU Ventilator | 17-429 | Ventilators, Intensive Care | 456817 | MAQUET Medical Systems USA | SERVO i | 77550 |  |  | 5102-35000 | SJS-Respiratory Care Services | 40 | LS | High Risk
SJS2273 | P10123 | -Pm Device Using Mfg Procedure | Gerson Colon | 94805 | EMPLOYEE | Y | 1 | 0.6 | 03/01/2025 | 03/01/2024 | 2 | M | SJS | SJS | Humidifier, Heated | 12-050 | Humidifiers, Artificial Airway, Heated | 255300 | Fisher & Paykel Healthcare Inc | MR850JHU | 130808188348 |  |  | 5102-35000 | SJS-Respiratory Care Services | 19 | IU | Active
SJS2275 | PMOPHV | Monitors, Physiologic, Vital Signs | Gerson Colon | 94805 | EMPLOYEE | Y | 1 | 1 | 05/01/2024 | 06/06/2023 | 2 | M | SJS | SJS | Vital Signs Monitor | 25-209 | Monitors, Physiologic, Vital Signs | 101850 | Welch Allyn Inc A Subsidiary | VSM 6000 SERIES | 100021054714 |  |  | 5102-12225 | SJS-Med/Surg Unit I 4West | 15 | IU | Active
SJS2278 | P-VPM | -Vendor PM | Twanna Hardy | TWLUK | EMPLOYEE | Y | 1 | 0.5 | 03/01/2025 | 03/01/2024 | 2 | M | SJS | SJS | Pressure Trans Tester | CC-040 | Test Equipment | 103373 | Utah Medical Products Inc | 650-900 | 1182319-007 |  |  | 5102-88570 | SJS-Clinical Engineering | 13 | IU | Active
SJS2281 | P-PDEU | LP20/LP20e Pm Device Using Mfg Procedure | Gerson Colon | 94805 | EMPLOYEE | Y | 1 | 0.75 | 07/01/2024 | 07/29/2022 | 1 | M | SJS | SJS | LP20e Defibrillator/Pacer | 17-882B | Defibrillator/Pacemakers, External, Biphasic | 452575 | Physio-Control Inc | LP20E | 46397421 |  |  | 5102-30695 | SJS-Interventional Services | 40 | LS | High Risk
SJS2281 | P2YEBA | LP20 2 Year Battery Replacement and PM | Gerson Colon | 94805 | EMPLOYEE | Y | 2 | 1 | 07/01/2025 | 07/26/2021 | 1 | M | SJS | SJS | LP20e Defibrillator/Pacer | 17-882B | Defibrillator/Pacemakers, External, Biphasic | 452575 | Physio-Control Inc | LP20E | 46397421 |  |  | 5102-30695 | SJS-Interventional Services | 40 | LS | High Risk
SJS2281 | PLP5YE | LP20 5 Year Coin Battery Replacement | Gerson Colon | 94805 | EMPLOYEE | Y | 5 | 1.6 | 07/01/2028 | 07/14/2023 | 1 | M | SJS | SJS | LP20e Defibrillator/Pacer | 17-882B | Defibrillator/Pacemakers, External, Biphasic | 452575 | Physio-Control Inc | LP20E | 46397421 |  |  | 5102-30695 | SJS-Interventional Services | 40 | LS | High Risk
SJS2282 | PSAFIN | Safety Inspection | Gerson Colon | 94805 | EMPLOYEE | Y | 1 | 0.25 | 01/01/2025 | 02/20/2024 | 2 | M | SJS | SJS | UV Exam Lamp | 33-260 | Lights, Examination, Ultraviolet, Portable/Handheld | 549397 | Burton Medical LLC | UV502 | 6841309 |  |  | 5102-23100 | SJS-Emergency Service | 12 | IU | Active
SJS2289 | P80CAA | 8015 CareFusion Alaris Pump | Twanna Hardy | TWLUK | EMPLOYEE | Y | 2 | 1 | 08/01/2025 | 01/03/2024 | 6 | M | SJS | SJS | Pump Control Unit 5.7 Screen | 26-655 | Controllers, Infusion Pump Systems, Programmable | 378348 | BD | 8015LS | 14191171 | ALATM | Alaris 3 | 5102-12213 | SJS-Med/Surg/Tele Overflow 3North | 20 | IU | Active
SJS2293 | PMOPHV | Monitors, Physiologic, Vital Signs | Twanna Hardy | TWLUK | EMPLOYEE | Y | 1 | 1 | 07/01/2024 | 10/13/2023 | 2 | M | SJS | SJS | Vital Signs Monitor | 25-209 | Monitors, Physiologic, Vital Signs | 101850 | Welch Allyn Inc A Subsidiary | VSM 6000 SERIES | 100063523614 |  |  | 5102-16527 | SJS-Mother/Baby Unit | 15 | IU | Active
SJS2294 | P10123 | -Pm Device Using Mfg Procedure | Twanna Hardy | TWLUK | EMPLOYEE | Y | 1 | 0.6 | 07/01/2024 | 08/14/2023 | 2 | M | SJS | SJS | Breast Pump | 10-485 | Pumps, Breast | 103640 | Medela Inc | 600 0837 | 1509232 |  |  | 5102-16527 | SJS-Mother/Baby Unit | 13 | IU | Active
SJS2299 | PSAFIN | Safety Inspection | Gil Matos | GIMAT | EMPLOYEE | Y | 1 | 0.3 | 03/01/2025 | 03/01/2024 | 2 | M | SJS | SJS | Hybrid Graphic Printer | 23-101 | Printers, Video, Color | 182624 | Sony Electronics Inc Medical S | UP-X898MD | 7081711 |  |  | 5102-21500 | SJS-PACU | 07 | IU | Active
SJS2305 | PQUBLC | Quarterly BLANKETROL CSZ | Darren Eaton | DAEAT | EMPLOYEE | M | 3 | 2 | 04/01/2024 | 01/31/2024 | 1 | M | SJS | SJS | Hypo-Hyperthermia Unit | 12-074 | Warming/Cooling Units, Patient, Circulating-Fluid | 101159 | Cincinnati Sub-Zero Products I | BLANKET CONTROL 2 | 144-2-01160 |  |  | 5102-13100 | SJS-Intensive Care Unit I | 20 | IU | Active
SJS2306 | PGEANP | GE ANNUAL PDM | Twanna Hardy | TWLUK | EMPLOYEE | Y | 1 | 0.7 | 09/01/2024 | 09/28/2023 | 2 | M | SJS | SJS | Patient Data Module | 20-784 | Physiologic Monitor Modules, Multiparameter | 440964 | GE Healthcare Technologies | 2016793-003 | SA316380031SA | PDMET | PDM 2 | 5102-12213 | SJS-Med/Surg/Tele Overflow 3North | 16 | IU | Active
SJS2307 | PMOPHM | Monitors, Physiologic, Multipurpose | Gerson Colon | 94805 | EMPLOYEE | Y | 1 | 0.5 | 01/01/2025 | 12/08/2022 | 2 | M | SJS | SJS | Bedside Physiologic Monitor | 20-171 | Monitors, Physiologic, Multipurpose, Bedside, Modular | 440964 | GE Healthcare Technologies | B450 | SNE16371047HA |  |  | 5102-23100 | SJS-Emergency Service | 16 | IU | Active
SJS2308 | PMOPHM | Monitors, Physiologic, Multipurpose | Gerson Colon | 94805 | EMPLOYEE | Y | 1 | 0.5 | 01/01/2025 | 02/16/2023 | 2 | M | SJS | SJS | Bedside Physiologic Monitor | 20-171 | Monitors, Physiologic, Multipurpose, Bedside, Modular | 440964 | GE Healthcare Technologies | B450 | SNE16371046HA |  |  | 5102-23100 | SJS-Emergency Service | 16 | IU | Active
SJS2309 | PGEANP | GE ANNUAL PDM | Twanna Hardy | TWLUK | EMPLOYEE | Y | 1 | 0.7 | 09/01/2024 | 09/28/2023 | 2 | M | SJS | SJS | Patient Data Module | 20-784 | Physiologic Monitor Modules, Multiparameter | 440964 | GE Healthcare Technologies | 2016793-003 | SA316380047SA | PDMET | PDM 2 | 5102-12213 | SJS-Med/Surg/Tele Overflow 3North | 16 | IU | Active
SJS2310 | PMOPHM | Monitors, Physiologic, Multipurpose | Gerson Colon | 94805 | EMPLOYEE | Y | 1 | 0.5 | 01/01/2025 | 01/18/2023 | 2 | M | SJS | SJS | Bedside Physiologic Monitor | 20-171 | Monitors, Physiologic, Multipurpose, Bedside, Modular | 440964 | GE Healthcare Technologies | B450 | SNE16371044HA |  |  | 5102-23100 | SJS-Emergency Service | 16 | IU | Active
SJS2311 | P-VPM | -Vendor PM | Twanna Hardy | TWLUK | EMPLOYEE | Y | 1 | 0.5 | 03/01/2025 | 03/01/2024 | 2 | M | SJS | SJS | Multimeter | CC-040 | Test Equipment | 178848 | Fluke Biomedical | 179 | 42890234 |  |  | 5102-88570 | SJS-Clinical Engineering | 13 | IU | Active
SJS2314 | PDAOHG | GE E-miniC Respiratory Single-width Airway Module | Gerson Colon | 94805 | EMPLOYEE | Y | 1 | 1.5 | 01/01/2025 | 02/08/2024 | 2 | M | SJS | SJS | Gas Module | 20-776 | Physiologic Monitor Modules, Exhaled Carbon Dioxide | 440964 | GE Healthcare Technologies | E-MiniC-00 | 7150904 |  |  | 5102-23100 | SJS-Emergency Service | 16 | IU | Active
SJS2315 | PGEANP | GE ANNUAL PDM | Darren Eaton | DAEAT | EMPLOYEE | Y | 1 | 0.5 | 09/01/2024 | 09/28/2023 | 2 | M | SJS | SJS | Patient Data Module | 20-784 | Physiologic Monitor Modules, Multiparameter | 440964 | GE Healthcare Technologies | 2016793-003 | SA315058142GA | PDMET | PDM 2 | 5102-88570 | SJS-Clinical Engineering | 15 | IU | Active
SJS2316 | PMOPHM | Monitors, Physiologic, Multipurpose | Gerson Colon | 94805 | EMPLOYEE | Y | 1 | 0.5 | 01/01/2025 | 12/12/2022 | 2 | M | SJS | SJS | Bedside Physiologic Monitor | 20-171 | Monitors, Physiologic, Multipurpose, Bedside, Modular | 440964 | GE Healthcare Technologies | B450 | SJA14370531HA |  |  | 5102-23100 | SJS-Emergency Service | 15 | IU | Active
SJS2317 | PDAOHG | GE E-miniC Respiratory Single-width Airway Module | Gerson Colon | 94805 | EMPLOYEE | Y | 1 | 1.5 | 05/01/2024 | 06/01/2023 | 2 | M | SJS | SJS | Gas Module | 20-776 | Physiologic Monitor Modules, Exhaled Carbon Dioxide | 440964 | GE Healthcare Technologies | E-MiniC-00 | 7195826 |  |  | 5102-12225 | SJS-Med/Surg Unit I 4West | 16 | IU | Active
SJS2318 | PMOPHM | Monitors, Physiologic, Multipurpose | Gerson Colon | 94805 | EMPLOYEE | Y | 1 | 0.5 | 01/01/2025 | 12/08/2022 | 2 | M | SJS | SJS | Bedside Physiologic Monitor | 20-171 | Monitors, Physiologic, Multipurpose, Bedside, Modular | 440964 | GE Healthcare Technologies | B450 | SJA14370504HA |  |  | 5102-23100 | SJS-Emergency Service | 15 | IU | Active
SJS2319 | PDAOHG | GE E-miniC Respiratory Single-width Airway Module | Gerson Colon | 94805 | EMPLOYEE | Y | 1 | 1.5 | 01/01/2025 | 01/08/2024 | 2 | M | SJS | SJS | Gas Module | 20-776 | Physiologic Monitor Modules, Exhaled Carbon Dioxide | 440964 | GE Healthcare Technologies | E-MiniC-00 | 7150933 |  |  | 5102-23100 | SJS-Emergency Service | 16 | IU | Active
SJS2320 | PMOPHM | Monitors, Physiologic, Multipurpose | Gerson Colon | 94805 | EMPLOYEE | Y | 1 | 0.5 | 01/01/2025 | 12/08/2022 | 2 | M | SJS | SJS | Bedside Physiologic Monitor | 20-171 | Monitors, Physiologic, Multipurpose, Bedside, Modular | 440964 | GE Healthcare Technologies | B450 | SJA14370495HA |  |  | 5102-23100 | SJS-Emergency Service | 15 | IU | Active
SJS2321 | PGEANP | GE ANNUAL PDM | Darren Eaton | DAEAT | EMPLOYEE | Y | 1 | 0.5 | 09/01/2024 | 09/25/2023 | 2 | M | SJS | SJS | Patient Data Module | 20-784 | Physiologic Monitor Modules, Multiparameter | 440964 | GE Healthcare Technologies | 2016793-003 | SA314295042GA | PDMGC | PDM 3 | 5102-23100 | SJS-Emergency Service | 15 | IU | Active
SJS2322 | PMOPHM | Monitors, Physiologic, Multipurpose | Gerson Colon | 94805 | EMPLOYEE | Y | 1 | 0.5 | 01/01/2025 | 12/08/2022 | 2 | M | SJS | SJS | Bedside Physiologic Monitor | 20-171 | Monitors, Physiologic, Multipurpose, Bedside, Modular | 440964 | GE Healthcare Technologies | B450 | SJA14370537HA |  |  | 5102-23100 | SJS-Emergency Service | 15 | IU | Active
SJS2323 | PDAOHG | GE E-miniC Respiratory Single-width Airway Module | Gerson Colon | 94805 | EMPLOYEE | Y | 1 | 1.5 | 01/01/2025 | 02/23/2024 | 2 | M | SJS | SJS | Gas Module | 20-776 | Physiologic Monitor Modules, Exhaled Carbon Dioxide | 440964 | GE Healthcare Technologies | E-MiniC-00 | 7154541 |  |  | 5102-23100 | SJS-Emergency Service | 16 | IU | Active
SJS2325 | PGEANP | GE ANNUAL PDM | Twanna Hardy | TWLUK | EMPLOYEE | Y | 1 | 0.5 | 09/01/2024 | 09/15/2023 | 2 | M | SJS | SJS | Patient Data Module | 20-784 | Physiologic Monitor Modules, Multiparameter | 440964 | GE Healthcare Technologies | 2016793-003 | SA314368817GA | PDMTN | PDM 1 | 5102-30695 | SJS-Interventional Services | 16 | IU | Active
SJS2327 | PDAOHG | GE E-miniC Respiratory Single-width Airway Module | Gerson Colon | 94805 | EMPLOYEE | Y | 1 | 1.5 | 01/01/2025 | 02/08/2024 | 2 | M | SJS | SJS | Gas Module | 20-776 | Physiologic Monitor Modules, Exhaled Carbon Dioxide | 440964 | GE Healthcare Technologies | E-MiniC-00 | 7156749 |  |  | 5102-23100 | SJS-Emergency Service | 16 | IU | Active
SJS2328 | PMOPHM | Monitors, Physiologic, Multipurpose | Gerson Colon | 94805 | EMPLOYEE | Y | 1 | 0.5 | 01/01/2025 | 12/14/2022 | 2 | M | SJS | SJS | Bedside Physiologic Monitor | 20-171 | Monitors, Physiologic, Multipurpose, Bedside, Modular | 440964 | GE Healthcare Technologies | B450 | SJA14495873HA |  |  | 5102-23100 | SJS-Emergency Service | 16 | IU | Active
SJS2329 | PMOPHM | Monitors, Physiologic, Multipurpose | Gerson Colon | 94805 | EMPLOYEE | Y | 1 | 0.5 | 01/01/2025 | 12/09/2022 | 2 | M | SJS | SJS | Bedside Physiologic Monitor | 20-171 | Monitors, Physiologic, Multipurpose, Bedside, Modular | 440964 | GE Healthcare Technologies | B450 | SJA14495884HA |  |  | 5102-23100 | SJS-Emergency Service | 16 | IU | Active
SJS2330 | PDAOHG | GE E-miniC Respiratory Single-width Airway Module | Gerson Colon | 94805 | EMPLOYEE | Y | 1 | 1.5 | 01/01/2025 | 02/08/2024 | 2 | M | SJS | SJS | Gas Module | 20-776 | Physiologic Monitor Modules, Exhaled Carbon Dioxide | 440964 | GE Healthcare Technologies | E-MiniC-00 | 7148479 |  |  | 5102-23100 | SJS-Emergency Service | 16 | IU | Active
SJS2331 | PMOPHM | Monitors, Physiologic, Multipurpose | Gerson Colon | 94805 | EMPLOYEE | Y | 1 | 0.5 | 01/01/2025 | 12/08/2022 | 2 | M | SJS | SJS | Bedside Physiologic Monitor | 20-171 | Monitors, Physiologic, Multipurpose, Bedside, Modular | 440964 | GE Healthcare Technologies | B450 | SJA14370503HA |  |  | 5102-23100 | SJS-Emergency Service | 15 | IU | Active
SJS2332 | PGEANP | GE ANNUAL PDM | Darren Eaton | DAEAT | EMPLOYEE | Y | 1 | 0.5 | 09/01/2024 | 10/03/2023 | 2 | M | SJS | SJS | Patient Data Module | 20-784 | Physiologic Monitor Modules, Multiparameter | 440964 | GE Healthcare Technologies | 2016793-003 | SA314388997GA | PDMGC | PDM 3 | 5102-23100 | SJS-Emergency Service | 15 | IU | Active
SJS2333 | PDAOHG | GE E-miniC Respiratory Single-width Airway Module | Gerson Colon | 94805 | EMPLOYEE | Y | 1 | 1.5 | 01/01/2025 | 02/13/2024 | 2 | M | SJS | SJS | Gas Module | 20-776 | Physiologic Monitor Modules, Exhaled Carbon Dioxide | 440964 | GE Healthcare Technologies | E-MiniC-00 | 7148604 |  |  | 5102-23100 | SJS-Emergency Service | 16 | IU | Active
SJS2334 | PMOPHM | Monitors, Physiologic, Multipurpose | Gerson Colon | 94805 | EMPLOYEE | Y | 1 | 0.5 | 01/01/2025 | 12/08/2022 | 2 | M | SJS | SJS | Bedside Physiologic Monitor | 20-171 | Monitors, Physiologic, Multipurpose, Bedside, Modular | 440964 | GE Healthcare Technologies | B450 | SJA14370501HA |  |  | 5102-23100 | SJS-Emergency Service | 15 | IU | Active
SJS2335 | P-PDEU | LP20/LP20e Pm Device Using Mfg Procedure | Gil Matos | GIMAT | EMPLOYEE | Y | 1 | 0.75 | 07/01/2024 | 07/28/2022 | 1 | M | SJS | SJS | LP20e Defibrillator/Pacer | 17-882B | Defibrillator/Pacemakers, External, Biphasic | 452575 | Physio-Control Inc | LP20E | 44932333 |  |  | 5102-12213 | SJS-Med/Surg/Tele Overflow 3North | 40 | LS | High Risk
SJS2335 | P2YEBA | LP20 2 Year Battery Replacement and PM | Gil Matos | GIMAT | EMPLOYEE | Y | 2 | 1 | 07/01/2025 | 07/21/2021 | 1 | M | SJS | SJS | LP20e Defibrillator/Pacer | 17-882B | Defibrillator/Pacemakers, External, Biphasic | 452575 | Physio-Control Inc | LP20E | 44932333 |  |  | 5102-12213 | SJS-Med/Surg/Tele Overflow 3North | 40 | LS | High Risk
SJS2335 | PLP5YE | LP20 5 Year Coin Battery Replacement | Gil Matos | GIMAT | EMPLOYEE | Y | 5 | 1.6 | 07/01/2028 | 07/14/2023 | 1 | M | SJS | SJS | LP20e Defibrillator/Pacer | 17-882B | Defibrillator/Pacemakers, External, Biphasic | 452575 | Physio-Control Inc | LP20E | 44932333 |  |  | 5102-12213 | SJS-Med/Surg/Tele Overflow 3North | 40 | LS | High Risk
SJS2336 | PANCAE | Annual Care E Vac 3 PM | Gerson Colon | 94805 | EMPLOYEE | Y | 1 | 0.5 | 07/01/2024 | 08/28/2023 | 2 | M | SJS | SJS | Portable Suction | 27-657 | Aspirators, Airway | 452041 | Ohio Medical Corp | 758000 | CDP0543 |  |  | 5102-23100 | SJS-Emergency Service | 13 | IU | Active
SJS2336 | P3YEB1 | 3 Year Battery Replacement and Annual Care E Vac 3 PM | Gerson Colon | 94805 | EMPLOYEE | Y | 3 | 1.2 | 07/01/2024 |  | 2 | M | SJS | SJS | Portable Suction | 27-657 | Aspirators, Airway | 452041 | Ohio Medical Corp | 758000 | CDP0543 |  |  | 5102-23100 | SJS-Emergency Service | 13 | IU | Active
SJS2337 | P-PDEU | LP20/LP20e Pm Device Using Mfg Procedure | Gil Matos | GIMAT | EMPLOYEE | Y | 1 | 0.75 | 07/01/2024 | 07/29/2022 | 1 | M | SJS | SJS | LP20e Defibrillator/Pacer | 17-882B | Defibrillator/Pacemakers, External, Biphasic | 452575 | Physio-Control Inc | LP20E | 44931920 |  |  | 5102-12213 | SJS-Med/Surg/Tele Overflow 3North | 40 | LS | High Risk
SJS2337 | P2YEBA | LP20 2 Year Battery Replacement and PM | Gil Matos | GIMAT | EMPLOYEE | Y | 2 | 1 | 07/01/2025 | 07/20/2021 | 1 | M | SJS | SJS | LP20e Defibrillator/Pacer | 17-882B | Defibrillator/Pacemakers, External, Biphasic | 452575 | Physio-Control Inc | LP20E | 44931920 |  |  | 5102-12213 | SJS-Med/Surg/Tele Overflow 3North | 40 | LS | High Risk
SJS2337 | PLP5YE | LP20 5 Year Coin Battery Replacement | Gil Matos | GIMAT | EMPLOYEE | Y | 5 | 1.6 | 07/01/2028 | 06/30/2023 | 1 | M | SJS | SJS | LP20e Defibrillator/Pacer | 17-882B | Defibrillator/Pacemakers, External, Biphasic | 452575 | Physio-Control Inc | LP20E | 44931920 |  |  | 5102-12213 | SJS-Med/Surg/Tele Overflow 3North | 40 | LS | High Risk
SJS2338 | P-PDEU | LP20/LP20e Pm Device Using Mfg Procedure | Gil Matos | GIMAT | EMPLOYEE | Y | 1 | 0.75 | 07/01/2024 | 07/29/2022 | 1 | M | SJS | SJS | LP20e Defibrillator/Pacer | 17-882B | Defibrillator/Pacemakers, External, Biphasic | 452575 | Physio-Control Inc | LP20E | 44198773 |  |  | 5102-37250 | SJS-Outpatient Infusion Therapy | 40 | LS | High Risk
SJS2338 | P2YEBA | LP20 2 Year Battery Replacement and PM | Gil Matos | GIMAT | EMPLOYEE | Y | 2 | 1 | 07/01/2025 | 07/26/2021 | 1 | M | SJS | SJS | LP20e Defibrillator/Pacer | 17-882B | Defibrillator/Pacemakers, External, Biphasic | 452575 | Physio-Control Inc | LP20E | 44198773 |  |  | 5102-37250 | SJS-Outpatient Infusion Therapy | 40 | LS | High Risk
SJS2338 | PLP5YE | LP20 5 Year Coin Battery Replacement | Gil Matos | GIMAT | EMPLOYEE | Y | 5 | 1.6 | 07/01/2028 | 07/20/2023 | 1 | M | SJS | SJS | LP20e Defibrillator/Pacer | 17-882B | Defibrillator/Pacemakers, External, Biphasic | 452575 | Physio-Control Inc | LP20E | 44198773 |  |  | 5102-37250 | SJS-Outpatient Infusion Therapy | 40 | LS | High Risk
SJS2339 | PMOPHV | Monitors, Physiologic, Vital Signs | Gil Matos | GIMAT | EMPLOYEE | Y | 1 | 1 | 12/01/2024 | 11/28/2023 | 2 | M | SJS | SJS | Vital Signs Monitor | 25-209 | Monitors, Physiologic, Vital Signs | 101850 | Welch Allyn Inc A Subsidiary | VSM 6000 SERIES | 100037755115 |  |  | 5102-37250 | SJS-Outpatient Infusion Therapy | 15 | IU | Active
SJS2340 | P10123 | -Pm Device Using Mfg Procedure | Gil Matos | GIMAT | EMPLOYEE | M | 6 | 1 | 06/01/2024 | 11/17/2023 | 2 | M | SJS | SJS | Blanket Warmer | 10-414 | Warmers, Blanket | 331403 | MAC Medical Inc | SWC182464-G-4B | 123015-D07 |  |  | 5102-37250 | SJS-Outpatient Infusion Therapy | 13 | IU | Active
SJS2341 | PMOPHV | Monitors, Physiologic, Vital Signs | Gil Matos | GIMAT | EMPLOYEE | Y | 1 | 1 | 12/01/2024 | 11/27/2023 | 2 | M | SJS | SJS | Vital Signs Monitor | 25-209 | Monitors, Physiologic, Vital Signs | 101850 | Welch Allyn Inc A Subsidiary | VSM 6000 SERIES | 100038035115 |  |  | 5102-37250 | SJS-Outpatient Infusion Therapy | 15 | IU | Active
SJS2342 | PMOPHV | Monitors, Physiologic, Vital Signs | Gil Matos | GIMAT | EMPLOYEE | Y | 1 | 1 | 12/01/2024 | 11/22/2023 | 2 | M | SJS | SJS | Vital Signs Monitor | 25-209 | Monitors, Physiologic, Vital Signs | 101850 | Welch Allyn Inc A Subsidiary | VSM 6000 SERIES | 100038245115 |  |  | 5102-37250 | SJS-Outpatient Infusion Therapy | 15 | IU | Active
SJS2343 | PMOPHV | Monitors, Physiologic, Vital Signs | Gil Matos | GIMAT | EMPLOYEE | Y | 1 | 1 | 12/01/2024 | 11/27/2023 | 2 | M | SJS | SJS | Vital Signs Monitor | 25-209 | Monitors, Physiologic, Vital Signs | 101850 | Welch Allyn Inc A Subsidiary | VSM 6000 SERIES | 100038335115 |  |  | 5102-37250 | SJS-Outpatient Infusion Therapy | 15 | IU | Active
SJS2344 | PMOPHV | Monitors, Physiologic, Vital Signs | Gil Matos | GIMAT | EMPLOYEE | Y | 1 | 1 | 12/01/2024 | 11/28/2023 | 2 | M | SJS | SJS | Vital Signs Monitor | 25-209 | Monitors, Physiologic, Vital Signs | 101850 | Welch Allyn Inc A Subsidiary | VSM 6000 SERIES | 100038005115 |  |  | 5102-37250 | SJS-Outpatient Infusion Therapy | 15 | IU | Active
SJS2345 | PMOPHV | Monitors, Physiologic, Vital Signs | Gil Matos | GIMAT | EMPLOYEE | Y | 1 | 1 | 12/01/2024 | 11/28/2023 | 2 | M | SJS | SJS | Vital Signs Monitor | 25-209 | Monitors, Physiologic, Vital Signs | 101850 | Welch Allyn Inc A Subsidiary | VSM 6000 SERIES | 100037705115 |  |  | 5102-37250 | SJS-Outpatient Infusion Therapy | 15 | IU | Active
SJS2346 | PMOPHV | Monitors, Physiologic, Vital Signs | Gil Matos | GIMAT | EMPLOYEE | Y | 1 | 1 | 12/01/2024 | 12/14/2023 | 2 | M | SJS | SJS | Vital Signs Monitor | 25-209 | Monitors, Physiologic, Vital Signs | 101850 | Welch Allyn Inc A Subsidiary | VSM 6000 SERIES | 100037845115 |  |  | 5102-37250 | SJS-Outpatient Infusion Therapy | 15 | IU | Active
SJS2347 | PMOPHM | Monitors, Physiologic, Multipurpose | Gerson Colon | 94805 | EMPLOYEE | Y | 1 | 0.5 | 01/01/2025 | 02/06/2023 | 2 | M | SJS | SJS | Bedside Physiologic Monitor | 20-171 | Monitors, Physiologic, Multipurpose, Bedside, Modular | 440964 | GE Healthcare Technologies | B450 | SJA14370526HA |  |  | 5102-23100 | SJS-Emergency Service | 15 | IU | Active
SJS2348 | P10123 | -Pm Device Using Mfg Procedure | Darren Eaton | DAEAT | EMPLOYEE | M | 6 | 0.5 | 05/01/2024 | 10/27/2023 | 2 | M | SJS | SJS | Temperature Management System | 12-074 | Warming/Cooling Units, Patient, Circulating-Fluid | 451492 | Medivance Inc A Bard Medical C | 5000 | DYBZY523 |  |  | 5102-13100 | SJS-Intensive Care Unit I | 20 | IU | Active
SJS2349 | PMOPHV | Monitors, Physiologic, Vital Signs | Gerson Colon | 94805 | EMPLOYEE | Y | 1 | 1 | 12/01/2024 | 11/28/2023 | 2 | M | SJS | SJS | Vital Signs Monitor | 25-209 | Monitors, Physiologic, Vital Signs | 101850 | Welch Allyn Inc A Subsidiary | VSM 6000 SERIES | 100063773614 |  |  | 5102-12255 | SJS-ED Observation Unit 1South | 15 | IU | Active
SJS2351 | PMOPHM | Monitors, Physiologic, Multipurpose | Gerson Colon | 94805 | EMPLOYEE | Y | 1 | 0.5 | 01/01/2025 | 12/08/2022 | 2 | M | SJS | SJS | Bedside Physiologic Monitor | 20-171 | Monitors, Physiologic, Multipurpose, Bedside, Modular | 440964 | GE Healthcare Technologies | B450 | SJA14370496HA |  |  | 5102-23100 | SJS-Emergency Service | 15 | IU | Active
SJS2352 | PDAOHG | GE E-miniC Respiratory Single-width Airway Module | Gerson Colon | 94805 | EMPLOYEE | Y | 1 | 1.5 | 01/01/2025 | 02/29/2024 | 2 | M | SJS | SJS | Gas Module | 20-776 | Physiologic Monitor Modules, Exhaled Carbon Dioxide | 440964 | GE Healthcare Technologies | E-MiniC-00 | 7154556 |  |  | 5102-23100 | SJS-Emergency Service | 16 | IU | Active
SJS2353 | PMOPHM | Monitors, Physiologic, Multipurpose | Gerson Colon | 94805 | EMPLOYEE | Y | 1 | 0.5 | 01/01/2025 | 12/09/2022 | 2 | M | SJS | SJS | Bedside Physiologic Monitor | 20-171 | Monitors, Physiologic, Multipurpose, Bedside, Modular | 440964 | GE Healthcare Technologies | B450 | SJA14370510HA |  |  | 5102-23100 | SJS-Emergency Service | 15 | IU | Active
SJS2354 | PGEANP | GE ANNUAL PDM | Darren Eaton | DAEAT | EMPLOYEE | Y | 1 | 0.5 | 09/01/2024 | 09/15/2023 | 2 | M | SJS | SJS | Patient Data Module | 20-784 | Physiologic Monitor Modules, Multiparameter | 440964 | GE Healthcare Technologies | 2016793-003 | SA314389035GA | PDMGC | PDM 3 | 5102-23100 | SJS-Emergency Service | 15 | IU | Active
SJS2355 | PMOPHM | Monitors, Physiologic, Multipurpose | Gerson Colon | 94805 | EMPLOYEE | Y | 1 | 0.5 | 01/01/2025 | 02/06/2023 | 2 | M | SJS | SJS | Bedside Physiologic Monitor | 20-171 | Monitors, Physiologic, Multipurpose, Bedside, Modular | 440964 | GE Healthcare Technologies | B450 | SJA14370513HA |  |  | 5102-23100 | SJS-Emergency Service | 15 | IU | Active
SJS2356 | PGEANP | GE ANNUAL PDM | Darren Eaton | DAEAT | EMPLOYEE | Y | 1 | 0.5 | 09/01/2024 | 09/21/2023 | 2 | M | SJS | SJS | Patient Data Module | 20-784 | Physiologic Monitor Modules, Multiparameter | 440964 | GE Healthcare Technologies | 2016793-003 | SA314368756GA | PDMGC | PDM 3 | 5102-23100 | SJS-Emergency Service | 15 | IU | Active
SJS2357 | PMOPHV | Monitors, Physiologic, Vital Signs | Gil Matos | GIMAT | EMPLOYEE | Y | 1 | 0.6 | 12/01/2024 | 12/04/2023 | 2 | M | SJS | SJS | Vital Signs Monitor | 25-209 | Monitors, Physiologic, Vital Signs | 101850 | Welch Allyn Inc A Subsidiary | VSM 6000 SERIES | 100052045217 |  |  | 5102-12213 | SJS-Med/Surg/Tele Overflow 3North | 15 | IU | Active
SJS2358 | PMOPHV | Monitors, Physiologic, Vital Signs | Gil Matos | GIMAT | EMPLOYEE | Y | 1 | 1 | 12/01/2024 | 11/30/2023 | 2 | M | SJS | SJS | Vital Signs Monitor | 25-209 | Monitors, Physiologic, Vital Signs | 101850 | Welch Allyn Inc A Subsidiary | VSM 6000 SERIES | 100079163916 |  |  | 5102-12213 | SJS-Med/Surg/Tele Overflow 3North | 15 | IU | Active
SJS2359 | PMOPHV | Monitors, Physiologic, Vital Signs | Gil Matos | GIMAT | EMPLOYEE | Y | 1 | 1 | 12/01/2024 | 12/04/2023 | 2 | M | SJS | SJS | Vital Signs Monitor | 25-209 | Monitors, Physiologic, Vital Signs | 101850 | Welch Allyn Inc A Subsidiary | VSM 6000 SERIES | 100079373916 |  |  | 5102-12213 | SJS-Med/Surg/Tele Overflow 3North | 15 | IU | Active
SJS2360 | P10123 | -Pm Device Using Mfg Procedure | Gil Matos | GIMAT | EMPLOYEE | M | 6 | 1 | 06/01/2024 | 11/29/2023 | 2 | M | SJS | SJS | Blanket Warmer | 10-414 | Warmers, Blanket | 331403 | MAC Medical Inc | SWC182464-G-4B | 092116-D07 |  |  | 5102-12213 | SJS-Med/Surg/Tele Overflow 3North | 13 | IU | Active
SJS2362 | PMOPHV | Monitors, Physiologic, Vital Signs | Gil Matos | GIMAT | EMPLOYEE | Y | 1 | 1 | 12/01/2024 | 12/01/2023 | 2 | M | SJS | SJS | Vital Signs Monitor | 25-209 | Monitors, Physiologic, Vital Signs | 101850 | Welch Allyn Inc A Subsidiary | VSM 6000 SERIES | 100079153916 |  |  | 5102-12213 | SJS-Med/Surg/Tele Overflow 3North | 15 | IU | Active
SJS2363 | P179 | Scale, Patient. | Gil Matos | GIMAT | EMPLOYEE | Y | 1 | 0.5 | 12/01/2024 | 11/29/2023 | 2 | M | SJS | SJS | Digital Floor Scale | 18-458 | Scales, Patient, Platform, Electronic | 101735 | SR Instruments Inc | SR555i | WO-49371-001 |  |  | 5102-12213 | SJS-Med/Surg/Tele Overflow 3North | 12 | IU | Active
SJS2367 | PMOPHV | Monitors, Physiologic, Vital Signs | Gil Matos | GIMAT | EMPLOYEE | Y | 1 | 1 | 12/01/2024 | 11/30/2023 | 2 | M | SJS | SJS | Vital Signs Monitor | 25-209 | Monitors, Physiologic, Vital Signs | 101850 | Welch Allyn Inc A Subsidiary | VSM 6000 SERIES | 100079363916 |  |  | 5102-12213 | SJS-Med/Surg/Tele Overflow 3North | 15 | IU | Active
SJS2368 | P10123 | -Pm Device Using Mfg Procedure | Gil Matos | GIMAT | EMPLOYEE | M | 6 | 1 | 06/01/2024 | 11/21/2023 | 2 | M | SJS | SJS | Blanket Warmer | 10-414 | Warmers, Blanket | 331403 | MAC Medical Inc | SWC182464-G-4B | 092716-D04 |  |  | 5102-12213 | SJS-Med/Surg/Tele Overflow 3North | 13 | IU | Active
SJS2369 | PMOPHV | Monitors, Physiologic, Vital Signs | Gil Matos | GIMAT | EMPLOYEE | Y | 1 | 1 | 03/01/2025 | 03/01/2024 | 2 | M | SJS | SJS | Vital Signs Monitor | 25-209 | Monitors, Physiologic, Vital Signs | 101850 | Welch Allyn Inc A Subsidiary | VSM 6000 SERIES | 100063803614 |  |  | 5102-21500 | SJS-PACU | 16 | IU | Active
SJS2372 | PANCAE | Annual Care E Vac 3 PM | Gil Matos | GIMAT | EMPLOYEE | Y | 1 | 0.5 | 07/01/2024 | 08/07/2023 | 2 | M | SJS | SJS | Portable Suction | 27-657 | Aspirators, Airway | 452041 | Ohio Medical Corp | 758000 | CDR0799 |  |  | 5102-12213 | SJS-Med/Surg/Tele Overflow 3North | 12 | IU | Active
SJS2372 | P3YEB1 | 3 Year Battery Replacement and Annual Care E Vac 3 PM | Gil Matos | GIMAT | EMPLOYEE | Y | 3 | 1.2 | 07/01/2024 |  | 2 | M | SJS | SJS | Portable Suction | 27-657 | Aspirators, Airway | 452041 | Ohio Medical Corp | 758000 | CDR0799 |  |  | 5102-12213 | SJS-Med/Surg/Tele Overflow 3North | 12 | IU | Active
SJS2373 | PANCAE | Annual Care E Vac 3 PM | Gil Matos | GIMAT | EMPLOYEE | Y | 1 | 0.5 | 07/01/2024 | 08/02/2023 | 2 | M | SJS | SJS | Portable Suction | 27-657 | Aspirators, Airway | 452041 | Ohio Medical Corp | 758000 | CDP0563 |  |  | 5102-37250 | SJS-Outpatient Infusion Therapy | 12 | IU | Active
SJS2373 | P3YEB1 | 3 Year Battery Replacement and Annual Care E Vac 3 PM | Gil Matos | GIMAT | EMPLOYEE | Y | 3 | 1.2 | 07/01/2024 |  | 2 | M | SJS | SJS | Portable Suction | 27-657 | Aspirators, Airway | 452041 | Ohio Medical Corp | 758000 | CDP0563 |  |  | 5102-37250 | SJS-Outpatient Infusion Therapy | 12 | IU | Active
SJS2374 | PANCAE | Annual Care E Vac 3 PM | Gil Matos | GIMAT | EMPLOYEE | Y | 1 | 0.5 | 07/01/2024 | 08/02/2023 | 2 | M | SJS | SJS | Portable Suction | 27-657 | Aspirators, Airway | 452041 | Ohio Medical Corp | 758000 | CDR0798 |  |  | 5102-12213 | SJS-Med/Surg/Tele Overflow 3North | 12 | IU | Active
SJS2374 | P3YEB1 | 3 Year Battery Replacement and Annual Care E Vac 3 PM | Gil Matos | GIMAT | EMPLOYEE | Y | 3 | 1.2 | 07/01/2024 |  | 2 | M | SJS | SJS | Portable Suction | 27-657 | Aspirators, Airway | 452041 | Ohio Medical Corp | 758000 | CDR0798 |  |  | 5102-12213 | SJS-Med/Surg/Tele Overflow 3North | 12 | IU | Active
SJS2375 | P10123 | -Pm Device Using Mfg Procedure | Gerson Colon Jr | GECOL | EMPLOYEE | Y | 1 | 3.18 | 12/01/2024 | 01/29/2024 | 2 | M | SJS | SJS | CFD Mobile C-Arm | 11-758 | Radiographic/Fluoroscopic Units, Mobile (C-ARM) | 453503 | GE Healthcare Surgery | OEC Elite CFD | FBHXXX00114 |  |  | 5102-33020 | SJS-Imaging Central Ops | 19 | IU | Active
SJS2375 | P--ORS | --- OR Safety Inspection --- | Gerson Colon Jr | GECOL | EMPLOYEE | M | 6 | 0.25 | 06/01/2024 | 07/31/2023 | 2 | M | SJS | SJS | CFD Mobile C-Arm | 11-758 | Radiographic/Fluoroscopic Units, Mobile (C-ARM) | 453503 | GE Healthcare Surgery | OEC Elite CFD | FBHXXX00114 |  |  | 5102-33020 | SJS-Imaging Central Ops | 19 | IU | Active
SJS2376 | P10123 | -Pm Device Using Mfg Procedure | Gerson Colon Jr | GECOL | EMPLOYEE | Y | 1 | 3.18 | 12/01/2024 | 01/29/2024 | 2 | M | SJS | SJS | CFD Mobile C-Arm | 11-758 | Radiographic/Fluoroscopic Units, Mobile (C-ARM) | 453503 | GE Healthcare Surgery | OEC Elite CFD | FBHXXX00237 |  |  | 5102-33020 | SJS-Imaging Central Ops | 19 | IU | Active
SJS2376 | P--ORS | --- OR Safety Inspection --- | Gerson Colon Jr | GECOL | EMPLOYEE | M | 6 | 0.25 | 06/01/2024 | 07/31/2023 | 2 | M | SJS | SJS | CFD Mobile C-Arm | 11-758 | Radiographic/Fluoroscopic Units, Mobile (C-ARM) | 453503 | GE Healthcare Surgery | OEC Elite CFD | FBHXXX00237 |  |  | 5102-33020 | SJS-Imaging Central Ops | 19 | IU | Active
SJS2388 | PMOPHM | Monitors, Physiologic, Multipurpose | Gerson Colon | 94805 | EMPLOYEE | Y | 1 | 0.5 | 01/01/2025 | 12/09/2022 | 2 | M | SJS | SJS | Bedside Physiologic Monitor | 20-171 | Monitors, Physiologic, Multipurpose, Bedside, Modular | 440964 | GE Healthcare Technologies | B450 | SJA14370512HA |  |  | 5102-23100 | SJS-Emergency Service | 16 | IU | Active
SJS2389 | PGEANP | GE ANNUAL PDM | Darren Eaton | DAEAT | EMPLOYEE | Y | 1 | 0.5 | 09/01/2024 | 10/03/2023 | 2 | M | SJS | SJS | Patient Data Module | 20-784 | Physiologic Monitor Modules, Multiparameter | 440964 | GE Healthcare Technologies | 2016793-003 | SA314295043GA | PDMGC | PDM 3 | 5102-23100 | SJS-Emergency Service | 15 | IU | Active
SJS2390 | PMOPHM | Monitors, Physiologic, Multipurpose | Gerson Colon | 94805 | EMPLOYEE | Y | 1 | 0.5 | 01/01/2025 | 12/09/2022 | 2 | M | SJS | SJS | Bedside Physiologic Monitor | 20-171 | Monitors, Physiologic, Multipurpose, Bedside, Modular | 440964 | GE Healthcare Technologies | B450 | SJA14370509HA |  |  | 5102-23100 | SJS-Emergency Service | 16 | IU | Active
SJS2391 | PDAOHG | GE E-miniC Respiratory Single-width Airway Module | Gerson Colon | 94805 | EMPLOYEE | Y | 1 | 1.5 | 01/01/2025 | 02/23/2024 | 2 | M | SJS | SJS | Gas Module | 20-776 | Physiologic Monitor Modules, Exhaled Carbon Dioxide | 440964 | GE Healthcare Technologies | E-MiniC-00 | 7136498 |  |  | 5102-23100 | SJS-Emergency Service | 16 | IU | Active
SJS2392 | PDAOHG | GE E-miniC Respiratory Single-width Airway Module | Gerson Colon | 94805 | EMPLOYEE | Y | 1 | 1.5 | 01/01/2025 | 02/05/2024 | 2 | M | SJS | SJS | Gas Module | 20-776 | Physiologic Monitor Modules, Exhaled Carbon Dioxide | 440964 | GE Healthcare Technologies | E-MiniC-00 | 7154561 |  |  | 5102-23100 | SJS-Emergency Service | 16 | IU | Active
SJS2393 | PDAOHG | GE E-miniC Respiratory Single-width Airway Module | Gerson Colon | 94805 | EMPLOYEE | Y | 1 | 1.5 | 01/01/2025 | 02/14/2024 | 2 | M | SJS | SJS | Gas Module | 20-776 | Physiologic Monitor Modules, Exhaled Carbon Dioxide | 440964 | GE Healthcare Technologies | E-MiniC-00 | 7154641 |  |  | 5102-23100 | SJS-Emergency Service | 16 | IU | Active
SJS2394 | P122 | Monitor, Blood Pressure, Invasive | Gerson Colon | 94805 | EMPLOYEE | Y | 1 | 0.75 | 01/01/2025 | 02/26/2024 | 2 | M | SJS | SJS | Intra-Compart Pressure Monitor | 17-196 | Manometers, Muscle Compartment | 101991 | Stryker Instruments | 0295-001-000 | 1427507763 |  |  | 5102-23100 | SJS-Emergency Service | 17 | IU | Active
SJS2395 | P10123 | -Pm Device Using Mfg Procedure | Gerson Colon | 94805 | EMPLOYEE | Y | 1 | 0.5 | 01/01/2025 | 01/30/2024 | 2 | M | SJS | SJS | LED Exam Light Mobil | 33-257 | Lights, Examination, Stand-Alone, High End | 452594 | Stryker Communications | 0682-400-405 | 100000000069668 |  |  | 5102-23100 | SJS-Emergency Service | 13 | IU | Active
SJS2396 | PGEANP | GE ANNUAL PDM | Darren Eaton | DAEAT | EMPLOYEE | Y | 1 | 0.5 | 09/01/2024 | 09/27/2023 | 2 | M | SJS | SJS | Patient Data Module | 20-784 | Physiologic Monitor Modules, Multiparameter | 440964 | GE Healthcare Technologies | 2016793-003 | SA314389013GA | PDMGC | PDM 3 | 5102-23100 | SJS-Emergency Service | 15 | IU | Active
SJS2397 | P10123 | -Pm Device Using Mfg Procedure | Gerson Colon | 94805 | EMPLOYEE | Y | 1 | 0.5 | 01/01/2025 | 02/20/2024 | 2 | M | SJS | SJS | Non Contact Tonometer | 24-811 | Ophthalmic Tonometers, Noncontact | 513931 | icare usa | TA011 | 1808AJ233 |  |  | 5102-23100 | SJS-Emergency Service | 12 | IU | Active
SJS2398 | PMOPHV | Monitors, Physiologic, Vital Signs | Gerson Colon | 94805 | EMPLOYEE | Y | 1 | 1 | 01/01/2025 | 02/21/2024 | 2 | M | SJS | SJS | Vital Signs Monitor | 25-209 | Monitors, Physiologic, Vital Signs | 101850 | Welch Allyn Inc A Subsidiary | VSM 6000 SERIES | 77100063103614 | EMESER | Emergency Service Jan | 5102-23100 | SJS-Emergency Service | 16 | IU | Active
SJS2399 | P10123 | -Pm Device Using Mfg Procedure | Gerson Colon | 94805 | EMPLOYEE | Y | 1 | 0.5 | 01/01/2025 | 01/30/2024 | 2 | M | SJS | SJS | LED Exam Light Mobil | 33-257 | Lights, Examination, Stand-Alone, High End | 452594 | Stryker Communications | 0682-400-405 | 100000000069662 |  |  | 5102-23100 | SJS-Emergency Service | 13 | IU | Active
SJS2400 | P10123 | -Pm Device Using Mfg Procedure | Gerson Colon | 94805 | EMPLOYEE | Y | 1 | 0.5 | 01/01/2025 | 01/30/2024 | 2 | M | SJS | SJS | LED Exam Light Mobil | 33-257 | Lights, Examination, Stand-Alone, High End | 452594 | Stryker Communications | 0682-400-405 | 100000000069655 |  |  | 5102-23100 | SJS-Emergency Service | 13 | IU | Active
SJS2401 | P10123 | -Pm Device Using Mfg Procedure | Gerson Colon | 94805 | EMPLOYEE | Y | 1 | 0.5 | 01/01/2025 | 01/30/2024 | 2 | M | SJS | SJS | LED Exam Light Mobil | 33-257 | Lights, Examination, Stand-Alone, High End | 452594 | Stryker Communications | 0682-400-405 | 100000000069673 |  |  | 5102-23100 | SJS-Emergency Service | 13 | IU | Active
SJS2402 | PGEANP | GE ANNUAL PDM | Darren Eaton | DAEAT | EMPLOYEE | Y | 1 | 0.5 | 09/01/2024 | 09/26/2023 | 2 | M | SJS | SJS | Patient Data Module | 20-784 | Physiologic Monitor Modules, Multiparameter | 440964 | GE Healthcare Technologies | 2016793-003 | SA314389015GA | PDMGC | PDM 3 | 5102-23100 | SJS-Emergency Service | 15 | IU | Active
SJS2403 | PGEANP | GE ANNUAL PDM | Darren Eaton | DAEAT | EMPLOYEE | Y | 1 | 0.5 | 09/01/2024 | 09/20/2023 | 2 | M | SJS | SJS | Patient Data Module | 20-784 | Physiologic Monitor Modules, Multiparameter | 440964 | GE Healthcare Technologies | 2016793-003 | SA314389086GA | PDMGC | PDM 3 | 5102-23100 | SJS-Emergency Service | 15 | IU | Active
SJS2404 | PGEANP | GE ANNUAL PDM | Gil Matos | GIMAT | EMPLOYEE | Y | 1 | 0.5 | 09/01/2024 | 09/07/2023 | 2 | M | SJS | SJS | Patient Data Module | 20-784 | Physiologic Monitor Modules, Multiparameter | 440964 | GE Healthcare Technologies | 2016793-003 | SA314525723GA | PDMET | PDM 2 | 5102-21500 | SJS-PACU | 16 | IU | Active
SJS2405 | PGEANP | GE ANNUAL PDM | Twanna Hardy | TWLUK | EMPLOYEE | Y | 1 | 0.5 | 09/01/2024 | 09/26/2023 | 2 | M | SJS | SJS | Patient Data Module | 20-784 | Physiologic Monitor Modules, Multiparameter | 440964 | GE Healthcare Technologies | 2016793-003 | SA314389053GA | PDMTN | PDM 1 | 5102-30695 | SJS-Interventional Services | 15 | IU | Active
SJS2406 | PGEANP | GE ANNUAL PDM | Darren Eaton | DAEAT | EMPLOYEE | Y | 1 | 0.5 | 09/01/2024 | 09/26/2023 | 2 | M | SJS | SJS | Patient Data Module | 20-784 | Physiologic Monitor Modules, Multiparameter | 440964 | GE Healthcare Technologies | 2016793-003 | SA314295452GA | PDMGC | PDM 3 | 5102-23100 | SJS-Emergency Service | 15 | IU | Active
SJS2407 | PGEANP | GE ANNUAL PDM | Darren Eaton | DAEAT | EMPLOYEE | Y | 1 | 0.5 | 09/01/2024 | 10/02/2023 | 2 | M | SJS | SJS | Patient Data Module | 20-784 | Physiologic Monitor Modules, Multiparameter | 440964 | GE Healthcare Technologies | 2016793-003 | SA314368827GA | PDMGC | PDM 3 | 5102-23100 | SJS-Emergency Service | 15 | IU | Active
SJS2408 | PANCAE | Annual Care E Vac 3 PM | Gerson Colon | 94805 | EMPLOYEE | Y | 1 | 0.5 | 07/01/2024 | 08/18/2023 | 2 | M | SJS | SJS | Portable Suction | 27-657 | Aspirators, Airway | 452041 | Ohio Medical Corp | 758000 | CDP0558 |  |  | 5102-23100 | SJS-Emergency Service | 13 | IU | Active
SJS2408 | P3YEB1 | 3 Year Battery Replacement and Annual Care E Vac 3 PM | Gerson Colon | 94805 | EMPLOYEE | Y | 3 | 1.2 | 07/01/2024 |  | 2 | M | SJS | SJS | Portable Suction | 27-657 | Aspirators, Airway | 452041 | Ohio Medical Corp | 758000 | CDP0558 |  |  | 5102-23100 | SJS-Emergency Service | 13 | IU | Active
SJS2409 | PANCAE | Annual Care E Vac 3 PM | Twanna Hardy | TWLUK | EMPLOYEE | Y | 1 | 0.5 | 07/01/2024 | 08/24/2023 | 2 | M | SJS | SJS | Portable Suction | 27-657 | Aspirators, Airway | 452041 | Ohio Medical Corp | 758000 | CDP0559 |  |  | 5102-22100 | SJS-Labor & Delivery | 13 | IU | Active
SJS2409 | P3YEB1 | 3 Year Battery Replacement and Annual Care E Vac 3 PM | Twanna Hardy | TWLUK | EMPLOYEE | Y | 3 | 1.2 | 07/01/2024 |  | 2 | M | SJS | SJS | Portable Suction | 27-657 | Aspirators, Airway | 452041 | Ohio Medical Corp | 758000 | CDP0559 |  |  | 5102-22100 | SJS-Labor & Delivery | 13 | IU | Active
SJS2410 | P183 | Slit Lamps. | Gerson Colon | 94805 | EMPLOYEE | Y | 1 | 0.9 | 01/01/2025 | 02/07/2024 | 2 | M | SJS | SJS | Slit Lamp | 12-281 | Slit Lamps | 418173 | Carl Zeiss Meditec Inc | SL 115 | 1092621 |  |  | 5102-23100 | SJS-Emergency Service | 16 | IU | Active
SJS2412 | PGEANP | GE ANNUAL PDM | Darren Eaton | DAEAT | EMPLOYEE | Y | 1 | 0.5 | 09/01/2024 | 10/27/2023 | 2 | M | SJS | SJS | Patient Data Module | 20-784 | Physiologic Monitor Modules, Multiparameter | 440964 | GE Healthcare Technologies | 2016793-003 | SA314462663GA | PDMGC | PDM 3 | 5102-23100 | SJS-Emergency Service | 16 | IU | Active
SJS2413 | P10123 | -Pm Device Using Mfg Procedure | Gerson Colon | 94805 | EMPLOYEE | M | 6 | 1 | 07/01/2024 | 01/10/2024 | 2 | M | SJS | SJS | Blanket Warmer | 10-414 | Warmers, Blanket | 331403 | MAC Medical Inc | SWC2460-TL-G-MB | 090414-706 |  |  | 5102-23100 | SJS-Emergency Service | 13 | IU | Active
SJS2414 | P10123 | -Pm Device Using Mfg Procedure | Gerson Colon | 94805 | EMPLOYEE | M | 6 | 1 | 07/01/2024 | 01/10/2024 | 2 | M | SJS | SJS | Blanket Warmer | 10-414 | Warmers, Blanket | 331403 | MAC Medical Inc | SWC2460-TL-G-MB | 090414-710 |  |  | 5102-23100 | SJS-Emergency Service | 13 | IU | Active
SJS2415 | PMOPHM | Monitors, Physiologic, Multipurpose | Gerson Colon | 94805 | EMPLOYEE | Y | 1 | 0.5 | 01/01/2025 | 01/24/2023 | 2 | M | SJS | SJS | Bedside Physiologic Monitor | 20-171 | Monitors, Physiologic, Multipurpose, Bedside, Modular | 440964 | GE Healthcare Technologies | B450 | SJA14370508HA |  |  | 5102-23100 | SJS-Emergency Service | 15 | IU | Active
SJS2416 | P179 | Scale, Patient. | Gerson Colon | 94805 | EMPLOYEE | Y | 1 | 0.5 | 01/01/2025 | 01/29/2024 | 2 | M | SJS | SJS | Digital Floor Scale | 18-458 | Scales, Patient, Platform, Electronic | 101735 | SR Instruments Inc | SR565i | 1173 |  |  | 5102-23100 | SJS-Emergency Service | 12 | IU | Active
SJS2418 | PMOPHM | Monitors, Physiologic, Multipurpose | Gerson Colon | 94805 | EMPLOYEE | Y | 1 | 0.5 | 01/01/2025 | 12/09/2022 | 2 | M | SJS | SJS | Bedside Physiologic Monitor | 20-171 | Monitors, Physiologic, Multipurpose, Bedside, Modular | 440964 | GE Healthcare Technologies | B450 | SJA14379843HA |  |  | 5102-23100 | SJS-Emergency Service | 15 | IU | Active
SJS2419 | PMOPHM | Monitors, Physiologic, Multipurpose | Gerson Colon | 94805 | EMPLOYEE | Y | 1 | 0.5 | 01/01/2025 | 12/08/2022 | 2 | M | SJS | SJS | Bedside Physiologic Monitor | 20-171 | Monitors, Physiologic, Multipurpose, Bedside, Modular | 440964 | GE Healthcare Technologies | B450 | SJA14370529HA |  |  | 5102-23100 | SJS-Emergency Service | 15 | IU | Active
SJS2420 | PMOPHM | Monitors, Physiologic, Multipurpose | Gerson Colon | 94805 | EMPLOYEE | Y | 1 | 0.5 | 01/01/2025 | 12/08/2022 | 2 | M | SJS | SJS | Bedside Physiologic Monitor | 20-171 | Monitors, Physiologic, Multipurpose, Bedside, Modular | 440964 | GE Healthcare Technologies | B450 | SJA14370494HA |  |  | 5102-23100 | SJS-Emergency Service | 15 | IU | Active
SJS2426 | P86 | Hyperthermia System, Manual Control. | Gerson Colon | 94805 | EMPLOYEE | Y | 1 | 0.7 | 01/01/2025 | 02/13/2024 | 2 | M | SJS | SJS | IV Fluid Warmers | 10-447 | Warming Units, Blood/Intravenous Solution | 452152 | Medical Solutions Inc | TEMP 3 | 7251 |  |  | 5102-23100 | SJS-Emergency Service | 13 | IU | Active
SJS2427 | PMOPHV | Monitors, Physiologic, Vital Signs | Gerson Colon | 94805 | EMPLOYEE | Y | 1 | 1 | 01/01/2025 | 02/29/2024 | 2 | M | SJS | SJS | Vital Signs Monitor | 25-209 | Monitors, Physiologic, Vital Signs | 101850 | Welch Allyn Inc A Subsidiary | VSM 6000 SERIES | 100060430316 | EMESER | Emergency Service Jan | 5102-23100 | SJS-Emergency Service | 16 | IU | Active
SJS2429 | P177 | Scale, Chair. | Gerson Colon | 94805 | EMPLOYEE | Y | 1 | 0.5 | 01/01/2025 | 01/29/2024 | 2 | M | SJS | SJS | Wheelchair Scale | 15-053 | Scales, Patient, Wheelchair | 101735 | SR Instruments Inc | SR725i | 6016 |  |  | 5102-23100 | SJS-Emergency Service | 12 | IU | Active
SJS2430 | PMOPHV | Monitors, Physiologic, Vital Signs | Gerson Colon | 94805 | EMPLOYEE | Y | 1 | 1 | 01/01/2025 | 02/16/2024 | 2 | M | SJS | SJS | Vital Signs Monitor | 25-209 | Monitors, Physiologic, Vital Signs | 101850 | Welch Allyn Inc A Subsidiary | VSM 6000 SERIES | 100058150316 | EMESER | Emergency Service Jan | 5102-23100 | SJS-Emergency Service | 16 | IU | Active
SJS2431 | PDAOHG | GE E-miniC Respiratory Single-width Airway Module | Gerson Colon | 94805 | EMPLOYEE | Y | 1 | 1.5 | 01/01/2025 | 02/05/2024 | 2 | M | SJS | SJS | Gas Module | 20-776 | Physiologic Monitor Modules, Exhaled Carbon Dioxide | 440964 | GE Healthcare Technologies | E-MiniC-00 | 7154539 |  |  | 5102-23100 | SJS-Emergency Service | 16 | IU | Active
SJS2432 | PDAOHG | GE E-miniC Respiratory Single-width Airway Module | Gerson Colon | 94805 | EMPLOYEE | Y | 1 | 1.5 | 01/01/2025 | 02/08/2024 | 2 | M | SJS | SJS | Gas Module | 20-776 | Physiologic Monitor Modules, Exhaled Carbon Dioxide | 440964 | GE Healthcare Technologies | E-MiniC-00 | 7154572 |  |  | 5102-23100 | SJS-Emergency Service | 16 | IU | Active
SJS2433 | P178 | Scale, Infant. | Gerson Colon | 94805 | EMPLOYEE | Y | 1 | 0.5 | 01/01/2025 | 01/29/2024 | 2 | M | SJS | SJS | Infant Scale | 13-462 | Scales, Infant | 108193 | Natus Medical Inc | 56350 | 4371 |  |  | 5102-23100 | SJS-Emergency Service | 12 | IU | Active
SJS2434 | P177 | Scale, Chair. | Gerson Colon | 94805 | EMPLOYEE | Y | 1 | 0.5 | 01/01/2025 | 01/29/2024 | 2 | M | SJS | SJS | Wheelchair Scale | 15-053 | Scales, Patient, Wheelchair | 101735 | SR Instruments Inc | SR725i | 6034 |  |  | 5102-23100 | SJS-Emergency Service | 12 | IU | Active
SJS2435 | PMOPHV | Monitors, Physiologic, Vital Signs | Gerson Colon | 94805 | EMPLOYEE | Y | 1 | 1 | 01/01/2025 | 02/15/2024 | 2 | M | SJS | SJS | Vital Signs Monitor | 25-209 | Monitors, Physiologic, Vital Signs | 101850 | Welch Allyn Inc A Subsidiary | VSM 6000 SERIES | 100063083614 | EMESER | Emergency Service Jan | 5102-23100 | SJS-Emergency Service | 16 | IU | Active
SJS2436 | PMOPHV | Monitors, Physiologic, Vital Signs | Gerson Colon | 94805 | EMPLOYEE | Y | 1 | 1 | 01/01/2025 | 02/21/2024 | 2 | M | SJS | SJS | Vital Signs Monitor | 25-209 | Monitors, Physiologic, Vital Signs | 101850 | Welch Allyn Inc A Subsidiary | VSM 6000 SERIES | 100015994614 | EMESER | Emergency Service Jan | 5102-23100 | SJS-Emergency Service | 16 | IU | Active
SJS2437 | P179 | Scale, Patient. | Gerson Colon | 94805 | EMPLOYEE | Y | 1 | 0.5 | 01/01/2025 | 01/29/2024 | 2 | M | SJS | SJS | Digital Floor Scale | 18-458 | Scales, Patient, Platform, Electronic | 101735 | SR Instruments Inc | SR565i | 1177 |  |  | 5102-23100 | SJS-Emergency Service | 12 | IU | Active
SJS2440 | P10123 | -Pm Device Using Mfg Procedure | Gerson Colon | 94805 | EMPLOYEE | Y | 1 | 0.8 | 01/01/2025 | 02/20/2024 | 2 | M | SJS | SJS | Antepartum Fetal Monitor | 34-428 | Monitors, Physiologic, Fetal | 439946 | GE Healthcare USA | 172 | SAS14022024SA |  |  | 5102-23100 | SJS-Emergency Service | 16 | IU | Active
SJS2441 | PMOPHM | Monitors, Physiologic, Multipurpose | Gerson Colon | 94805 | EMPLOYEE | Y | 1 | 0.5 | 01/01/2025 | 12/08/2022 | 2 | M | SJS | SJS | Bedside Physiologic Monitor | 20-171 | Monitors, Physiologic, Multipurpose, Bedside, Modular | 440964 | GE Healthcare Technologies | B450 | SJA14370502HA |  |  | 5102-23100 | SJS-Emergency Service | 15 | IU | Active
SJS2442 | P10123 | -Pm Device Using Mfg Procedure | Gerson Colon | 94805 | EMPLOYEE | Y | 1 | 0.3 | 01/01/2025 | 02/26/2024 | 2 | M | SJS | SJS | Cast Saw Vacuum | 10-656 | Cast Cutter Vacuums | 101991 | Stryker Instruments | 986 | 1429000539 |  |  | 5102-23100 | SJS-Emergency Service | 12 | IU | Active
SJS2443 | P10123 | -Pm Device Using Mfg Procedure | Gerson Colon | 94805 | EMPLOYEE | Y | 1 | 0.75 | 01/01/2025 | 02/26/2024 | 2 | M | SJS | SJS | Cast Cutter | 16-340 | Saws, Cast, Electric | 101991 | Stryker Instruments | 940 | 1335000249 |  |  | 5102-23100 | SJS-Emergency Service | 13 | IU | Active
SJS2444 | PDAOHG | GE E-miniC Respiratory Single-width Airway Module | Gerson Colon | 94805 | EMPLOYEE | Y | 1 | 1.5 | 01/01/2025 | 02/05/2024 | 2 | M | SJS | SJS | Gas Module | 20-776 | Physiologic Monitor Modules, Exhaled Carbon Dioxide | 440964 | GE Healthcare Technologies | E-MiniC-00 | 7200267 |  |  | 5102-23100 | SJS-Emergency Service | 16 | IU | Active
SJS2445 | PGEANP | GE ANNUAL PDM | Darren Eaton | DAEAT | EMPLOYEE | Y | 1 | 0.5 | 09/01/2024 | 10/02/2023 | 2 | M | SJS | SJS | Patient Data Module | 20-784 | Physiologic Monitor Modules, Multiparameter | 440964 | GE Healthcare Technologies | 2016793-003 | SA314505393GA | PDMGC | PDM 3 | 5102-23100 | SJS-Emergency Service | 16 | IU | Active
SJS2446 | PGEANP | GE ANNUAL PDM | Darren Eaton | DAEAT | EMPLOYEE | Y | 1 | 0.5 | 09/01/2024 | 09/28/2023 | 2 | M | SJS | SJS | Patient Data Module | 20-784 | Physiologic Monitor Modules, Multiparameter | 440964 | GE Healthcare Technologies | 2016793-003 | SA314525709GA | PDMGC | PDM 3 | 5102-23100 | SJS-Emergency Service | 16 | IU | Active
SJS2447 | PANCAE | Annual Care E Vac 3 PM | Twanna Hardy | TWLUK | EMPLOYEE | Y | 1 | 0.5 | 07/01/2024 | 08/18/2023 | 2 | M | SJS | SJS | Portable Suction | 27-657 | Aspirators, Airway | 452041 | Ohio Medical Corp | 758000 | CEV3X00155 |  |  | 5102-85400 | SJS-Materials Mgmt Purch (Sys Au) | 12 | IU | Active
SJS2447 | P3YEB1 | 3 Year Battery Replacement and Annual Care E Vac 3 PM | Twanna Hardy | TWLUK | EMPLOYEE | Y | 3 | 1.2 | 07/01/2024 |  | 2 | M | SJS | SJS | Portable Suction | 27-657 | Aspirators, Airway | 452041 | Ohio Medical Corp | 758000 | CEV3X00155 |  |  | 5102-85400 | SJS-Materials Mgmt Purch (Sys Au) | 12 | IU | Active
SJS2448 | PSAFIN | Safety Inspection | Thomas Odaris | 85190 | EMPLOYEE | Y | 1 | 0.25 | 06/01/2024 | 07/03/2023 | 2 | M | SJS | SJS | Microconvex Array Probe | 14-121END | Transducers, Ultrasonic, Endocavity | 439946 | GE Healthcare USA | IC5-9-D | 713453WX9 |  |  | 5102-33900 | SJS-Ultrasound | 16 | IU | Active
SJS2449 | P179 | Scale, Patient. | Darren Eaton | DAEAT | EMPLOYEE | Y | 1 | 0.5 | 04/01/2024 | 05/03/2023 | 2 | M | SJS | SJS | Digital Floor Scale | 18-458 | Scales, Patient, Platform, Electronic | 101735 | SR Instruments Inc | SR565i | 1172 | PROCAR | Progressive Care Unit | 5102-13100 | SJS-Intensive Care Unit I | 12 | IU | Active
SJS2450 | P179 | Scale, Patient. | Gerson Colon | 94805 | EMPLOYEE | Y | 1 | 0.5 | 01/01/2025 | 02/21/2024 | 2 | M | SJS | SJS | Digital Floor Scale | 18-458 | Scales, Patient, Platform, Electronic | 101735 | SR Instruments Inc | SR565i | 1175 |  |  | 5102-23100 | SJS-Emergency Service | 12 | IU | Active
SJS2452 | P10123 | -Pm Device Using Mfg Procedure | Gerson Colon | 94805 | EMPLOYEE | Y | 1 | 0.5 | 01/01/2025 | 02/13/2024 | 2 | M | SJS | SJS | Video Laryngoscope | 23-532 | Laryngoscopes, Rigid, Video | 451928 | Verathon Inc | Glidescope | AN145348 |  |  | 5102-23100 | SJS-Emergency Service | 12 | IU | Active
SJS2454 | PANCAE | Annual Care E Vac 3 PM | Twanna Hardy | TWLUK | EMPLOYEE | Y | 1 | 0.5 | 07/01/2024 | 08/24/2023 | 2 | M | SJS | SJS | Portable Suction | 27-657 | Aspirators, Airway | 452041 | Ohio Medical Corp | 758000 | CDP0555 |  |  | 5102-85400 | SJS-Materials Mgmt Purch (Sys Au) | 12 | IU | Active
SJS2454 | P3YEB1 | 3 Year Battery Replacement and Annual Care E Vac 3 PM | Twanna Hardy | TWLUK | EMPLOYEE | Y | 3 | 1.2 | 07/01/2024 |  | 2 | M | SJS | SJS | Portable Suction | 27-657 | Aspirators, Airway | 452041 | Ohio Medical Corp | 758000 | CDP0555 |  |  | 5102-85400 | SJS-Materials Mgmt Purch (Sys Au) | 12 | IU | Active
SJS2455 | PANCAE | Annual Care E Vac 3 PM | Twanna Hardy | TWLUK | EMPLOYEE | Y | 1 | 0.5 | 07/01/2024 | 08/15/2023 | 2 | M | SJS | SJS | Portable Suction | 27-657 | Aspirators, Airway | 452041 | Ohio Medical Corp | 758000 | CDP0556 |  |  | 5102-85400 | SJS-Materials Mgmt Purch (Sys Au) | 12 | IU | Active
SJS2455 | P3YEB1 | 3 Year Battery Replacement and Annual Care E Vac 3 PM | Twanna Hardy | TWLUK | EMPLOYEE | Y | 3 | 1.2 | 07/01/2024 |  | 2 | M | SJS | SJS | Portable Suction | 27-657 | Aspirators, Airway | 452041 | Ohio Medical Corp | 758000 | CDP0556 |  |  | 5102-85400 | SJS-Materials Mgmt Purch (Sys Au) | 12 | IU | Active
SJS2456 | PANCAE | Annual Care E Vac 3 PM | Twanna Hardy | TWLUK | EMPLOYEE | Y | 1 | 0.5 | 07/01/2024 | 08/24/2023 | 2 | M | SJS | SJS | Portable Suction | 27-657 | Aspirators, Airway | 452041 | Ohio Medical Corp | 758000 | CDP0551 |  |  | 5102-85400 | SJS-Materials Mgmt Purch (Sys Au) | 12 | IU | Active
SJS2456 | P3YEB1 | 3 Year Battery Replacement and Annual Care E Vac 3 PM | Twanna Hardy | TWLUK | EMPLOYEE | Y | 3 | 1.2 | 07/01/2024 |  | 2 | M | SJS | SJS | Portable Suction | 27-657 | Aspirators, Airway | 452041 | Ohio Medical Corp | 758000 | CDP0551 |  |  | 5102-85400 | SJS-Materials Mgmt Purch (Sys Au) | 12 | IU | Active
SJS2457 | PANCAE | Annual Care E Vac 3 PM | Twanna Hardy | TWLUK | EMPLOYEE | Y | 1 | 0.5 | 07/01/2024 | 08/22/2023 | 2 | M | SJS | SJS | Portable Suction | 27-657 | Aspirators, Airway | 452041 | Ohio Medical Corp | 758000 | CDP0562 |  |  | 5102-85400 | SJS-Materials Mgmt Purch (Sys Au) | 12 | IU | Active
SJS2457 | P3YEB1 | 3 Year Battery Replacement and Annual Care E Vac 3 PM | Twanna Hardy | TWLUK | EMPLOYEE | Y | 3 | 1.2 | 07/01/2024 |  | 2 | M | SJS | SJS | Portable Suction | 27-657 | Aspirators, Airway | 452041 | Ohio Medical Corp | 758000 | CDP0562 |  |  | 5102-85400 | SJS-Materials Mgmt Purch (Sys Au) | 12 | IU | Active
SJS2459 | PDAOHG | GE E-miniC Respiratory Single-width Airway Module | Gil Matos | GIMAT | EMPLOYEE | Y | 1 | 1.5 | 03/01/2025 | 03/01/2024 | 2 | M | SJS | SJS | Gas Module | 20-776 | Physiologic Monitor Modules, Exhaled Carbon Dioxide | 440964 | GE Healthcare Technologies | E-MiniC-00 | 7003589 |  |  | 5102-21500 | SJS-PACU | 16 | IU | Active
SJS2460 | PMOPHM | Monitors, Physiologic, Multipurpose | Gil Matos | GIMAT | EMPLOYEE | Y | 1 | 0.5 | 03/01/2025 | 03/01/2023 | 2 | M | SJS | SJS | Bedside Physiologic Monitor | 20-171 | Monitors, Physiologic, Multipurpose, Bedside, Modular | 440964 | GE Healthcare Technologies | B650 v1 | sew14313671ha |  |  | 5102-21500 | SJS-PACU | 16 | IU | Active
SJS2461 | PDAOHG | GE E-miniC Respiratory Single-width Airway Module | Gil Matos | GIMAT | EMPLOYEE | Y | 1 | 1.5 | 03/01/2025 | 03/11/2024 | 2 | M | SJS | SJS | Gas Module | 20-776 | Physiologic Monitor Modules, Exhaled Carbon Dioxide | 440964 | GE Healthcare Technologies | E-MiniC-00 | 7003587 |  |  | 5102-21500 | SJS-PACU | 16 | IU | Active
SJS2462 | PMOPHM | Monitors, Physiologic, Multipurpose | Gil Matos | GIMAT | EMPLOYEE | Y | 1 | 0.5 | 03/01/2025 | 03/03/2023 | 2 | M | SJS | SJS | Bedside Physiologic Monitor | 20-171 | Monitors, Physiologic, Multipurpose, Bedside, Modular | 440964 | GE Healthcare Technologies | B650 v1 | sew14313699ha |  |  | 5102-21500 | SJS-PACU | 16 | IU | Active
SJS2463 | PSAFIN | Safety Inspection | Gerson Colon | 94805 | EMPLOYEE | Y | 1 | 0.3 | 09/01/2024 | 10/20/2023 | 2 | M | SJS | SJS | Facility Boom | 22-613 | Facility Booms, Ceiling-Mounted | 452594 | Stryker Communications | TP-622 | 02127480 |  |  | 5102-30695 | SJS-Interventional Services | 12 | IU | Active
SJS2467 | P10123 | -Pm Device Using Mfg Procedure | Gerson Colon | 94805 | EMPLOYEE | Y | 1 | 1 | 08/01/2024 | 08/30/2023 | 1 | M | SJS | SJS | External Pacemaker, Dual Chann | 12-912 | Pacemakers, Cardiac, External, Invasive Electrode, Transvenous | 371766 | Oscor Inc | Pace 203 H | 1443020 |  |  | 5102-30695 | SJS-Interventional Services | 40 | LS | High Risk
SJS2468 | PMOPHM | Monitors, Physiologic, Multipurpose | Gerson Colon | 94805 | EMPLOYEE | Y | 1 | 0.5 | 09/01/2024 | 09/29/2023 | 2 | M | SJS | SJS | Bedside Physiologic Monitor | 20-171 | Monitors, Physiologic, Multipurpose, Bedside, Modular | 440964 | GE Healthcare Technologies | B450 | SJA14403426HA |  |  | 5102-30695 | SJS-Interventional Services | 15 | IU | Active
SJS2469 | PDAOHG | GE E-miniC Respiratory Single-width Airway Module | Gerson Colon | 94805 | EMPLOYEE | Y | 1 | 1.5 | 09/01/2024 | 10/04/2023 | 2 | M | SJS | SJS | Gas Module | 20-776 | Physiologic Monitor Modules, Exhaled Carbon Dioxide | 440964 | GE Healthcare Technologies | E-MiniC-00 | 7154655 |  |  | 5102-30695 | SJS-Interventional Services | 16 | IU | Active
SJS2470 | PMOPHM | Monitors, Physiologic, Multipurpose | Gerson Colon | 94805 | EMPLOYEE | Y | 1 | 0.5 | 09/01/2024 | 09/29/2023 | 2 | M | SJS | SJS | Bedside Physiologic Monitor | 20-171 | Monitors, Physiologic, Multipurpose, Bedside, Modular | 440964 | GE Healthcare Technologies | B450 | SJA14403423HA |  |  | 5102-30695 | SJS-Interventional Services | 15 | IU | Active
SJS2471 | PDAOHG | GE E-miniC Respiratory Single-width Airway Module | Gerson Colon | 94805 | EMPLOYEE | Y | 1 | 1.5 | 09/01/2024 | 09/27/2023 | 2 | M | SJS | SJS | Gas Module | 20-776 | Physiologic Monitor Modules, Exhaled Carbon Dioxide | 440964 | GE Healthcare Technologies | E-MiniC-00 | 7156735 |  |  | 5102-30695 | SJS-Interventional Services | 16 | IU | Active
SJS2472 | PGEANP | GE ANNUAL PDM | Gil Matos | GIMAT | EMPLOYEE | Y | 1 | 0.5 | 09/01/2024 | 09/27/2023 | 2 | M | SJS | SJS | Patient Data Module | 20-784 | Physiologic Monitor Modules, Multiparameter | 440964 | GE Healthcare Technologies | 2016793-003 | sa314337167ga | PDMET | PDM 2 | 5102-21500 | SJS-PACU | 15 | IU | Active
SJS2473 | PMOPHM | Monitors, Physiologic, Multipurpose | Gerson Colon | 94805 | EMPLOYEE | Y | 1 | 0.5 | 09/01/2024 | 09/29/2023 | 2 | M | SJS | SJS | Bedside Physiologic Monitor | 20-171 | Monitors, Physiologic, Multipurpose, Bedside, Modular | 440964 | GE Healthcare Technologies | B450 | SJA14403427HA |  |  | 5102-30695 | SJS-Interventional Services | 15 | IU | Active
SJS2474 | PMOPHM | Monitors, Physiologic, Multipurpose | Gerson Colon | 94805 | EMPLOYEE | Y | 1 | 0.5 | 09/01/2024 | 09/27/2023 | 2 | M | SJS | SJS | Bedside Physiologic Monitor | 20-171 | Monitors, Physiologic, Multipurpose, Bedside, Modular | 440964 | GE Healthcare Technologies | B450 | SJA14495869HA |  |  | 5102-30695 | SJS-Interventional Services | 16 | IU | Active
SJS2475 | PMOPHM | Monitors, Physiologic, Multipurpose | Gerson Colon | 94805 | EMPLOYEE | Y | 1 | 0.5 | 09/01/2024 | 09/27/2023 | 2 | M | SJS | SJS | Bedside Physiologic Monitor | 20-171 | Monitors, Physiologic, Multipurpose, Bedside, Modular | 440964 | GE Healthcare Technologies | B450 | SJA14381870HA |  |  | 5102-30695 | SJS-Interventional Services | 16 | IU | Active
SJS2476 | P--ORS | --- OR Safety Inspection --- | Gerson Colon | 94805 | EMPLOYEE | M | 6 | 0.25 | 06/01/2024 | 07/18/2023 | 2 | M | SJS | SJS | Angiojet Console | 27-009 | Embolectomy/Thrombectomy Systems, Hydrodynamic, Intravascular | 107135 | Boston Scientific Corp | 5000A | U6029 |  |  | 5102-30695 | SJS-Interventional Services | 20 | IU | Active
SJS2476 | P-VPM | -Vendor PM | Gerson Colon | 94805 | EMPLOYEE | Y | 1 | 1 | 12/01/2024 | 01/24/2024 | 2 | M | SJS | SJS | Angiojet Console | 27-009 | Embolectomy/Thrombectomy Systems, Hydrodynamic, Intravascular | 107135 | Boston Scientific Corp | 5000A | U6029 |  |  | 5102-30695 | SJS-Interventional Services | 20 | IU | Active
SJS2477 | P10123 | -Pm Device Using Mfg Procedure | Gerson Colon | 94805 | EMPLOYEE | M | 6 | 1 | 09/01/2024 | 03/01/2024 | 2 | M | SJS | SJS | Blanket Warmer | 10-414 | Warmers, Blanket | 331403 | MAC Medical Inc | DWC2424-TL-G-MB | 090914-707 |  |  | 5102-30695 | SJS-Interventional Services | 13 | IU | Active
SJS2483 | PMOPHM | Monitors, Physiologic, Multipurpose | Gerson Colon | 94805 | EMPLOYEE | Y | 1 | 0.5 | 09/01/2024 | 09/29/2023 | 2 | M | SJS | SJS | Bedside Physiologic Monitor | 20-171 | Monitors, Physiologic, Multipurpose, Bedside, Modular | 440964 | GE Healthcare Technologies | B450 | SJA14403425HA |  |  | 5102-30695 | SJS-Interventional Services | 15 | IU | Active
SJS2484 | PDAOHG | GE E-miniC Respiratory Single-width Airway Module | Gerson Colon | 94805 | EMPLOYEE | Y | 1 | 1.5 | 09/01/2024 | 10/05/2023 | 2 | M | SJS | SJS | Gas Module | 20-776 | Physiologic Monitor Modules, Exhaled Carbon Dioxide | 440964 | GE Healthcare Technologies | E-MiniC-00 | 7154654 |  |  | 5102-30695 | SJS-Interventional Services | 16 | IU | Active
SJS2485 | PMOPHV | Monitors, Physiologic, Vital Signs | Gil Matos | GIMAT | EMPLOYEE | Y | 1 | 0.6 | 12/01/2024 | 12/05/2023 | 2 | M | SJS | SJS | Vital Signs Monitor | 25-209 | Monitors, Physiologic, Vital Signs | 101850 | Welch Allyn Inc A Subsidiary | VSM 6000 SERIES | 100052115217 |  |  | 5102-12213 | SJS-Med/Surg/Tele Overflow 3North | 15 | IU | Active
SJS2486 | P10123 | -Pm Device Using Mfg Procedure | Gerson Colon | 94805 | EMPLOYEE | M | 6 | 1 | 09/01/2024 | 03/01/2024 | 2 | M | SJS | SJS | Blanket Warmer | 10-414 | Warmers, Blanket | 331403 | MAC Medical Inc | SWC1827-TL-G-MS | 090414-707 |  |  | 5102-30695 | SJS-Interventional Services | 13 | IU | Active
SJS2487 | PMOPHM | Monitors, Physiologic, Multipurpose | Gerson Colon | 94805 | EMPLOYEE | Y | 1 | 0.5 | 09/01/2024 | 09/29/2023 | 2 | M | SJS | SJS | Bedside Physiologic Monitor | 20-171 | Monitors, Physiologic, Multipurpose, Bedside, Modular | 440964 | GE Healthcare Technologies | B450 | SJA14403424HA |  |  | 5102-30695 | SJS-Interventional Services | 15 | IU | Active
SJS2488 | PMOPHM | Monitors, Physiologic, Multipurpose | Gerson Colon | 94805 | EMPLOYEE | Y | 1 | 0.5 | 09/01/2024 | 10/02/2023 | 2 | M | SJS | SJS | Bedside Physiologic Monitor | 20-171 | Monitors, Physiologic, Multipurpose, Bedside, Modular | 440964 | GE Healthcare Technologies | B450 | SJA14392410HA |  |  | 5102-30695 | SJS-Interventional Services | 15 | IU | Active
SJS2489 | PGEANP | GE ANNUAL PDM | Gerson Colon | 94805 | EMPLOYEE | Y | 1 | 0.5 | 09/01/2024 | 09/20/2023 | 2 | M | SJS | SJS | Patient Data Module | 20-784 | Physiologic Monitor Modules, Multiparameter | 440964 | GE Healthcare Technologies | 2016793-003 | SA314431441GA | PDMET | PDM 2 | 5102-21355 | SJS-Preop Surgical | 16 | IU | Active
SJS2490 | PGEANP | GE ANNUAL PDM | Gil Matos | GIMAT | EMPLOYEE | Y | 1 | 0.5 | 09/01/2024 | 09/28/2023 | 2 | M | SJS | SJS | Patient Data Module | 20-784 | Physiologic Monitor Modules, Multiparameter | 440964 | GE Healthcare Technologies | 2016793-003 | sa314336978ga | PDMET | PDM 2 | 5102-21500 | SJS-PACU | 15 | IU | Active
SJS2492 | P10123 | -Pm Device Using Mfg Procedure | Twanna Hardy | TWLUK | EMPLOYEE | Y | 1 | 0.8 | 02/01/2025 | 01/29/2024 | 2 | M | SJS | SJS | Maternal/Fetal Monitor Color | 34-428 | Monitors, Physiologic, Fetal | 439946 | GE Healthcare USA | 259CX-C | SDL14413831PAS |  |  | 5102-22100 | SJS-Labor & Delivery | 16 | IU | Active
SJS2498 | PANCAE | Annual Care E Vac 3 PM | Gerson Colon | 94805 | EMPLOYEE | Y | 1 | 0.5 | 07/01/2024 | 08/24/2023 | 2 | M | SJS | SJS | Portable Suction | 27-657 | Aspirators, Airway | 452041 | Ohio Medical Corp | 758000 | CDP0560 |  |  | 5102-21355 | SJS-Preop Surgical | 13 | IU | Active
SJS2498 | P3YEB1 | 3 Year Battery Replacement and Annual Care E Vac 3 PM | Gerson Colon | 94805 | EMPLOYEE | Y | 3 | 1.2 | 07/01/2024 |  | 2 | M | SJS | SJS | Portable Suction | 27-657 | Aspirators, Airway | 452041 | Ohio Medical Corp | 758000 | CDP0560 |  |  | 5102-21355 | SJS-Preop Surgical | 13 | IU | Active
SJS2499 | PGEANP | GE ANNUAL PDM | Gil Matos | GIMAT | EMPLOYEE | Y | 1 | 0.5 | 09/01/2024 | 09/07/2023 | 2 | M | SJS | SJS | Patient Data Module | 20-784 | Physiologic Monitor Modules, Multiparameter | 440964 | GE Healthcare Technologies | 2016793-003 | SA314337094GA | PDMET | PDM 2 | 5102-21500 | SJS-PACU | 15 | IU | Active
SJS2500 | PGEANP | GE ANNUAL PDM | Darren Eaton | DAEAT | EMPLOYEE | Y | 1 | 0.5 | 09/01/2024 | 09/06/2023 | 2 | M | SJS | SJS | Patient Data Module | 20-784 | Physiologic Monitor Modules, Multiparameter | 440964 | GE Healthcare Technologies | 2016793-003 | SA314473649GA | PDMTN | PDM 1 | 5102-13100 | SJS-Intensive Care Unit I | 16 | IU | Active
SJS2501 | PGEANP | GE ANNUAL PDM | Darren Eaton | DAEAT | EMPLOYEE | Y | 1 | 0.5 | 09/01/2024 | 09/15/2023 | 2 | M | SJS | SJS | Patient Data Module | 20-784 | Physiologic Monitor Modules, Multiparameter | 440964 | GE Healthcare Technologies | 2016793-003 | SA314473586GA | PDMTN | PDM 1 | 5102-13100 | SJS-Intensive Care Unit I | 16 | IU | Active
SJS2502 | PGEANP | GE ANNUAL PDM | Twanna Hardy | TWLUK | EMPLOYEE | Y | 1 | 0.5 | 09/01/2024 | 09/26/2023 | 2 | M | SJS | SJS | Patient Data Module | 20-784 | Physiologic Monitor Modules, Multiparameter | 440964 | GE Healthcare Technologies | 2016793-003 | SA314483670GA | PDMTN | PDM 1 | 5102-30695 | SJS-Interventional Services | 16 | IU | Active
SJS2503 | P10123 | -Pm Device Using Mfg Procedure | Gil Matos | GIMAT | EMPLOYEE | Y | 1 | 0.92 | 05/01/2024 | 06/26/2023 | 2 | M | SJS | SJS | Bladder Vol and Mass Ultrasnd | 34-698 | Scanning Systems, Ultrasonic, Small-Parts, Urinary Bladder | 103625 | Medline Industries Inc | MDSB10700 | BC700-G9260409 |  |  | 5102-12210 | SJS-Med/Surg Unit II 4East | 17 | IU | Active
SJS2504 | P10123 | -Pm Device Using Mfg Procedure | Gil Matos | GIMAT | EMPLOYEE | Y | 1 | 0.5 | 05/01/2024 | 06/15/2023 | 2 | M | SJS | SJS | Lateral Air Transfer System | 19-016 | Patient Transfer Aids, Lateral Transfer | 271227 | Stryker Medical | 3060 | 1410123461 |  |  | 5102-12210 | SJS-Med/Surg Unit II 4East | 13 | IU | Active
SJS2505 | P80CAA | 8015 CareFusion Alaris Pump | Gil Matos | GIMAT | EMPLOYEE | Y | 2 | 1 | 08/01/2025 | 10/10/2023 | 6 | M | SJS | SJS | Pump Control Unit 5.7 Screen | 26-655 | Controllers, Infusion Pump Systems, Programmable | 378348 | BD | 8015LS | 14676428 | LVP | Alaris 2 | 5102-12213 | SJS-Med/Surg/Tele Overflow 3North | 20 | IU | Active
SJS2506 | P81CAA | 8100 CareFusion Alaris Pump | Gil Matos | GIMAT | EMPLOYEE | Y | 1 | 0.75 | 08/01/2024 | 08/28/2023 | 6 | M | SJS | SJS | Large Volume Pump Module | 13-215 | Infusion Pumps, Multitherapy | 378348 | BD | 8100 | 14141713 | LVP | Alaris 2 | 5102-12213 | SJS-Med/Surg/Tele Overflow 3North | 20 | IU | Active
SJS2507 | P81CAA | 8100 CareFusion Alaris Pump | Darren Eaton | DAEAT | EMPLOYEE | Y | 1 | 0.75 | 08/01/2024 | 08/30/2023 | 6 | M | SJS | SJS | Large Volume Pump Module | 13-215 | Infusion Pumps, Multitherapy | 378348 | BD | 8100 | 14200132 | LVP | Alaris 2 | 5102-23100 | SJS-Emergency Service | 20 | IU | Active
SJS2508 | P80CAA | 8015 CareFusion Alaris Pump | Darren Eaton | DAEAT | EMPLOYEE | Y | 2 | 1 | 08/01/2025 | 12/13/2023 | 6 | M | SJS | SJS | Pump Control Unit 5.7 Screen | 26-655 | Controllers, Infusion Pump Systems, Programmable | 378348 | BD | 8015LS | 14331068 | LVP | Alaris 2 | 5102-13100 | SJS-Intensive Care Unit I | 21 | IU | Active
SJS2510 | P10123 | -Pm Device Using Mfg Procedure | Gil Matos | GIMAT | EMPLOYEE | Y | 1 | 0.75 | 06/01/2024 | 08/23/2023 | 6 | M | SJS | SJS | Patient Controlled Pump | 16-924 | Infusion Pumps, Analgesic, Patient-Controlled | 378348 | BD | 8120 | 14193710 | PCA | Alaris 8120 | 5102-21500 | SJS-PACU | 20 | IU | Active
SJS2511 | P81CAA | 8100 CareFusion Alaris Pump | Gil Matos | GIMAT | EMPLOYEE | Y | 1 | 0.75 | 08/01/2024 | 08/18/2023 | 6 | M | SJS | SJS | Large Volume Pump Module | 13-215 | Infusion Pumps, Multitherapy | 378348 | BD | 8100 | 14718222 | LVP | Alaris 2 | 5102-12213 | SJS-Med/Surg/Tele Overflow 3North | 20 | IU | Active
SJS2513 | P81CAA | 8100 CareFusion Alaris Pump | Darren Eaton | DAEAT | EMPLOYEE | Y | 1 | 0.75 | 08/01/2024 | 09/05/2023 | 6 | M | SJS | SJS | Large Volume Pump Module | 13-215 | Infusion Pumps, Multitherapy | 378348 | BD | 8100 | 14515886 | LVP | Alaris 2 | 5102-37250 | SJS-Outpatient Infusion Therapy | 20 | IU | Active
SJS2514 | P81CAA | 8100 CareFusion Alaris Pump | Darren Eaton | DAEAT | EMPLOYEE | Y | 1 | 0.75 | 08/01/2024 | 12/16/2023 | 6 | M | SJS | SJS | Large Volume Pump Module | 13-215 | Infusion Pumps, Multitherapy | 378348 | BD | 8100 | 14200281 | LVP | Alaris 2 | 5102-12225 | SJS-Med/Surg Unit I 4West | 20 | IU | Active
SJS2515 | P80CAA | 8015 CareFusion Alaris Pump | Darren Eaton | DAEAT | EMPLOYEE | Y | 2 | 1 | 08/01/2025 | 12/22/2023 | 6 | M | SJS | SJS | Pump Control Unit 5.7 Screen | 26-655 | Controllers, Infusion Pump Systems, Programmable | 378348 | BD | 8015LS | 14191427 | LVP | Alaris 2 | 5102-13100 | SJS-Intensive Care Unit I | 21 | IU | Active
SJS2516 | P81CAA | 8100 CareFusion Alaris Pump | Gil Matos | GIMAT | EMPLOYEE | Y | 1 | 0.75 | 08/01/2024 | 08/30/2023 | 6 | M | SJS | SJS | Large Volume Pump Module | 13-215 | Infusion Pumps, Multitherapy | 378348 | BD | 8100 | 14718085 | LVP | Alaris 2 | 5102-12213 | SJS-Med/Surg/Tele Overflow 3North | 20 | IU | Active
SJS2517 | P81CAA | 8100 CareFusion Alaris Pump | Darren Eaton | DAEAT | EMPLOYEE | Y | 1 | 0.75 | 08/01/2024 | 10/18/2023 | 6 | M | SJS | SJS | Large Volume Pump Module | 13-215 | Infusion Pumps, Multitherapy | 378348 | BD | 8100 | 14200142 | LVP | Alaris 2 | 5102-22100 | SJS-Labor & Delivery | 20 | IU | Active
SJS2518 | P81CAA | 8100 CareFusion Alaris Pump | Darren Eaton | DAEAT | EMPLOYEE | Y | 1 | 0.75 | 08/01/2024 | 12/16/2023 | 6 | M | SJS | SJS | Large Volume Pump Module | 13-215 | Infusion Pumps, Multitherapy | 378348 | BD | 8100 | 14323693 | LVP | Alaris 2 | 5102-13100 | SJS-Intensive Care Unit I | 20 | IU | Active
SJS2519 | P80CAA | 8015 CareFusion Alaris Pump | Gil Matos | GIMAT | EMPLOYEE | Y | 2 | 1 | 08/01/2025 | 10/26/2023 | 6 | M | SJS | SJS | Pump Control Unit 5.7 Screen | 26-655 | Controllers, Infusion Pump Systems, Programmable | 378348 | BD | 8015LS | 14134515 | ALATM | Alaris 3 | 5102-12210 | SJS-Med/Surg Unit II 4East | 20 | IU | Active
SJS2520 | P81CAA | 8100 CareFusion Alaris Pump | Darren Eaton | DAEAT | EMPLOYEE | Y | 1 | 0.75 | 08/01/2024 | 08/29/2023 | 6 | M | SJS | SJS | Large Volume Pump Module | 13-215 | Infusion Pumps, Multitherapy | 378348 | BD | 8100 | 14532190 | LVP | Alaris 2 | 5102-22100 | SJS-Labor & Delivery | 20 | IU | Active
SJS2521 | P81CAA | 8100 CareFusion Alaris Pump | Darren Eaton | DAEAT | EMPLOYEE | Y | 1 | 0.75 | 08/01/2024 | 11/06/2023 | 6 | M | SJS | SJS | Large Volume Pump Module | 13-215 | Infusion Pumps, Multitherapy | 378348 | BD | 8100 | 14200096 | LVP | Alaris 2 | 5102-30695 | SJS-Interventional Services | 20 | IU | Active
SJS2522 | P81CAA | 8100 CareFusion Alaris Pump | Gil Matos | GIMAT | EMPLOYEE | Y | 1 | 0.75 | 08/01/2024 | 11/10/2023 | 6 | M | SJS | SJS | Large Volume Pump Module | 13-215 | Infusion Pumps, Multitherapy | 378348 | BD | 8100 | 14141099 | LVP | Alaris 2 | 5102-12213 | SJS-Med/Surg/Tele Overflow 3North | 20 | IU | Active
SJS2523 | P81CAA | 8100 CareFusion Alaris Pump | Darren Eaton | DAEAT | EMPLOYEE | Y | 1 | 0.75 | 08/01/2024 | 10/25/2023 | 6 | M | SJS | SJS | Large Volume Pump Module | 13-215 | Infusion Pumps, Multitherapy | 378348 | BD | 8100 | 14325375 | LVP | Alaris 2 | 5102-13100 | SJS-Intensive Care Unit I | 20 | IU | Active
SJS2524 | P81CAA | 8100 CareFusion Alaris Pump | Gerson Colon | 94805 | EMPLOYEE | Y | 1 | 0.75 | 08/01/2024 | 10/30/2023 | 6 | M | SJS | SJS | Large Volume Pump Module | 13-215 | Infusion Pumps, Multitherapy | 378348 | BD | 8100 | 14201343 | PCU | Alaris 1 | 5102-16527 | SJS-Mother/Baby Unit | 20 | IU | Active
SJS2525 | P81CAA | 8100 CareFusion Alaris Pump | Darren Eaton | DAEAT | EMPLOYEE | Y | 1 | 0.75 | 08/01/2024 | 01/02/2024 | 6 | M | SJS | SJS | Large Volume Pump Module | 13-215 | Infusion Pumps, Multitherapy | 378348 | BD | 8100 | 14200390 | LVP | Alaris 2 | 5102-12225 | SJS-Med/Surg Unit I 4West | 20 | IU | Active
SJS2526 | P81CAA | 8100 CareFusion Alaris Pump | Darren Eaton | DAEAT | EMPLOYEE | Y | 1 | 0.75 | 08/01/2024 | 01/26/2024 | 6 | M | SJS | SJS | Large Volume Pump Module | 13-215 | Infusion Pumps, Multitherapy | 378348 | BD | 8100 | 14142024 | LVP | Alaris 2 | 5102-12210 | SJS-Med/Surg Unit II 4East | 20 | IU | Active
SJS2527 | PGEANP | GE ANNUAL PDM | Darren Eaton | DAEAT | EMPLOYEE | Y | 1 | 0.5 | 09/01/2024 | 09/25/2023 | 2 | M | SJS | SJS | Patient Data Module | 20-784 | Physiologic Monitor Modules, Multiparameter | 440964 | GE Healthcare Technologies | 2016793-003 | SA314483804GA | PDMTN | PDM 1 | 5102-13100 | SJS-Intensive Care Unit I | 16 | IU | Active
SJS2528 | PMOPHM | Monitors, Physiologic, Multipurpose | Darren Eaton | DAEAT | EMPLOYEE | Y | 1 | 0.5 | 03/01/2025 | 04/24/2023 | 2 | M | SJS | SJS | Bedside Physiologic Monitor | 20-171 | Monitors, Physiologic, Multipurpose, Bedside, Modular | 440964 | GE Healthcare Technologies | B650 v1 | SEW14325668HA |  |  | 5102-13100 | SJS-Intensive Care Unit I | 16 | IU | Active
SJS2529 | P81CAA | 8100 CareFusion Alaris Pump | Darren Eaton | DAEAT | EMPLOYEE | Y | 1 | 0.75 | 08/01/2024 | 11/21/2023 | 6 | M | SJS | SJS | Large Volume Pump Module | 13-215 | Infusion Pumps, Multitherapy | 378348 | BD | 8100 | 14201225 | LVP | Alaris 2 | 5102-23100 | SJS-Emergency Service | 20 | IU | Active
SJS2530 | P81CAA | 8100 CareFusion Alaris Pump | Darren Eaton | DAEAT | EMPLOYEE | Y | 1 | 0.75 | 08/01/2024 | 10/26/2023 | 6 | M | SJS | SJS | Large Volume Pump Module | 13-215 | Infusion Pumps, Multitherapy | 378348 | BD | 8100 | 14201021 | LVP | Alaris 2 | 5102-23100 | SJS-Emergency Service | 20 | IU | Active
SJS2531 | P81CAA | 8100 CareFusion Alaris Pump | Darren Eaton | DAEAT | EMPLOYEE | Y | 1 | 0.75 | 08/01/2024 | 11/06/2023 | 6 | M | SJS | SJS | Large Volume Pump Module | 13-215 | Infusion Pumps, Multitherapy | 378348 | BD | 8100 | 14201657 | LVP | Alaris 2 | 5102-22100 | SJS-Labor & Delivery | 20 | IU | Active
SJS2532 | P81CAA | 8100 CareFusion Alaris Pump | Gerson Colon | 94805 | EMPLOYEE | Y | 1 | 0.75 | 08/01/2024 | 11/17/2023 | 6 | M | SJS | SJS | Large Volume Pump Module | 13-215 | Infusion Pumps, Multitherapy | 378348 | BD | 8100 | 14200596 | PCU | Alaris 1 | 5102-21355 | SJS-Preop Surgical | 20 | IU | Active
SJS2533 | P10123 | -Pm Device Using Mfg Procedure | Twanna Hardy | TWLUK | EMPLOYEE | Y | 1 | 0.75 | 06/01/2024 | 08/31/2023 | 6 | M | SJS | SJS | Syringe Pump | 13-217 | Infusion Pumps, Multitherapy, Syringe | 378348 | BD | 8110 | 14229417 | SYRING | Alaris 8110 | 5102-16527 | SJS-Mother/Baby Unit | 20 | IU | Active
SJS2534 | P10123 | -Pm Device Using Mfg Procedure | Darren Eaton | DAEAT | EMPLOYEE | Y | 1 | 0.75 | 06/01/2024 | 11/02/2023 | 6 | M | SJS | SJS | Syringe Pump | 13-217 | Infusion Pumps, Multitherapy, Syringe | 378348 | BD | 8110 | 14229360 | SYRING | Alaris 8110 | 5102-20100 | SJS-Anesthesiology | 33 | IU | Active
SJS2535 | P80CAA | 8015 CareFusion Alaris Pump | Darren Eaton | DAEAT | EMPLOYEE | Y | 2 | 1 | 08/01/2025 | 10/05/2023 | 6 | M | SJS | SJS | Pump Control Unit 5.7 Screen | 26-655 | Controllers, Infusion Pump Systems, Programmable | 378348 | BD | 8015LS | 14191081 | LVP | Alaris 2 | 5102-13100 | SJS-Intensive Care Unit I | 21 | IU | Active
SJS2536 | P80CAA | 8015 CareFusion Alaris Pump | Gil Matos | GIMAT | EMPLOYEE | Y | 2 | 1 | 08/01/2025 | 10/17/2023 | 6 | M | SJS | SJS | Pump Control Unit 5.7 Screen | 26-655 | Controllers, Infusion Pump Systems, Programmable | 378348 | BD | 8015LS | 14189946 | ALATM | Alaris 3 | 5102-21500 | SJS-PACU | 21 | IU | Active
SJS2537 | P81CAA | 8100 CareFusion Alaris Pump | Gerson Colon | 94805 | EMPLOYEE | Y | 1 | 0.75 | 08/01/2024 | 12/14/2023 | 6 | M | SJS | SJS | Large Volume Pump Module | 13-215 | Infusion Pumps, Multitherapy | 378348 | BD | 8100 | 14201079 | PCU | Alaris 1 | 5102-16527 | SJS-Mother/Baby Unit | 20 | IU | Active
SJS2538 | P81CAA | 8100 CareFusion Alaris Pump | Gerson Colon | 94805 | EMPLOYEE | Y | 1 | 0.75 | 08/01/2024 | 09/22/2023 | 6 | M | SJS | SJS | Large Volume Pump Module | 13-215 | Infusion Pumps, Multitherapy | 378348 | BD | 8100 | 14201073 | PCU | Alaris 1 | 5102-16527 | SJS-Mother/Baby Unit | 20 | IU | Active
SJS2539 | P80CAA | 8015 CareFusion Alaris Pump | Darren Eaton | DAEAT | EMPLOYEE | Y | 2 | 1 | 08/01/2025 | 01/04/2024 | 6 | M | SJS | SJS | Pump Control Unit 5.7 Screen | 26-655 | Controllers, Infusion Pump Systems, Programmable | 378348 | BD | 8015LS | 14156332 | LVP | Alaris 2 | 5102-16527 | SJS-Mother/Baby Unit | 20 | IU | Active
SJS2540 | P80CAA | 8015 CareFusion Alaris Pump | Gil Matos | GIMAT | EMPLOYEE | Y | 2 | 1 | 08/01/2025 | 10/12/2023 | 6 | M | SJS | SJS | Pump Control Unit 5.7 Screen | 26-655 | Controllers, Infusion Pump Systems, Programmable | 378348 | BD | 8015LS | 14191436 | ALATM | Alaris 3 | 5102-21500 | SJS-PACU | 21 | IU | Active
SJS2541 | PDAOHG | GE E-miniC Respiratory Single-width Airway Module | Gerson Colon | 94805 | EMPLOYEE | Y | 1 | 1.5 | 01/01/2025 | 02/29/2024 | 2 | M | SJS | SJS | Gas Module | 20-776 | Physiologic Monitor Modules, Exhaled Carbon Dioxide | 440964 | GE Healthcare Technologies | E-MiniC-00 | 7136608 |  |  | 5102-23100 | SJS-Emergency Service | 16 | IU | Active
SJS2544 | P221 | Uninterruptible Power Systems | Twanna Hardy | TWLUK | EMPLOYEE | M | 6 | 0.75 | 08/01/2024 | 01/29/2024 | 2 | M | SJS | SJS | UPS | 16-936 | Power Systems, Uninterruptible | 106890 | Tripp Lite | SMART 1200XLHG | 2825DVHSM886D00436 | DELWO1 | SJS-LABOR & DELIVERY WOR March | 5102-22100 | SJS-Labor & Delivery | 26 | IU | Active
SJS2553 | PANCAE | Annual Care E Vac 3 PM | Twanna Hardy | TWLUK | EMPLOYEE | Y | 1 | 0.5 | 01/01/2025 | 08/18/2023 | 2 | M | SJS | SJS | Portable Suction | 27-657 | Aspirators, Airway | 452041 | Ohio Medical Corp | 758000 | CDP0564 |  |  | 5102-85400 | SJS-Materials Mgmt Purch (Sys Au) | 12 | IU | Active
SJS2553 | P3YEB1 | 3 Year Battery Replacement and Annual Care E Vac 3 PM | Twanna Hardy | TWLUK | EMPLOYEE | Y | 3 | 1.2 | 01/01/2025 |  | 2 | M | SJS | SJS | Portable Suction | 27-657 | Aspirators, Airway | 452041 | Ohio Medical Corp | 758000 | CDP0564 |  |  | 5102-85400 | SJS-Materials Mgmt Purch (Sys Au) | 12 | IU | Active
SJS2555 | P-SAGP | -Service Agreement PM | Gerson Colon Jr | GECOL | EMPLOYEE | M | 6 | 0.5 | 08/01/2024 | 03/11/2024 | 2 | M | SJS | SJS | MRI 1.5 Tesla | 16-260 | Scanning Systems, Magnetic Resonance Imaging (MRI) | 399199 | Siemens Medical Solutions USA | 10018165 | 31418 |  |  | 5102-33700 | SJS-MRI | 19 | IU | Active
SJS2556 | P-SAGP | -Service Agreement PM | Gerson Colon Jr | GECOL | EMPLOYEE | M | 6 | 0.5 | 08/01/2024 | 01/29/2024 | 2 | M | SJS | SJS | CT Scanner 128 | 15-956 | Scanning Systems, Computed Tomography, Axial, Full-Body | 399199 | Siemens Medical Solutions USA | 8098027 | 95021 |  |  | 5102-33100 | SJS-CT Scan | 19 | IU | Active
SJS2557 | P-SAGP | -Service Agreement PM | Gerson Colon Jr | GECOL | EMPLOYEE | M | 6 | 4.33 | 08/01/2024 | 01/03/2024 | 2 | M | SJS | SJS | CT Scanner 128 | 15-956 | Scanning Systems, Computed Tomography, Axial, Full-Body | 399199 | Siemens Medical Solutions USA | 8098027 | 95013 |  |  | 5102-33100 | SJS-CT Scan | 19 | IU | Active
SJS2558 | P-SAGP | -Service Agreement PM | Gerson Colon Jr | GECOL | EMPLOYEE | Y | 1 | 4.2 | 08/01/2024 | 09/28/2023 | 2 | M | SJS | SJS | Radiographic/Fluoroscopic Syst | 16-885 | Radiographic/Fluoroscopic Systems, General-Purpose | 399199 | Siemens Medical Solutions USA | 10093902 | 122733 |  |  | 5102-33020 | SJS-Imaging Central Ops | 19 | IU | Active
SJS2562 | P10123 | -Pm Device Using Mfg Procedure | Gerson Colon | 94805 | EMPLOYEE | Y | 1 | 0.6 | 03/01/2025 | 03/01/2024 | 2 | M | SJS | SJS | Humidifier, Heated | 12-050 | Humidifiers, Artificial Airway, Heated | 255300 | Fisher & Paykel Healthcare Inc | MR850JHU | 60904020013 |  |  | 5102-35000 | SJS-Respiratory Care Services | 19 | IU | Active
SJS2563 | P10123 | -Pm Device Using Mfg Procedure | Gerson Colon | 94805 | EMPLOYEE | Y | 1 | 0.6 | 03/01/2025 | 03/01/2024 | 2 | M | SJS | SJS | Humidifier, Heated | 12-050 | Humidifiers, Artificial Airway, Heated | 255300 | Fisher & Paykel Healthcare Inc | MR850JHU | 2000-85JHU01152 |  |  | 5102-35000 | SJS-Respiratory Care Services | 19 | IU | Active
SJS2564 | P10123 | -Pm Device Using Mfg Procedure | Gerson Colon | 94805 | EMPLOYEE | Y | 1 | 0.6 | 03/01/2025 | 03/01/2024 | 2 | M | SJS | SJS | Humidifier, Heated | 12-050 | Humidifiers, Artificial Airway, Heated | 255300 | Fisher & Paykel Healthcare Inc | MR850JHU | 130604181270 |  |  | 5102-35000 | SJS-Respiratory Care Services | 19 | IU | Active
SJS2565 | P10123 | -Pm Device Using Mfg Procedure | Gerson Colon | 94805 | EMPLOYEE | Y | 1 | 0.6 | 03/01/2025 | 03/01/2024 | 2 | M | SJS | SJS | Humidifier, Heated | 12-050 | Humidifiers, Artificial Airway, Heated | 255300 | Fisher & Paykel Healthcare Inc | MR850JHU | 120516143887 |  |  | 5102-35000 | SJS-Respiratory Care Services | 19 | IU | Active
SJS2566 | P10123 | -Pm Device Using Mfg Procedure | Gerson Colon | 94805 | EMPLOYEE | Y | 1 | 0.6 | 03/01/2025 | 03/01/2024 | 2 | M | SJS | SJS | Humidifier, Heated | 12-050 | Humidifiers, Artificial Airway, Heated | 255300 | Fisher & Paykel Healthcare Inc | MR850JHU | 2000-85JHU00702 |  |  | 5102-35000 | SJS-Respiratory Care Services | 19 | IU | Active
SJS2567 | P10123 | -Pm Device Using Mfg Procedure | Gerson Colon | 94805 | EMPLOYEE | Y | 1 | 0.6 | 03/01/2025 | 03/01/2024 | 2 | M | SJS | SJS | Humidifier, Heated | 12-050 | Humidifiers, Artificial Airway, Heated | 255300 | Fisher & Paykel Healthcare Inc | MR850JHU | 060714015145 |  |  | 5102-35000 | SJS-Respiratory Care Services | 19 | IU | Active
SJS2568 | P10123 | -Pm Device Using Mfg Procedure | Gerson Colon | 94805 | EMPLOYEE | Y | 1 | 0.6 | 03/01/2025 | 03/01/2024 | 2 | M | SJS | SJS | Humidifier, Heated | 12-050 | Humidifiers, Artificial Airway, Heated | 255300 | Fisher & Paykel Healthcare Inc | MR850JHU | 130813188823 |  |  | 5102-35000 | SJS-Respiratory Care Services | 19 | IU | Active
SJS2569 | P10123 | -Pm Device Using Mfg Procedure | Gerson Colon | 94805 | EMPLOYEE | Y | 1 | 0.6 | 03/01/2025 | 03/01/2024 | 2 | M | SJS | SJS | Humidifier, Heated | 12-050 | Humidifiers, Artificial Airway, Heated | 255300 | Fisher & Paykel Healthcare Inc | MR850JHU | 120516143869 |  |  | 5102-35000 | SJS-Respiratory Care Services | 19 | IU | Active
SJS2570 | P10123 | -Pm Device Using Mfg Procedure | Gerson Colon | 94805 | EMPLOYEE | Y | 1 | 0.6 | 03/01/2025 | 03/01/2024 | 2 | M | SJS | SJS | Humidifier, Heated | 12-050 | Humidifiers, Artificial Airway, Heated | 255300 | Fisher & Paykel Healthcare Inc | MR850JHU | 120613146983 |  |  | 5102-35000 | SJS-Respiratory Care Services | 19 | IU | Active
SJS2571 | P10123 | -Pm Device Using Mfg Procedure | Gerson Colon | 94805 | EMPLOYEE | Y | 1 | 0.6 | 03/01/2025 | 03/01/2024 | 2 | M | SJS | SJS | Humidifier, Heated | 12-050 | Humidifiers, Artificial Airway, Heated | 255300 | Fisher & Paykel Healthcare Inc | MR850JHU | 130808188374 |  |  | 5102-35000 | SJS-Respiratory Care Services | 19 | IU | Active
SJS2572 | P10123 | -Pm Device Using Mfg Procedure | Gerson Colon | 94805 | EMPLOYEE | Y | 1 | 0.6 | 03/01/2025 | 03/01/2024 | 2 | M | SJS | SJS | Humidifier, Heated | 12-050 | Humidifiers, Artificial Airway, Heated | 255300 | Fisher & Paykel Healthcare Inc | MR850JHU | 71113022497 |  |  | 5102-35000 | SJS-Respiratory Care Services | 19 | IU | Active
SJS2573 | P10123 | -Pm Device Using Mfg Procedure | Gerson Colon | 94805 | EMPLOYEE | Y | 1 | 0.6 | 03/01/2025 | 03/01/2024 | 2 | M | SJS | SJS | Humidifier, Heated | 12-050 | Humidifiers, Artificial Airway, Heated | 255300 | Fisher & Paykel Healthcare Inc | MR850JHU | 120615147125 |  |  | 5102-35000 | SJS-Respiratory Care Services | 19 | IU | Active
SJS2574 | P10123 | -Pm Device Using Mfg Procedure | Gerson Colon | 94805 | EMPLOYEE | Y | 1 | 0.6 | 03/01/2025 | 03/01/2024 | 2 | M | SJS | SJS | Humidifier, Heated | 12-050 | Humidifiers, Artificial Airway, Heated | 255300 | Fisher & Paykel Healthcare Inc | MR850JHU | 060510010098 |  |  | 5102-35000 | SJS-Respiratory Care Services | 19 | IU | Active
SJS2575 | P10123 | -Pm Device Using Mfg Procedure | Gerson Colon | 94805 | EMPLOYEE | Y | 1 | 0.6 | 03/01/2025 | 03/01/2024 | 2 | M | SJS | SJS | Humidifier, Heated | 12-050 | Humidifiers, Artificial Airway, Heated | 255300 | Fisher & Paykel Healthcare Inc | MR850JHU | 120510143204 |  |  | 5102-35000 | SJS-Respiratory Care Services | 19 | IU | Active
SJS2576 | P10123 | -Pm Device Using Mfg Procedure | Gerson Colon | 94805 | EMPLOYEE | Y | 1 | 0.6 | 03/01/2025 | 03/07/2024 | 2 | M | SJS | SJS | Humidifier, Heated | 12-050 | Humidifiers, Artificial Airway, Heated | 255300 | Fisher & Paykel Healthcare Inc | MR850JHU | 130604181124 |  |  | 5102-35000 | SJS-Respiratory Care Services | 19 | IU | Active
SJS2578 | PRABR7 | Rauland BRC 7 Year Coin Replacement | Darren Eaton | DAEAT | EMPLOYEE | Y | 7 | 1 | 07/01/2028 | 06/16/2021 | 2 | M | SJS | SJS | Branch Regional Controller | 15-614 | Hospital Communication Systems, Nurse Call | 103070 | Rauland-Borg Corp | 351000 | SJS2578 | RAULAN | Rauland-Borg Corp | 5102-13100 | SJS-Intensive Care Unit I | 14 | IU | Active
SJS2579 | PRABR7 | Rauland BRC 7 Year Coin Replacement | Darren Eaton | DAEAT | EMPLOYEE | Y | 7 | 1 | 07/01/2028 | 06/16/2021 | 2 | M | SJS | SJS | Branch Regional Controller | 15-614 | Hospital Communication Systems, Nurse Call | 103070 | Rauland-Borg Corp | 351000 | SJS2579 | RAULAN | Rauland-Borg Corp | 5102-13100 | SJS-Intensive Care Unit I | 14 | IU | Active
SJS2580 | PRABR7 | Rauland BRC 7 Year Coin Replacement | Gil Matos | GIMAT | EMPLOYEE | Y | 7 | 1 | 07/01/2028 | 06/17/2021 | 2 | M | SJS | SJS | Branch Regional Controller | 15-614 | Hospital Communication Systems, Nurse Call | 103070 | Rauland-Borg Corp | 351000 | SJS2580 | RAULAN | Rauland-Borg Corp | 5102-12213 | SJS-Med/Surg/Tele Overflow 3North | 13 | IU | Active
SJS2581 | PRABR7 | Rauland BRC 7 Year Coin Replacement | Twanna Hardy | TWLUK | EMPLOYEE | Y | 7 | 1 | 07/01/2028 | 06/16/2021 | 2 | M | SJS | SJS | Branch Regional Controller | 15-614 | Hospital Communication Systems, Nurse Call | 103070 | Rauland-Borg Corp | 351000 | SJS2581 | RAULAN | Rauland-Borg Corp | 5102-16527 | SJS-Mother/Baby Unit | 13 | IU | Active
SJS2582 | PRABR7 | Rauland BRC 7 Year Coin Replacement | Twanna Hardy | TWLUK | EMPLOYEE | Y | 7 | 1 | 07/01/2028 | 06/16/2021 | 2 | M | SJS | SJS | Branch Regional Controller | 15-614 | Hospital Communication Systems, Nurse Call | 103070 | Rauland-Borg Corp | 351000 | SJS2582 | RAULAN | Rauland-Borg Corp | 5102-16527 | SJS-Mother/Baby Unit | 13 | IU | Active
SJS2583 | PRABR7 | Rauland BRC 7 Year Coin Replacement | Gil Matos | GIMAT | EMPLOYEE | Y | 7 | 1 | 07/01/2028 | 06/16/2021 | 2 | M | SJS | SJS | Branch Regional Controller | 15-614 | Hospital Communication Systems, Nurse Call | 103070 | Rauland-Borg Corp | 351000 | SJS2583 | RAULAN | Rauland-Borg Corp | 5102-12210 | SJS-Med/Surg Unit II 4East | 13 | IU | Active
SJS2584 | PRABR7 | Rauland BRC 7 Year Coin Replacement | Gil Matos | GIMAT | EMPLOYEE | Y | 7 | 1 | 07/01/2028 | 06/16/2021 | 2 | M | SJS | SJS | Branch Regional Controller | 15-614 | Hospital Communication Systems, Nurse Call | 103070 | Rauland-Borg Corp | 351000 | SJS2584 | RAULAN | Rauland-Borg Corp | 5102-12210 | SJS-Med/Surg Unit II 4East | 13 | IU | Active
SJS2585 | PRABR7 | Rauland BRC 7 Year Coin Replacement | Gerson Colon | 94805 | EMPLOYEE | Y | 7 | 1 | 07/01/2028 | 06/16/2021 | 2 | M | SJS | SJS | Branch Regional Controller | 15-614 | Hospital Communication Systems, Nurse Call | 103070 | Rauland-Borg Corp | 351000 | SJS2585 | RAULAN | Rauland-Borg Corp | 5102-12225 | SJS-Med/Surg Unit I 4West | 13 | IU | Active
SJS2586 | PRABR7 | Rauland BRC 7 Year Coin Replacement | Gerson Colon | 94805 | EMPLOYEE | Y | 7 | 1 | 07/01/2028 | 06/16/2021 | 2 | M | SJS | SJS | Branch Regional Controller | 15-614 | Hospital Communication Systems, Nurse Call | 103070 | Rauland-Borg Corp | 351000 | SJS2586 | RAULAN | Rauland-Borg Corp | 5102-12225 | SJS-Med/Surg Unit I 4West | 13 | IU | Active
SJS2587 | PRABR7 | Rauland BRC 7 Year Coin Replacement | Gil Matos | GIMAT | EMPLOYEE | Y | 7 | 1 | 07/01/2028 | 06/16/2021 | 2 | M | SJS | SJS | Branch Regional Controller | 15-614 | Hospital Communication Systems, Nurse Call | 103070 | Rauland-Borg Corp | 351000 | SJS2587 | RAULAN | Rauland-Borg Corp | 5102-21500 | SJS-PACU | 13 | IU | Active
SJS2588 | PRABR7 | Rauland BRC 7 Year Coin Replacement | Twanna Hardy | TWLUK | EMPLOYEE | Y | 7 | 1 | 07/01/2028 | 09/27/2021 | 2 | M | SJS | SJS | Branch Regional Controller | 15-614 | Hospital Communication Systems, Nurse Call | 103070 | Rauland-Borg Corp | 351000 | SJS2588 | RAULAN | Rauland-Borg Corp | 5102-22100 | SJS-Labor & Delivery | 14 | IU | Active
SJS2589 | PRABR7 | Rauland BRC 7 Year Coin Replacement | Gil Matos | GIMAT | EMPLOYEE | Y | 7 | 1 | 07/01/2028 | 06/16/2021 | 2 | M | SJS | SJS | Branch Regional Controller | 15-614 | Hospital Communication Systems, Nurse Call | 103070 | Rauland-Borg Corp | 351000 | SJS2589 | RAULAN | Rauland-Borg Corp | 5102-21500 | SJS-PACU | 13 | IU | Active
SJS2590 | PRABR7 | Rauland BRC 7 Year Coin Replacement | Gil Matos | GIMAT | EMPLOYEE | Y | 7 | 1 | 07/01/2028 | 06/16/2021 | 2 | M | SJS | SJS | Branch Regional Controller | 15-614 | Hospital Communication Systems, Nurse Call | 103070 | Rauland-Borg Corp | 351000 | SJS2590 | RAULAN | Rauland-Borg Corp | 5102-21500 | SJS-PACU | 13 | IU | Active
SJS2591 | PRABR7 | Rauland BRC 7 Year Coin Replacement | Gerson Colon | 94805 | EMPLOYEE | Y | 7 | 1 | 07/01/2028 | 06/17/2021 | 2 | M | SJS | SJS | Branch Regional Controller | 15-614 | Hospital Communication Systems, Nurse Call | 103070 | Rauland-Borg Corp | 351000 | SJS2591 | RAULAN | Rauland-Borg Corp | 5102-23100 | SJS-Emergency Service | 14 | IU | Active
SJS2592 | PRABR7 | Rauland BRC 7 Year Coin Replacement | Gerson Colon | 94805 | EMPLOYEE | Y | 7 | 1 | 07/01/2028 | 06/17/2021 | 2 | M | SJS | SJS | Branch Regional Controller | 15-614 | Hospital Communication Systems, Nurse Call | 103070 | Rauland-Borg Corp | 351000 | SJS2592 | RAULAN | Rauland-Borg Corp | 5102-23100 | SJS-Emergency Service | 14 | IU | Active
SJS2593 | PRABR7 | Rauland BRC 7 Year Coin Replacement | Darren Eaton | DAEAT | EMPLOYEE | Y | 7 | 1 | 07/01/2028 | 06/16/2021 | 2 | M | SJS | SJS | Branch Regional Controller | 15-614 | Hospital Communication Systems, Nurse Call | 103070 | Rauland-Borg Corp | 351000 | SJS2593 | RAULAN | Rauland-Borg Corp | 5102-33020 | SJS-Imaging Central Ops | 13 | IU | Active
SJS2594 | PMOPHV | Monitors, Physiologic, Vital Signs | Twanna Hardy | TWLUK | EMPLOYEE | Y | 1 | 1 | 05/01/2024 | 06/19/2023 | 2 | M | SJS | SJS | Vital Signs Monitor | 25-209 | Monitors, Physiologic, Vital Signs | 101850 | Welch Allyn Inc A Subsidiary | VSM 6000 SERIES | 100065183614 |  |  | 5102-32100 | SJS-Hemodialysis | 15 | IU | Active
SJS2595 | P-VPM | -Vendor PM | Twanna Hardy | TWLUK | EMPLOYEE | Y | 5 | 0.5 | 03/01/2026 | 05/27/2021 | 2 | M | SJS | SJS | Mistral-Air MA1200 Test Kit | CC-040 | Test Equipment | 271227 | Stryker Medical | MA2100-B-PM | 160700223 |  |  | 5102-88570 | SJS-Clinical Engineering | 13 | IU | Active
SJS2600 | P10123 | -Pm Device Using Mfg Procedure | Gerson Colon Jr | GECOL | EMPLOYEE | Y | 1 | 3.18 | 02/01/2025 | 01/29/2024 | 2 | M | SJS | SJS | Mobile C-Arm | 11-758 | Radiographic/Fluoroscopic Units, Mobile (C-ARM) | 453503 | GE Healthcare Surgery | 9900 ELITE | E2-4423 |  |  | 5102-33020 | SJS-Imaging Central Ops | 19 | IU | Active
SJS2600 | P--ORS | --- OR Safety Inspection --- | Gerson Colon Jr | GECOL | EMPLOYEE | M | 6 | 0.25 | 08/01/2024 | 09/28/2023 | 2 | M | SJS | SJS | Mobile C-Arm | 11-758 | Radiographic/Fluoroscopic Units, Mobile (C-ARM) | 453503 | GE Healthcare Surgery | 9900 ELITE | E2-4423 |  |  | 5102-33020 | SJS-Imaging Central Ops | 19 | IU | Active
SJS2610 | P10123 | -Pm Device Using Mfg Procedure | Darren Eaton | DAEAT | EMPLOYEE | Y | 1 | 1 | 10/01/2024 | 10/20/2023 | 1 | M | SJS | SJS | External Pacemaker, Dual Chann | 12-912 | Pacemakers, Cardiac, External, Invasive Electrode, Transvenous | 371766 | Oscor Inc | Pace 203 H | 1443019 |  |  | 5102-13100 | SJS-Intensive Care Unit I | 40 | LS | High Risk
SJS2611 | P10123 | -Pm Device Using Mfg Procedure | Gil Matos | GIMAT | EMPLOYEE | M | 6 | 0.5 | 09/01/2024 | 03/01/2024 | 2 | M | SJS | SJS | Heads-Up Stress Tilt Table | 25-110 | Tables, Examination/Treatment, Adjustable, Tilt Test | 392108 | Medical Positioning Inc | RR HUT | 804395 |  |  | 5102-21500 | SJS-PACU | 19 | IU | Active
SJS2612 | P89 | Incubator, Neonatal Transport | Twanna Hardy | TWLUK | EMPLOYEE | M | 6 | 1 | 08/01/2024 | 01/29/2024 | 2 | M | SJS | SJS | Incubator, Infant, Mobile | 12-114 | Incubators, Infant, Transport | 150048 | International Biomedical Inc | A750i | A955 |  |  | 5102-22100 | SJS-Labor & Delivery | 20 | IU | Active
SJS2616 | P-VPM | -Vendor PM | Twanna Hardy | TWLUK | EMPLOYEE | Y | 5 | 0.5 | 03/01/2028 | 04/18/2023 | 2 | M | SJS | SJS | Mistral-Air MA1200 Test Kit | CC-040 | Test Equipment | 271227 | Stryker Medical | MA2100-B-PM | 160900239 |  |  | 5102-88570 | SJS-Clinical Engineering | 13 | IU | Active
SJS2617 | PGEANP | GE ANNUAL PDM | Gerson Colon | 94805 | EMPLOYEE | Y | 1 | 0.5 | 09/01/2024 | 09/28/2023 | 2 | M | SJS | SJS | Patient Data Module | 20-784 | Physiologic Monitor Modules, Multiparameter | 440964 | GE Healthcare Technologies | 2016793-003 | SA314431350GA | PDMET | PDM 2 | 5102-21355 | SJS-Preop Surgical | 16 | IU | Active
SJS2618 | PGEANP | GE ANNUAL PDM | Darren Eaton | DAEAT | EMPLOYEE | Y | 1 | 0.5 | 09/01/2024 | 09/19/2023 | 2 | M | SJS | SJS | Patient Data Module | 20-784 | Physiologic Monitor Modules, Multiparameter | 440964 | GE Healthcare Technologies | 2016793-003 | SA314337268GA | PDMTN | PDM 1 | 5102-13100 | SJS-Intensive Care Unit I | 15 | IU | Active
SJS2621 | P-VPM | -Vendor PM | Twanna Hardy | TWLUK | EMPLOYEE | Y | 1 | 0.5 | 03/01/2025 | 03/01/2024 | 2 | M | SJS | SJS | Water Flow - Temp Tester | CC-040 | Test Equipment | 101281 | Gaymar Industries Inc Div Stry | TPT9 | 201807 |  |  | 5102-88570 | SJS-Clinical Engineering | 13 | IU | Active
SJS2635 | P--ORS | --- OR Safety Inspection --- | Gerson Colon | 94805 | EMPLOYEE | M | 6 | 0.25 | 05/01/2024 | 11/01/2023 | 2 | M | SJS | SJS | OR Integration System | 20-388 | Automation Systems, Operating Room | 452594 | Stryker Communications | 0678-001-200 | 14F014664 |  |  | 5102-31200 | SJS-Pathology Services | 25 | IU | Active
SJS2635 | P10123 | -Pm Device Using Mfg Procedure | Gerson Colon | 94805 | EMPLOYEE | Y | 1 | 0.5 | 05/01/2024 | 05/11/2023 | 2 | M | SJS | SJS | OR Integration System | 20-388 | Automation Systems, Operating Room | 452594 | Stryker Communications | 0678-001-200 | 14F014664 |  |  | 5102-31200 | SJS-Pathology Services | 25 | IU | Active
SJS2640 | P-SAGP | -Service Agreement PM | Gil Matos | GIMAT | EMPLOYEE | M | 6 | 0.5 | 06/01/2024 | 12/18/2023 | 2 | M | SJS | SJS | Washer/Disinfector, Surg Instr | 21-171 | Washer/Decontamination Units, Surgical Instrument | 402798 | Belimed Inc | WD 290-09 | 994041045007 | STEEQU | Sterilizing Equipment | 5102-85160 | SJS-Sterile Processing | 17 | IU | Active
SJS2641 | P-SAGP | -Service Agreement PM | Gil Matos | GIMAT | EMPLOYEE | M | 6 | 0.5 | 06/01/2024 | 12/12/2023 | 2 | M | SJS | SJS | Washer/Disinfector, Surg Instr | 21-171 | Washer/Decontamination Units, Surgical Instrument | 402798 | Belimed Inc | WD 290-09 | 994041045008 | STEEQU | Sterilizing Equipment | 5102-85160 | SJS-Sterile Processing | 17 | IU | Active
SJS2643 | P-SAGP | -Service Agreement PM | Gil Matos | GIMAT | EMPLOYEE | M | 6 | 1 | 06/01/2024 | 12/20/2023 | 2 | M | SJS | SJS | Ultrasound Cleaner | 14-263 | Washers, Labware/Surgical Instrument, Ultrasonic | 402798 | Belimed Inc | UW 565 DVI | 2000001810-14010 | STEEQU | Sterilizing Equipment | 5102-85160 | SJS-Sterile Processing | 12 | IU | Active
SJS2644 | P-VPM | -Vendor PM | Gil Matos | GIMAT | EMPLOYEE | M | 6 | 0.5 | 07/01/2024 | 12/21/2023 | 2 | M | SJS | SJS | Cart Washer | 10-634 | Washers, Large Equipment, Cart | 402798 | Belimed Inc | CS750LE | 17133US | STEEQU | Sterilizing Equipment | 5102-85160 | SJS-Sterile Processing | 14 | IU | Active
SJS2645 | P-SAGP | -Service Agreement PM | Gil Matos | GIMAT | EMPLOYEE | M | 6 | 2 | 06/01/2024 | 12/12/2023 | 2 | M | SJS | SJS | Steam Sterilizer | 13-746 | Sterilizing Units, Steam | 402798 | Belimed Inc | MCT-V-6012VS1E | 22545 | STEEQU | Sterilizing Equipment | 5102-85160 | SJS-Sterile Processing | 17 | IU | Active
SJS2646 | P-SAGP | -Service Agreement PM | Gil Matos | GIMAT | EMPLOYEE | M | 6 | 2 | 06/01/2024 | 12/20/2023 | 2 | M | SJS | SJS | Steam Sterilizer | 13-746 | Sterilizing Units, Steam | 402798 | Belimed Inc | MCT-V-6012VS1E | 22546 | STEEQU | Sterilizing Equipment | 5102-85160 | SJS-Sterile Processing | 17 | IU | Active
SJS2647 | P-SAGP | -Service Agreement PM | Gil Matos | GIMAT | EMPLOYEE | M | 6 | 1 | 08/01/2024 | 01/29/2024 | 2 | M | SJS | SJS | Sterilizer, Low Temp, VHP | 13-748 | Sterilizing Units, Vapor | 107114 | STERIS Corp | V-PRO maX | 032391406 | STEEQU | Sterilizing Equipment | 5102-85160 | SJS-Sterile Processing | 17 | IU | Active
SJS2648 | P-SAGP | -Service Agreement PM | Gil Matos | GIMAT | EMPLOYEE | M | 6 | 2 | 06/01/2024 | 11/28/2023 | 2 | M | SJS | SJS | Steam Sterilizer | 13-746 | Sterilizing Units, Steam | 402798 | Belimed Inc | 509VS1E | 22668 | STEEQU | Sterilizing Equipment | 5102-85160 | SJS-Sterile Processing | 17 | IU | Active
SJS2649 | P-SAGP | -Service Agreement PM | Gil Matos | GIMAT | EMPLOYEE | M | 6 | 2 | 06/01/2024 | 12/20/2023 | 2 | M | SJS | SJS | Steam Sterilizer | 13-746 | Sterilizing Units, Steam | 402798 | Belimed Inc | 509VS1E | 22540 | STEEQU | Sterilizing Equipment | 5102-85160 | SJS-Sterile Processing | 17 | IU | Active
SJS2650 | P-SAGP | -Service Agreement PM | Gil Matos | GIMAT | EMPLOYEE | M | 6 | 2 | 06/01/2024 | 12/20/2023 | 2 | M | SJS | SJS | Steam Sterilizer | 13-746 | Sterilizing Units, Steam | 402798 | Belimed Inc | 509VS1E | 22667 | STEEQU | Sterilizing Equipment | 5102-85160 | SJS-Sterile Processing | 17 | IU | Active
SJS2669 | P10135 | -Pm Performed By Outside Service | Gerson Colon Jr | GECOL | EMPLOYEE | Y | 1 | 0 | 06/01/2024 |  | 2 | M | SJS | SJS | Avanto Biopsy Breast Array | 17-542 | Magnetic Resonance Imaging Coils, Surface (MRI) | 308478 | Invivo Corp | 104461 | 051010 |  |  | 5102-33700 | SJS-MRI | 19 | IU | Active
SJS2671 | PPA33 | Panda | Twanna Hardy | TWLUK | EMPLOYEE | Y | 1 | 1 | 07/01/2024 | 08/03/2022 | 2 | M | SJS | SJS | Panda IRES Bedded Warmer | 17-956 | Warming Units, Patient, Radiant, Infant | 351254 | Datex-Ohmeda Inc Div GE Health | M1112198 | HDJT61946 |  |  | 5102-16527 | SJS-Mother/Baby Unit | 19 | IU | Active
SJS2671 | PPA33- | Panda - 2 Year | Twanna Hardy | TWLUK | EMPLOYEE | Y | 2 | 3 | 07/01/2025 | 09/26/2023 | 2 | M | SJS | SJS | Panda IRES Bedded Warmer | 17-956 | Warming Units, Patient, Radiant, Infant | 351254 | Datex-Ohmeda Inc Div GE Health | M1112198 | HDJT61946 |  |  | 5102-16527 | SJS-Mother/Baby Unit | 19 | IU | Active
SJS2672 | PPA33 | Panda | Twanna Hardy | TWLUK | EMPLOYEE | Y | 1 | 1 | 02/01/2025 | 01/29/2024 | 2 | M | SJS | SJS | Panda IRES Bedded Warmer | 17-956 | Warming Units, Patient, Radiant, Infant | 351254 | Datex-Ohmeda Inc Div GE Health | M1112198 | HDJT61948 |  |  | 5102-22100 | SJS-Labor & Delivery | 19 | IU | Active
SJS2672 | PPA33- | Panda - 2 Year | Twanna Hardy | TWLUK | EMPLOYEE | Y | 2 | 3 | 02/01/2025 | 09/13/2023 | 2 | M | SJS | SJS | Panda IRES Bedded Warmer | 17-956 | Warming Units, Patient, Radiant, Infant | 351254 | Datex-Ohmeda Inc Div GE Health | M1112198 | HDJT61948 |  |  | 5102-22100 | SJS-Labor & Delivery | 19 | IU | Active
SJS2673 | PPA33 | Panda | Twanna Hardy | TWLUK | EMPLOYEE | Y | 1 | 1 | 07/01/2024 | 08/04/2022 | 2 | M | SJS | SJS | Panda IRES Bedded Warmer | 17-956 | Warming Units, Patient, Radiant, Infant | 351254 | Datex-Ohmeda Inc Div GE Health | M1112198 | HDJT61939 |  |  | 5102-16527 | SJS-Mother/Baby Unit | 19 | IU | Active
SJS2673 | PPA33- | Panda - 2 Year | Twanna Hardy | TWLUK | EMPLOYEE | Y | 2 | 3 | 07/01/2025 | 11/01/2023 | 2 | M | SJS | SJS | Panda IRES Bedded Warmer | 17-956 | Warming Units, Patient, Radiant, Infant | 351254 | Datex-Ohmeda Inc Div GE Health | M1112198 | HDJT61939 |  |  | 5102-16527 | SJS-Mother/Baby Unit | 19 | IU | Active
SJS2674 | PPA33 | Panda | Twanna Hardy | TWLUK | EMPLOYEE | Y | 1 | 1 | 07/01/2024 | 08/05/2022 | 2 | M | SJS | SJS | Panda IRES Bedded Warmer | 17-956 | Warming Units, Patient, Radiant, Infant | 351254 | Datex-Ohmeda Inc Div GE Health | M1112198 | HDJT61941 |  |  | 5102-16527 | SJS-Mother/Baby Unit | 19 | IU | Active
SJS2674 | PPA33- | Panda - 2 Year | Twanna Hardy | TWLUK | EMPLOYEE | Y | 2 | 3 | 07/01/2025 | 09/29/2023 | 2 | M | SJS | SJS | Panda IRES Bedded Warmer | 17-956 | Warming Units, Patient, Radiant, Infant | 351254 | Datex-Ohmeda Inc Div GE Health | M1112198 | HDJT61941 |  |  | 5102-16527 | SJS-Mother/Baby Unit | 19 | IU | Active
SJS2675 | PPA33 | Panda | Twanna Hardy | TWLUK | EMPLOYEE | Y | 1 | 1 | 02/01/2025 | 01/29/2024 | 2 | M | SJS | SJS | Panda IRES Bedded Warmer | 17-956 | Warming Units, Patient, Radiant, Infant | 351254 | Datex-Ohmeda Inc Div GE Health | M1112198 | HDJT61943 |  |  | 5102-22100 | SJS-Labor & Delivery | 19 | IU | Active
SJS2675 | PPA33- | Panda - 2 Year | Twanna Hardy | TWLUK | EMPLOYEE | Y | 2 | 3 | 02/01/2025 | 08/30/2023 | 2 | M | SJS | SJS | Panda IRES Bedded Warmer | 17-956 | Warming Units, Patient, Radiant, Infant | 351254 | Datex-Ohmeda Inc Div GE Health | M1112198 | HDJT61943 |  |  | 5102-22100 | SJS-Labor & Delivery | 19 | IU | Active
SJS2676 | PPA33- | Panda - 2 Year | Twanna Hardy | TWLUK | EMPLOYEE | Y | 2 | 3 | 02/01/2025 | 04/20/2023 | 2 | M | SJS | SJS | Panda IRES Bedded Warmer | 17-956 | Warming Units, Patient, Radiant, Infant | 351254 | Datex-Ohmeda Inc Div GE Health | M1112198 | HDJT61922 |  |  | 5102-22100 | SJS-Labor & Delivery | 19 | IU | Active
SJS2676 | PPA33 | Panda | Twanna Hardy | TWLUK | EMPLOYEE | Y | 1 | 1 | 02/01/2025 | 01/29/2024 | 2 | M | SJS | SJS | Panda IRES Bedded Warmer | 17-956 | Warming Units, Patient, Radiant, Infant | 351254 | Datex-Ohmeda Inc Div GE Health | M1112198 | HDJT61922 |  |  | 5102-22100 | SJS-Labor & Delivery | 19 | IU | Active
SJS2677 | PPA33- | Panda - 2 Year | Twanna Hardy | TWLUK | EMPLOYEE | Y | 2 | 3 | 02/01/2025 | 06/22/2023 | 2 | M | SJS | SJS | Panda IRES Bedded Warmer | 17-956 | Warming Units, Patient, Radiant, Infant | 351254 | Datex-Ohmeda Inc Div GE Health | M1112198 | HDJT61924 |  |  | 5102-22100 | SJS-Labor & Delivery | 19 | IU | Active
SJS2677 | PPA33 | Panda | Twanna Hardy | TWLUK | EMPLOYEE | Y | 1 | 1 | 02/01/2025 | 01/29/2024 | 2 | M | SJS | SJS | Panda IRES Bedded Warmer | 17-956 | Warming Units, Patient, Radiant, Infant | 351254 | Datex-Ohmeda Inc Div GE Health | M1112198 | HDJT61924 |  |  | 5102-22100 | SJS-Labor & Delivery | 19 | IU | Active
SJS2678 | PPA33 | Panda | Twanna Hardy | TWLUK | EMPLOYEE | Y | 1 | 1 | 07/01/2024 | 08/08/2022 | 2 | M | SJS | SJS | Panda IRES Bedded Warmer | 17-956 | Warming Units, Patient, Radiant, Infant | 351254 | Datex-Ohmeda Inc Div GE Health | M1112198 | HDJT61937 |  |  | 5102-16527 | SJS-Mother/Baby Unit | 19 | IU | Active
SJS2678 | PPA33- | Panda - 2 Year | Twanna Hardy | TWLUK | EMPLOYEE | Y | 2 | 3 | 07/01/2025 | 09/11/2023 | 2 | M | SJS | SJS | Panda IRES Bedded Warmer | 17-956 | Warming Units, Patient, Radiant, Infant | 351254 | Datex-Ohmeda Inc Div GE Health | M1112198 | HDJT61937 |  |  | 5102-16527 | SJS-Mother/Baby Unit | 19 | IU | Active
SJS2679 | PPA33 | Panda | Twanna Hardy | TWLUK | EMPLOYEE | Y | 1 | 1 | 07/01/2024 | 08/26/2022 | 2 | M | SJS | SJS | Panda IRES Bedded Warmer | 17-956 | Warming Units, Patient, Radiant, Infant | 351254 | Datex-Ohmeda Inc Div GE Health | M1112198 | HDJT61944 |  |  | 5102-16527 | SJS-Mother/Baby Unit | 19 | IU | Active
SJS2679 | PPA33- | Panda - 2 Year | Twanna Hardy | TWLUK | EMPLOYEE | Y | 2 | 3 | 07/01/2025 | 08/07/2023 | 2 | M | SJS | SJS | Panda IRES Bedded Warmer | 17-956 | Warming Units, Patient, Radiant, Infant | 351254 | Datex-Ohmeda Inc Div GE Health | M1112198 | HDJT61944 |  |  | 5102-16527 | SJS-Mother/Baby Unit | 19 | IU | Active
SJS2680 | PPA33 | Panda | Twanna Hardy | TWLUK | EMPLOYEE | Y | 1 | 1 | 02/01/2025 | 01/29/2024 | 2 | M | SJS | SJS | Panda IRES Bedded Warmer | 17-956 | Warming Units, Patient, Radiant, Infant | 351254 | Datex-Ohmeda Inc Div GE Health | M1112198 | HDJT61947 |  |  | 5102-22100 | SJS-Labor & Delivery | 19 | IU | Active
SJS2680 | PPA33- | Panda - 2 Year | Twanna Hardy | TWLUK | EMPLOYEE | Y | 2 | 3 | 02/01/2025 | 04/06/2023 | 2 | M | SJS | SJS | Panda IRES Bedded Warmer | 17-956 | Warming Units, Patient, Radiant, Infant | 351254 | Datex-Ohmeda Inc Div GE Health | M1112198 | HDJT61947 |  |  | 5102-22100 | SJS-Labor & Delivery | 19 | IU | Active
SJS2682 | P10123 | -Pm Device Using Mfg Procedure | Gil Matos | GIMAT | EMPLOYEE | Y | 1 | 1 | 03/01/2025 | 03/01/2024 | 2 | M | SJS | SJS | EKG Mulitchannel Interp | 16-231 | Electrocardiographs, Multichannel, Interpretive | 440964 | GE Healthcare Technologies | MAC 5500HD | SKJ18390003PA |  |  | 5102-21500 | SJS-PACU | 16 | IU | Active
SJS2683 | PPA33 | Panda | Twanna Hardy | TWLUK | EMPLOYEE | Y | 1 | 1 | 02/01/2025 | 01/29/2024 | 2 | M | SJS | SJS | Panda IRES Bedded Warmer | 17-956 | Warming Units, Patient, Radiant, Infant | 351254 | Datex-Ohmeda Inc Div GE Health | M1112198 | HDJT61936 |  |  | 5102-16527 | SJS-Mother/Baby Unit | 19 | IU | Active
SJS2683 | PPA33- | Panda - 2 Year | Twanna Hardy | TWLUK | EMPLOYEE | Y | 2 | 3 | 02/01/2025 | 06/16/2023 | 2 | M | SJS | SJS | Panda IRES Bedded Warmer | 17-956 | Warming Units, Patient, Radiant, Infant | 351254 | Datex-Ohmeda Inc Div GE Health | M1112198 | HDJT61936 |  |  | 5102-16527 | SJS-Mother/Baby Unit | 19 | IU | Active
SJS2684 | PPA33 | Panda | Twanna Hardy | TWLUK | EMPLOYEE | Y | 1 | 1 | 02/01/2025 | 01/29/2024 | 2 | M | SJS | SJS | Panda IRES Bedded Warmer | 17-956 | Warming Units, Patient, Radiant, Infant | 351254 | Datex-Ohmeda Inc Div GE Health | M1112198 | HDJT61940 |  |  | 5102-22100 | SJS-Labor & Delivery | 19 | IU | Active
SJS2684 | PPA33- | Panda - 2 Year | Twanna Hardy | TWLUK | EMPLOYEE | Y | 2 | 3 | 02/01/2025 | 08/07/2023 | 2 | M | SJS | SJS | Panda IRES Bedded Warmer | 17-956 | Warming Units, Patient, Radiant, Infant | 351254 | Datex-Ohmeda Inc Div GE Health | M1112198 | HDJT61940 |  |  | 5102-22100 | SJS-Labor & Delivery | 19 | IU | Active
SJS2685 | PPA33 | Panda | Twanna Hardy | TWLUK | EMPLOYEE | Y | 1 | 1 | 02/01/2025 | 01/29/2024 | 2 | M | SJS | SJS | Panda IRES Bedded Warmer | 17-956 | Warming Units, Patient, Radiant, Infant | 351254 | Datex-Ohmeda Inc Div GE Health | M1112198 | PBWV60550 |  |  | 5102-22100 | SJS-Labor & Delivery | 19 | IU | Active
SJS2685 | PPA33- | Panda - 2 Year | Twanna Hardy | TWLUK | EMPLOYEE | Y | 2 | 3 | 02/01/2025 | 05/23/2023 | 2 | M | SJS | SJS | Panda IRES Bedded Warmer | 17-956 | Warming Units, Patient, Radiant, Infant | 351254 | Datex-Ohmeda Inc Div GE Health | M1112198 | PBWV60550 |  |  | 5102-22100 | SJS-Labor & Delivery | 19 | IU | Active
SJS2686 | PPA33 | Panda | Twanna Hardy | TWLUK | EMPLOYEE | Y | 1 | 1 | 02/01/2025 | 03/13/2024 | 2 | M | SJS | SJS | Panda IRES Bedded Warmer | 17-956 | Warming Units, Patient, Radiant, Infant | 351254 | Datex-Ohmeda Inc Div GE Health | M1112198 | HDJT61942 |  |  | 5102-22100 | SJS-Labor & Delivery | 19 | IU | Active
SJS2686 | PPA33- | Panda - 2 Year | Twanna Hardy | TWLUK | EMPLOYEE | Y | 2 | 3 | 02/01/2025 | 07/20/2023 | 2 | M | SJS | SJS | Panda IRES Bedded Warmer | 17-956 | Warming Units, Patient, Radiant, Infant | 351254 | Datex-Ohmeda Inc Div GE Health | M1112198 | HDJT61942 |  |  | 5102-22100 | SJS-Labor & Delivery | 19 | IU | Active
SJS2687 | PPA33 | Panda | Twanna Hardy | TWLUK | EMPLOYEE | Y | 1 | 1 | 02/01/2025 | 01/29/2024 | 2 | M | SJS | SJS | Panda IRES Bedded Warmer | 17-956 | Warming Units, Patient, Radiant, Infant | 351254 | Datex-Ohmeda Inc Div GE Health | M1112198 | HDJT61938 |  |  | 5102-22100 | SJS-Labor & Delivery | 19 | IU | Active
SJS2687 | PPA33- | Panda - 2 Year | Twanna Hardy | TWLUK | EMPLOYEE | Y | 2 | 3 | 02/01/2025 | 04/20/2023 | 2 | M | SJS | SJS | Panda IRES Bedded Warmer | 17-956 | Warming Units, Patient, Radiant, Infant | 351254 | Datex-Ohmeda Inc Div GE Health | M1112198 | HDJT61938 |  |  | 5102-22100 | SJS-Labor & Delivery | 19 | IU | Active
SJS2688 | PPA33 | Panda | Twanna Hardy | TWLUK | EMPLOYEE | Y | 1 | 1 | 02/01/2025 | 01/29/2024 | 2 | M | SJS | SJS | Panda IRES Bedded Warmer | 17-956 | Warming Units, Patient, Radiant, Infant | 351254 | Datex-Ohmeda Inc Div GE Health | M1112198 | HDJT61950 |  |  | 5102-22100 | SJS-Labor & Delivery | 19 | IU | Active
SJS2688 | PPA33- | Panda - 2 Year | Twanna Hardy | TWLUK | EMPLOYEE | Y | 2 | 3 | 02/01/2025 | 07/20/2023 | 2 | M | SJS | SJS | Panda IRES Bedded Warmer | 17-956 | Warming Units, Patient, Radiant, Infant | 351254 | Datex-Ohmeda Inc Div GE Health | M1112198 | HDJT61950 |  |  | 5102-22100 | SJS-Labor & Delivery | 19 | IU | Active
SJS2689 | PPA33 | Panda | Twanna Hardy | TWLUK | EMPLOYEE | Y | 1 | 1 | 02/01/2025 | 01/29/2024 | 2 | M | SJS | SJS | Panda IRES Bedded Warmer | 17-956 | Warming Units, Patient, Radiant, Infant | 351254 | Datex-Ohmeda Inc Div GE Health | M1112198 | HDJT61949 |  |  | 5102-22100 | SJS-Labor & Delivery | 19 | IU | Active
SJS2689 | PPA33- | Panda - 2 Year | Twanna Hardy | TWLUK | EMPLOYEE | Y | 2 | 3 | 02/01/2025 | 05/23/2023 | 2 | M | SJS | SJS | Panda IRES Bedded Warmer | 17-956 | Warming Units, Patient, Radiant, Infant | 351254 | Datex-Ohmeda Inc Div GE Health | M1112198 | HDJT61949 |  |  | 5102-22100 | SJS-Labor & Delivery | 19 | IU | Active
SJS2690 | PPA33 | Panda | Twanna Hardy | TWLUK | EMPLOYEE | Y | 1 | 1 | 02/01/2025 | 01/29/2024 | 2 | M | SJS | SJS | Panda IRES Bedded Warmer | 17-956 | Warming Units, Patient, Radiant, Infant | 351254 | Datex-Ohmeda Inc Div GE Health | M1112198 | PBWV60549 |  |  | 5102-22100 | SJS-Labor & Delivery | 19 | IU | Active
SJS2690 | PPA33- | Panda - 2 Year | Twanna Hardy | TWLUK | EMPLOYEE | Y | 2 | 3 | 02/01/2025 | 10/23/2023 | 2 | M | SJS | SJS | Panda IRES Bedded Warmer | 17-956 | Warming Units, Patient, Radiant, Infant | 351254 | Datex-Ohmeda Inc Div GE Health | M1112198 | PBWV60549 |  |  | 5102-22100 | SJS-Labor & Delivery | 19 | IU | Active
SJS2696 | P10123 | -Pm Device Using Mfg Procedure | Gil Matos | GIMAT | EMPLOYEE | Y | 1 | 0.5 | 12/01/2024 | 01/31/2024 | 2 | M | SJS | SJS | Oximeters- Pulse | 17-148 | Oximeters, Pulse | 371567 | Masimo Corp | RAD-5 | N115331 |  |  | 5102-12213 | SJS-Med/Surg/Tele Overflow 3North | 15 | IU | Active
SJS2697 | PGEAN2 | GE Annual E-sCAiO | Darren Eaton | DAEAT | EMPLOYEE | Y | 1 | 1 | 02/01/2025 |  | 2 | M | SJS | SJS | Airway Gas Module w/Agent Id | 20-778 | Physiologic Monitor Modules, Anesthetic Gas | 440964 | GE Healthcare Technologies | E-sCAiO-00 | SGV18460032HA |  |  | 5102-20100 | SJS-Anesthesiology | 29 | IU | Active
SJS2697 | PGE4Y2 | GE 4 YEAR E-sCAiO | Darren Eaton | DAEAT | EMPLOYEE | Y | 4 | 1.5 | 02/01/2028 | 01/29/2024 | 2 | M | SJS | SJS | Airway Gas Module w/Agent Id | 20-778 | Physiologic Monitor Modules, Anesthetic Gas | 440964 | GE Healthcare Technologies | E-sCAiO-00 | SGV18460032HA |  |  | 5102-20100 | SJS-Anesthesiology | 29 | IU | Active
SJS2698 | PGEAN2 | GE Annual E-sCAiO | Darren Eaton | DAEAT | EMPLOYEE | Y | 1 | 1 | 02/01/2025 |  | 2 | M | SJS | SJS | Airway Gas Module w/Agent Id | 20-778 | Physiologic Monitor Modules, Anesthetic Gas | 440964 | GE Healthcare Technologies | E-sCAiO-00 | SGV18460010HA |  |  | 5102-20100 | SJS-Anesthesiology | 29 | IU | Active
SJS2698 | PGE4Y2 | GE 4 YEAR E-sCAiO | Darren Eaton | DAEAT | EMPLOYEE | Y | 4 | 1.5 | 02/01/2028 | 01/29/2024 | 2 | M | SJS | SJS | Airway Gas Module w/Agent Id | 20-778 | Physiologic Monitor Modules, Anesthetic Gas | 440964 | GE Healthcare Technologies | E-sCAiO-00 | SGV18460010HA |  |  | 5102-20100 | SJS-Anesthesiology | 29 | IU | Active
SJS2703 | PGEANP | GE ANNUAL PDM | Gerson Colon | 94805 | EMPLOYEE | Y | 1 | 0.5 | 09/01/2024 | 09/07/2023 | 2 | M | SJS | SJS | Patient Data Module | 20-784 | Physiologic Monitor Modules, Multiparameter | 440964 | GE Healthcare Technologies | 2016793-003 | SA314347560GA | PDMTN | PDM 1 | 5102-20100 | SJS-Anesthesiology | 29 | IU | Active
SJS2704 | PGEANP | GE ANNUAL PDM | Gerson Colon | 94805 | EMPLOYEE | Y | 1 | 0.5 | 09/01/2024 | 09/29/2023 | 2 | M | SJS | SJS | Patient Data Module | 20-784 | Physiologic Monitor Modules, Multiparameter | 440964 | GE Healthcare Technologies | 2016793-003 | SA314368581GA | PDMTN | PDM 1 | 5102-20100 | SJS-Anesthesiology | 29 | IU | Active
SJS2705 | PDAOHG | GE E-miniC Respiratory Single-width Airway Module | Gerson Colon | 94805 | EMPLOYEE | Y | 1 | 1.5 | 01/01/2025 | 02/23/2024 | 2 | M | SJS | SJS | Gas Module | 20-776 | Physiologic Monitor Modules, Exhaled Carbon Dioxide | 440964 | GE Healthcare Technologies | E-MiniC-00 | 7200278 |  |  | 5102-23100 | SJS-Emergency Service | 16 | IU | Active
SJS2706 | PDAOHG | GE E-miniC Respiratory Single-width Airway Module | Gerson Colon | 94805 | EMPLOYEE | Y | 1 | 1.5 | 01/01/2025 | 02/05/2024 | 2 | M | SJS | SJS | Gas Module | 20-776 | Physiologic Monitor Modules, Exhaled Carbon Dioxide | 440964 | GE Healthcare Technologies | E-MiniC-00 | 7154555 |  |  | 5102-23100 | SJS-Emergency Service | 16 | IU | Active
SJS2707 | PMOPHM | Monitors, Physiologic, Multipurpose | Gerson Colon | 94805 | EMPLOYEE | Y | 1 | 0.5 | 01/01/2025 | 12/13/2022 | 2 | M | SJS | SJS | Bedside Physiologic Monitor | 20-171 | Monitors, Physiologic, Multipurpose, Bedside, Modular | 440964 | GE Healthcare Technologies | B450 | SJA14495872HA |  |  | 5102-23100 | SJS-Emergency Service | 16 | IU | Active
SJS2708 | P10123 | -Pm Device Using Mfg Procedure | Gerson Colon | 94805 | EMPLOYEE | Y | 1 | 0.5 | 01/01/2025 | 01/30/2024 | 2 | M | SJS | SJS | LED Exam Light Mobil | 33-257 | Lights, Examination, Stand-Alone, High End | 452594 | Stryker Communications | 0682-400-405 | 100000000069670 |  |  | 5102-23100 | SJS-Emergency Service | 13 | IU | Active
SJS2711 | PMOPHM | Monitors, Physiologic, Multipurpose | Gerson Colon | 94805 | EMPLOYEE | Y | 1 | 0.5 | 01/01/2025 | 12/09/2022 | 2 | M | SJS | SJS | Bedside Physiologic Monitor | 20-171 | Monitors, Physiologic, Multipurpose, Bedside, Modular | 440964 | GE Healthcare Technologies | B450 | SJA14370500HA |  |  | 5102-23100 | SJS-Emergency Service | 15 | IU | Active
SJS2712 | PGEANP | GE ANNUAL PDM | Gil Matos | GIMAT | EMPLOYEE | Y | 1 | 0.5 | 09/01/2024 | 09/27/2023 | 2 | M | SJS | SJS | Patient Data Module | 20-784 | Physiologic Monitor Modules, Multiparameter | 440964 | GE Healthcare Technologies | 2016793-003 | SA314336951GA | PDMET | PDM 2 | 5102-21500 | SJS-PACU | 15 | IU | Active
SJS2713 | PDAOHG | GE E-miniC Respiratory Single-width Airway Module | Gerson Colon | 94805 | EMPLOYEE | Y | 1 | 1.5 | 01/01/2025 | 02/12/2024 | 2 | M | SJS | SJS | Gas Module | 20-776 | Physiologic Monitor Modules, Exhaled Carbon Dioxide | 440964 | GE Healthcare Technologies | E-MiniC-00 | 7154579 |  |  | 5102-23100 | SJS-Emergency Service | 16 | IU | Active
SJS2714 | PMOPHM | Monitors, Physiologic, Multipurpose | Gerson Colon | 94805 | EMPLOYEE | Y | 1 | 0.5 | 01/01/2025 | 12/09/2022 | 2 | M | SJS | SJS | Bedside Physiologic Monitor | 20-171 | Monitors, Physiologic, Multipurpose, Bedside, Modular | 440964 | GE Healthcare Technologies | B450 | SJA14370525HA |  |  | 5102-23100 | SJS-Emergency Service | 15 | IU | Active
SJS2715 | PMOPHM | Monitors, Physiologic, Multipurpose | Gerson Colon | 94805 | EMPLOYEE | Y | 1 | 0.5 | 01/01/2025 | 12/09/2022 | 2 | M | SJS | SJS | Bedside Physiologic Monitor | 20-171 | Monitors, Physiologic, Multipurpose, Bedside, Modular | 440964 | GE Healthcare Technologies | B450 | SJA14370530HA |  |  | 5102-23100 | SJS-Emergency Service | 15 | IU | Active
SJS2716 | PGEANP | GE ANNUAL PDM | Darren Eaton | DAEAT | EMPLOYEE | Y | 1 | 0.5 | 09/01/2024 | 09/25/2023 | 2 | M | SJS | SJS | Patient Data Module | 20-784 | Physiologic Monitor Modules, Multiparameter | 440964 | GE Healthcare Technologies | 2016793-003 | SA314295052GA | PDMGC | PDM 3 | 5102-23100 | SJS-Emergency Service | 15 | IU | Active
SJS2717 | PGEANP | GE ANNUAL PDM | Darren Eaton | DAEAT | EMPLOYEE | Y | 1 | 0.5 | 09/01/2024 | 09/19/2023 | 2 | M | SJS | SJS | Patient Data Module | 20-784 | Physiologic Monitor Modules, Multiparameter | 440964 | GE Healthcare Technologies | 2016793-003 | SA314389034GA | PDMGC | PDM 3 | 5102-23100 | SJS-Emergency Service | 15 | IU | Active
SJS2718 | PMOPHM | Monitors, Physiologic, Multipurpose | Gerson Colon | 94805 | EMPLOYEE | Y | 1 | 0.5 | 01/01/2025 | 12/15/2022 | 2 | M | SJS | SJS | Bedside Physiologic Monitor | 20-171 | Monitors, Physiologic, Multipurpose, Bedside, Modular | 440964 | GE Healthcare Technologies | B450 | SJA14370507HA |  |  | 5102-23100 | SJS-Emergency Service | 15 | IU | Active
SJS2719 | PGEANP | GE ANNUAL PDM | Darren Eaton | DAEAT | EMPLOYEE | Y | 1 | 0.5 | 09/01/2024 | 09/07/2023 | 2 | M | SJS | SJS | Patient Data Module | 20-784 | Physiologic Monitor Modules, Multiparameter | 440964 | GE Healthcare Technologies | 2016793-003 | SA314389081GA | PDMGC | PDM 3 | 5102-23100 | SJS-Emergency Service | 15 | IU | Active
SJS2720 | PMOPHM | Monitors, Physiologic, Multipurpose | Gerson Colon | 94805 | EMPLOYEE | Y | 1 | 0.5 | 01/01/2025 | 01/16/2023 | 2 | M | SJS | SJS | Bedside Physiologic Monitor | 20-171 | Monitors, Physiologic, Multipurpose, Bedside, Modular | 440964 | GE Healthcare Technologies | B450 | SJA14370506HA |  |  | 5102-23100 | SJS-Emergency Service | 15 | IU | Active
SJS2721 | PGEANP | GE ANNUAL PDM | Darren Eaton | DAEAT | EMPLOYEE | Y | 1 | 0.5 | 09/01/2024 | 09/25/2023 | 2 | M | SJS | SJS | Patient Data Module | 20-784 | Physiologic Monitor Modules, Multiparameter | 440964 | GE Healthcare Technologies | 2016793-003 | SA314389037GA | PDMGC | PDM 3 | 5102-23100 | SJS-Emergency Service | 15 | IU | Active
SJS2723 | PGEANP | GE ANNUAL PDM | Darren Eaton | DAEAT | EMPLOYEE | Y | 1 | 0.5 | 09/01/2024 | 09/25/2023 | 2 | M | SJS | SJS | Patient Data Module | 20-784 | Physiologic Monitor Modules, Multiparameter | 440964 | GE Healthcare Technologies | 2016793-003 | SA314389024GA | PDMGC | PDM 3 | 5102-23100 | SJS-Emergency Service | 15 | IU | Active
SJS2725 | PDAOHG | GE E-miniC Respiratory Single-width Airway Module | Gerson Colon | 94805 | EMPLOYEE | Y | 1 | 1.5 | 01/01/2025 | 02/23/2024 | 2 | M | SJS | SJS | Gas Module | 20-776 | Physiologic Monitor Modules, Exhaled Carbon Dioxide | 440964 | GE Healthcare Technologies | E-MiniC-00 | 7154580 |  |  | 5102-23100 | SJS-Emergency Service | 16 | IU | Active
SJS2726 | PDAOHG | GE E-miniC Respiratory Single-width Airway Module | Gerson Colon | 94805 | EMPLOYEE | Y | 1 | 1.5 | 01/01/2025 | 02/13/2024 | 2 | M | SJS | SJS | Gas Module | 20-776 | Physiologic Monitor Modules, Exhaled Carbon Dioxide | 440964 | GE Healthcare Technologies | E-MiniC-00 | 7154620 |  |  | 5102-23100 | SJS-Emergency Service | 16 | IU | Active
SJS2728 | P--ORS | --- OR Safety Inspection --- | Darren Eaton | DAEAT | EMPLOYEE | M | 6 | 0.25 | 07/01/2024 | 02/09/2024 | 2 | M | SJS | SJS | RF Sponge Detector Delivery | 27-642 | Sponge Detector, Surgical, Radiofrequency | 101809 | Medtronic Inc | 200X | X18CUY |  |  | 5102-21100 | SJS-Surgery | 23 | IU | Active
SJS2730 | P--ORS | --- OR Safety Inspection --- | Darren Eaton | DAEAT | EMPLOYEE | M | 6 | 0.25 | 07/01/2024 | 02/01/2024 | 2 | M | SJS | SJS | RF Sponge Detector Delivery | 27-642 | Sponge Detector, Surgical, Radiofrequency | 101809 | Medtronic Inc | 200X | X18CVI |  |  | 5102-21100 | SJS-Surgery | 23 | IU | Active
SJS2732 | P--ORS | --- OR Safety Inspection --- | Darren Eaton | DAEAT | EMPLOYEE | M | 6 | 0.25 | 07/01/2024 | 02/23/2024 | 2 | M | SJS | SJS | RF Sponge Detector Delivery | 27-642 | Sponge Detector, Surgical, Radiofrequency | 101809 | Medtronic Inc | 200X | X18CLA |  |  | 5102-21100 | SJS-Surgery | 23 | IU | Active
SJS2734 | P--ORS | --- OR Safety Inspection --- | Darren Eaton | DAEAT | EMPLOYEE | M | 6 | 0.25 | 07/01/2024 | 02/07/2024 | 2 | M | SJS | SJS | RF Sponge Detector Delivery | 27-642 | Sponge Detector, Surgical, Radiofrequency | 101809 | Medtronic Inc | 200X | X18CUX |  |  | 5102-21100 | SJS-Surgery | 23 | IU | Active
SJS2735 | P--ORS | --- OR Safety Inspection --- | Darren Eaton | DAEAT | EMPLOYEE | M | 6 | 0.25 | 07/01/2024 | 02/16/2024 | 2 | M | SJS | SJS | RF Sponge Detector Delivery | 27-642 | Sponge Detector, Surgical, Radiofrequency | 101809 | Medtronic Inc | 200X | X18CVE |  |  | 5102-21100 | SJS-Surgery | 23 | IU | Active
SJS2740 | PGEANP | GE ANNUAL PDM | Darren Eaton | DAEAT | EMPLOYEE | Y | 1 | 0.5 | 09/01/2024 | 09/22/2023 | 2 | M | SJS | SJS | Patient Data Module | 20-784 | Physiologic Monitor Modules, Multiparameter | 440964 | GE Healthcare Technologies | 2016793-003 | SA314389007GA | PDMGC | PDM 3 | 5102-23100 | SJS-Emergency Service | 15 | IU | Active
SJS2741 | PDAOHG | GE E-miniC Respiratory Single-width Airway Module | Gerson Colon | 94805 | EMPLOYEE | Y | 1 | 1.5 | 01/01/2025 | 02/08/2024 | 2 | M | SJS | SJS | Gas Module | 20-776 | Physiologic Monitor Modules, Exhaled Carbon Dioxide | 440964 | GE Healthcare Technologies | E-MiniC-00 | 7154567 |  |  | 5102-23100 | SJS-Emergency Service | 16 | IU | Active
SJS2742 | PANCAE | Annual Care E Vac 3 PM | Gerson Colon | 94805 | EMPLOYEE | Y | 1 | 0.5 | 07/01/2024 | 08/18/2023 | 2 | M | SJS | SJS | Portable Suction | 27-657 | Aspirators, Airway | 452041 | Ohio Medical Corp | 758000 | CDR0720 |  |  | 5102-23100 | SJS-Emergency Service | 13 | IU | Active
SJS2742 | P3YEB1 | 3 Year Battery Replacement and Annual Care E Vac 3 PM | Gerson Colon | 94805 | EMPLOYEE | Y | 3 | 1.2 | 07/01/2024 |  | 2 | M | SJS | SJS | Portable Suction | 27-657 | Aspirators, Airway | 452041 | Ohio Medical Corp | 758000 | CDR0720 |  |  | 5102-23100 | SJS-Emergency Service | 13 | IU | Active
SJS2743 | PGEANP | GE ANNUAL PDM | Darren Eaton | DAEAT | EMPLOYEE | Y | 1 | 0.5 | 09/01/2024 | 09/07/2023 | 2 | M | SJS | SJS | Patient Data Module | 20-784 | Physiologic Monitor Modules, Multiparameter | 440964 | GE Healthcare Technologies | 2016793-003 | SA314295044GA | PDMGC | PDM 3 | 5102-23100 | SJS-Emergency Service | 15 | IU | Active
SJS2746 | PGEANP | GE ANNUAL PDM | Darren Eaton | DAEAT | EMPLOYEE | Y | 1 | 0.5 | 09/01/2024 | 09/29/2023 | 2 | M | SJS | SJS | Patient Data Module | 20-784 | Physiologic Monitor Modules, Multiparameter | 440964 | GE Healthcare Technologies | 2016793-003 | SA314389047GA | PDMGC | PDM 3 | 5102-23100 | SJS-Emergency Service | 15 | IU | Active
SJS2747 | PGEANP | GE ANNUAL PDM | Darren Eaton | DAEAT | EMPLOYEE | Y | 1 | 0.5 | 09/01/2024 | 09/27/2023 | 2 | M | SJS | SJS | Patient Data Module | 20-784 | Physiologic Monitor Modules, Multiparameter | 440964 | GE Healthcare Technologies | 2016793-003 | SA314389012GA | PDMGC | PDM 3 | 5102-23100 | SJS-Emergency Service | 15 | IU | Active
SJS2748 | PGEANP | GE ANNUAL PDM | Darren Eaton | DAEAT | EMPLOYEE | Y | 1 | 0.5 | 09/01/2024 | 09/07/2023 | 2 | M | SJS | SJS | Patient Data Module | 20-784 | Physiologic Monitor Modules, Multiparameter | 440964 | GE Healthcare Technologies | 2016793-003 | SA314389001GA | PDMGC | PDM 3 | 5102-23100 | SJS-Emergency Service | 15 | IU | Active
SJS2749 | P10123 | -Pm Device Using Mfg Procedure | Gerson Colon | 94805 | EMPLOYEE | Y | 1 | 0.5 | 03/01/2025 | 03/01/2024 | 2 | M | SJS | SJS | Oximeters- Pulse | 17-148 | Oximeters, Pulse | 371567 | Masimo Corp | RAD-5 | N88024 |  |  | 5102-35000 | SJS-Respiratory Care Services | 16 | IU | Active
SJS2750 | PGEANP | GE ANNUAL PDM | Darren Eaton | DAEAT | EMPLOYEE | Y | 1 | 0.5 | 09/01/2024 | 10/04/2023 | 2 | M | SJS | SJS | Patient Data Module | 20-784 | Physiologic Monitor Modules, Multiparameter | 440964 | GE Healthcare Technologies | 2016793-003 | SA314388975GA | PDMGC | PDM 3 | 5102-23100 | SJS-Emergency Service | 15 | IU | Active
SJS2751 | PMOPHV | Monitors, Physiologic, Vital Signs | Darren Eaton | DAEAT | EMPLOYEE | Y | 1 | 1 | 04/01/2024 | 04/21/2023 | 2 | M | SJS | SJS | Vital Signs Monitor | 25-209 | Monitors, Physiologic, Vital Signs | 101850 | Welch Allyn Inc A Subsidiary | VSM 6000 SERIES | 100021104714 |  |  | 5102-13100 | SJS-Intensive Care Unit I | 16 | IU | Active
SJS2752 | P10123 | -Pm Device Using Mfg Procedure | Twanna Hardy | TWLUK | EMPLOYEE | Y | 1 | 0.8 | 02/01/2025 | 01/29/2024 | 2 | M | SJS | SJS | Maternal/Fetal Monitor Color | 34-428 | Monitors, Physiologic, Fetal | 439946 | GE Healthcare USA | 259CX-C | SDL14423966PAS |  |  | 5102-22100 | SJS-Labor & Delivery | 16 | IU | Active
SJS2753 | PDAOHG | GE E-miniC Respiratory Single-width Airway Module | Gerson Colon | 94805 | EMPLOYEE | Y | 1 | 1.5 | 01/01/2025 | 02/08/2024 | 2 | M | SJS | SJS | Gas Module | 20-776 | Physiologic Monitor Modules, Exhaled Carbon Dioxide | 440964 | GE Healthcare Technologies | E-MiniC-00 | 7154640 |  |  | 5102-23100 | SJS-Emergency Service | 16 | IU | Active
SJS2754 | PGEANP | GE ANNUAL PDM | Darren Eaton | DAEAT | EMPLOYEE | Y | 1 | 0.5 | 09/01/2024 | 09/28/2023 | 2 | M | SJS | SJS | Patient Data Module | 20-784 | Physiologic Monitor Modules, Multiparameter | 440964 | GE Healthcare Technologies | 2016793-003 | SA314389070GA | PDMGC | PDM 3 | 5102-23100 | SJS-Emergency Service | 15 | IU | Active
SJS2755 | PGEANP | GE ANNUAL PDM | Twanna Hardy | TWLUK | EMPLOYEE | Y | 1 | 0.5 | 09/01/2024 | 09/19/2023 | 2 | M | SJS | SJS | Patient Data Module | 20-784 | Physiologic Monitor Modules, Multiparameter | 440964 | GE Healthcare Technologies | 2016793-003 | SA314389089GA | PDMTN | PDM 1 | 5102-30695 | SJS-Interventional Services | 15 | IU | Active
SJS2756 | P10123 | -Pm Device Using Mfg Procedure | Twanna Hardy | TWLUK | EMPLOYEE | Y | 1 | 0.6 | 07/01/2024 | 08/26/2023 | 2 | M | SJS | SJS | Breast Pump | 10-485 | Pumps, Breast | 103640 | Medela Inc | 600 0837 | 1509249 |  |  | 5102-16527 | SJS-Mother/Baby Unit | 13 | IU | Active
SJS2757 | PGEANP | GE ANNUAL PDM | Darren Eaton | DAEAT | EMPLOYEE | Y | 1 | 0.5 | 09/01/2024 | 09/15/2023 | 2 | M | SJS | SJS | Patient Data Module | 20-784 | Physiologic Monitor Modules, Multiparameter | 440964 | GE Healthcare Technologies | 2016793-003 | SA314389011GA | PDMGC | PDM 3 | 5102-23100 | SJS-Emergency Service | 15 | IU | Active
SJS2758 | PGEANP | GE ANNUAL PDM | Darren Eaton | DAEAT | EMPLOYEE | Y | 1 | 0.5 | 09/01/2024 | 09/06/2023 | 2 | M | SJS | SJS | Patient Data Module | 20-784 | Physiologic Monitor Modules, Multiparameter | 440964 | GE Healthcare Technologies | 2016793-003 | SA314388995GA | PDMGC | PDM 3 | 5102-23100 | SJS-Emergency Service | 16 | IU | Active
SJS2759 | P-VPM | -Vendor PM | Gerson Colon | 94805 | EMPLOYEE | Y | 1 | 0.5 | 12/01/2024 | 11/07/2023 | 2 | M | SJS | SJS | Automated Blood Culture Analyz | 15-973 | Analyzers, Laboratory, Microbiology, Blood Culture, Automated | 108995 | bioMerieux Inc | Virtuo A | VRTA-00744 |  |  | 5102-31000 | SJS-Laboratory Services | 14 | IU | Active
SJS2760 | PGEANP | GE ANNUAL PDM | Darren Eaton | DAEAT | EMPLOYEE | Y | 1 | 0.5 | 09/01/2024 | 09/28/2023 | 2 | M | SJS | SJS | Patient Data Module | 20-784 | Physiologic Monitor Modules, Multiparameter | 440964 | GE Healthcare Technologies | 2016793-003 | SA314389025GA | PDMGC | PDM 3 | 5102-23100 | SJS-Emergency Service | 15 | IU | Active
SJS2761 | PMOPHV | Monitors, Physiologic, Vital Signs | Gerson Colon | 94805 | EMPLOYEE | Y | 1 | 1 | 03/01/2025 | 03/01/2024 | 2 | M | SJS | SJS | Vital Signs Monitor | 25-209 | Monitors, Physiologic, Vital Signs | 101850 | Welch Allyn Inc A Subsidiary | VSM 6000 SERIES | 100065583614 |  |  | 5102-21355 | SJS-Preop Surgical | 16 | IU | Active
SJS2762 | PGEANP | GE ANNUAL PDM | Gil Matos | GIMAT | EMPLOYEE | Y | 1 | 0.5 | 09/01/2024 | 09/15/2023 | 2 | M | SJS | SJS | Patient Data Module | 20-784 | Physiologic Monitor Modules, Multiparameter | 440964 | GE Healthcare Technologies | 2016793-003 | SA314337289GA | PDMET | PDM 2 | 5102-21500 | SJS-PACU | 15 | IU | Active
SJS2763 | P-VPM | -Vendor PM | Twanna Hardy | TWLUK | EMPLOYEE | Y | 1 | 0.5 | 03/01/2025 | 03/01/2024 | 2 | M | SJS | SJS | Multimeter | CC-040 | Test Equipment | 178848 | Fluke Biomedical | 179 | 44920603 |  |  | 5102-88570 | SJS-Clinical Engineering | 13 | IU | Active
SJS2765 | P-VPM | -Vendor PM | Twanna Hardy | TWLUK | EMPLOYEE | Y | 1 | 0.5 | 03/01/2025 | 03/01/2024 | 2 | M | SJS | SJS | Phototachometer | CC-040 | Test Equipment | M10066 | Monarch Instruments | PLT200 | 1953622 |  |  | 5102-88570 | SJS-Clinical Engineering | 13 | IU | Active
SJS2767 | P117 | Oxygen-Air Proportioners/Blender Annual PM | Twanna Hardy | TWLUK | EMPLOYEE | Y | 1 | 0.7 | 03/01/2025 | 03/01/2024 | 6 | M | SJS | SJS | Air-Oxygen Blenders | 12-876 | Oxygen-Air Proportioners | 454430 | CareFusion Respiratory A BD Co | 03800A | ADF03088 |  |  | 5102-88570 | SJS-Clinical Engineering | 12 | IU | Active
SJS2767 | POVBY2 | 2 Year Blender Overhaul | Twanna Hardy | TWLUK | EMPLOYEE | Y | 2 | 1 | 03/01/2025 | 09/11/2023 | 6 | M | SJS | SJS | Air-Oxygen Blenders | 12-876 | Oxygen-Air Proportioners | 454430 | CareFusion Respiratory A BD Co | 03800A | ADF03088 |  |  | 5102-88570 | SJS-Clinical Engineering | 12 | IU | Active
SJS2768 | PPMPR1 | PM65 Precision Medical | Twanna Hardy | TWLUK | EMPLOYEE | Y | 1 | 0.6 | 07/01/2024 | 08/30/2023 | 2 | M | SJS | SJS | Portable Suction | 27-657 | Aspirators, Airway | 106490 | Precision Medical Inc | PM65 | 062176 |  |  | 5102-22100 | SJS-Labor & Delivery | 13 | IU | Active
SJS2769 | P10123 | -Pm Device Using Mfg Procedure | Twanna Hardy | TWLUK | EMPLOYEE | Y | 1 | 0.5 | 02/01/2025 |  | 2 | M | SJS | SJS | Resuscitators- Pulmonary- Exha | 17-141 | Resuscitators, Pulmonary, Exhaled Air | 255300 | Fisher & Paykel Healthcare Inc | RD900AEU | 160421005883 |  |  | 5102-22100 | SJS-Labor & Delivery | 12 | IU | Active
SJS2770 | P10123 | -Pm Device Using Mfg Procedure | Twanna Hardy | TWLUK | EMPLOYEE | Y | 1 | 0.5 | 02/01/2025 |  | 2 | M | SJS | SJS | Resuscitators- Pulmonary- Exha | 17-141 | Resuscitators, Pulmonary, Exhaled Air | 255300 | Fisher & Paykel Healthcare Inc | RD900AEU | 160421005884 |  |  | 5102-22100 | SJS-Labor & Delivery | 12 | IU | Active
SJS2771 | PPMPR1 | PM65 Precision Medical | Twanna Hardy | TWLUK | EMPLOYEE | Y | 1 | 0.6 | 07/01/2024 | 08/30/2023 | 2 | M | SJS | SJS | Portable Suction | 27-657 | Aspirators, Airway | 106490 | Precision Medical Inc | PM65 | 062421 |  |  | 5102-22100 | SJS-Labor & Delivery | 13 | IU | Active
SJS2772 | P-PDEU | LP20/LP20e Pm Device Using Mfg Procedure | Twanna Hardy | TWLUK | EMPLOYEE | Y | 1 | 0.75 | 07/01/2024 | 07/28/2022 | 1 | M | SJS | SJS | LP20e Defibrillator/Pacer | 17-882B | Defibrillator/Pacemakers, External, Biphasic | 452575 | Physio-Control Inc | LP20E | 42772331 |  |  | 5102-22100 | SJS-Labor & Delivery | 40 | LS | High Risk
SJS2772 | P2YEBA | LP20 2 Year Battery Replacement and PM | Twanna Hardy | TWLUK | EMPLOYEE | Y | 2 | 1 | 07/01/2025 | 07/26/2021 | 1 | M | SJS | SJS | LP20e Defibrillator/Pacer | 17-882B | Defibrillator/Pacemakers, External, Biphasic | 452575 | Physio-Control Inc | LP20E | 42772331 |  |  | 5102-22100 | SJS-Labor & Delivery | 40 | LS | High Risk
SJS2772 | PLP5YE | LP20 5 Year Coin Battery Replacement | Twanna Hardy | TWLUK | EMPLOYEE | Y | 5 | 1.6 | 07/01/2028 | 07/25/2023 | 1 | M | SJS | SJS | LP20e Defibrillator/Pacer | 17-882B | Defibrillator/Pacemakers, External, Biphasic | 452575 | Physio-Control Inc | LP20E | 42772331 |  |  | 5102-22100 | SJS-Labor & Delivery | 40 | LS | High Risk
SJS2773 | P-PDEU | LP20/LP20e Pm Device Using Mfg Procedure | Twanna Hardy | TWLUK | EMPLOYEE | Y | 1 | 0.75 | 07/01/2024 | 12/22/2022 | 1 | M | SJS | SJS | LP20e Defibrillator/Pacer | 17-882B | Defibrillator/Pacemakers, External, Biphasic | 452575 | Physio-Control Inc | LP20E | 43112150 |  |  | 5102-22100 | SJS-Labor & Delivery | 40 | LS | High Risk
SJS2773 | P2YEBA | LP20 2 Year Battery Replacement and PM | Twanna Hardy | TWLUK | EMPLOYEE | Y | 2 | 1 | 07/01/2025 | 07/13/2021 | 1 | M | SJS | SJS | LP20e Defibrillator/Pacer | 17-882B | Defibrillator/Pacemakers, External, Biphasic | 452575 | Physio-Control Inc | LP20E | 43112150 |  |  | 5102-22100 | SJS-Labor & Delivery | 40 | LS | High Risk
SJS2773 | PLP5YE | LP20 5 Year Coin Battery Replacement | Twanna Hardy | TWLUK | EMPLOYEE | Y | 5 | 1.6 | 07/01/2028 | 07/18/2023 | 1 | M | SJS | SJS | LP20e Defibrillator/Pacer | 17-882B | Defibrillator/Pacemakers, External, Biphasic | 452575 | Physio-Control Inc | LP20E | 43112150 |  |  | 5102-22100 | SJS-Labor & Delivery | 40 | LS | High Risk
SJS2774 | P-VPM | -Vendor PM | Twanna Hardy | TWLUK | EMPLOYEE | Y | 1 | 0.5 | 03/01/2025 | 03/01/2024 | 2 | M | SJS | SJS | Multimeter | CC-040 | Test Equipment | 178848 | Fluke Biomedical | 179 | 28200669 |  |  | 5102-88570 | SJS-Clinical Engineering | 13 | IU | Active
SJS2775 | P-VPM | -Vendor PM | Twanna Hardy | TWLUK | EMPLOYEE | Y | 1 | 0.5 | 03/01/2025 | 03/01/2024 | 2 | M | SJS | SJS | K Type Thermometer | CC-040 | Test Equipment | 178848 | Fluke Biomedical | CNXt3000 | 23640068 |  |  | 5102-88570 | SJS-Clinical Engineering | 13 | IU | Active
SJS2776 | P-VPM | -Vendor PM | Twanna Hardy | TWLUK | EMPLOYEE | Y | 1 | 0.5 | 03/01/2025 | 03/01/2024 | 2 | M | SJS | SJS | K Type Thermometer | CC-040 | Test Equipment | 178848 | Fluke Biomedical | CNXt3000 | 26570078 |  |  | 5102-88570 | SJS-Clinical Engineering | 13 | IU | Active
SJS2777 | P-VPM | -Vendor PM | Twanna Hardy | TWLUK | EMPLOYEE | Y | 1 | 0.5 | 03/01/2025 | 03/01/2024 | 2 | M | SJS | SJS | Multimeter | CC-040 | Test Equipment | 178848 | Fluke Biomedical | 179 | 28200678 |  |  | 5102-88570 | SJS-Clinical Engineering | 13 | IU | Active
SJS2778 | P-VPM | -Vendor PM | Twanna Hardy | TWLUK | EMPLOYEE | Y | 1 | 0.5 | 03/01/2025 | 03/01/2024 | 2 | M | SJS | SJS | Multimeter | CC-040 | Test Equipment | 178848 | Fluke Biomedical | 179 | 28200681 |  |  | 5102-88570 | SJS-Clinical Engineering | 13 | IU | Active
SJS2779 | P-VPM | -Vendor PM | Twanna Hardy | TWLUK | EMPLOYEE | Y | 1 | 0.5 | 03/01/2025 | 03/01/2024 | 2 | M | SJS | SJS | Electrical Safety Tester | CC-040 | Test Equipment | 178848 | Fluke Biomedical | DALE 601-1515 | 2820220 |  |  | 5102-88570 | SJS-Clinical Engineering | 13 | IU | Active
SJS2780 | P-VPM | -Vendor PM | Twanna Hardy | TWLUK | EMPLOYEE | Y | 1 | 0.5 | 03/01/2025 | 03/01/2024 | 2 | M | SJS | SJS | Incubator/Infant warmer tester | CC-040 | Test Equipment | 178848 | Fluke Biomedical | INCU | 1235 |  |  | 5102-88570 | SJS-Clinical Engineering | 13 | IU | Active
SJS2781 | P-VPM | -Vendor PM | Twanna Hardy | TWLUK | EMPLOYEE | Y | 1 | 0.5 | 03/01/2025 | 03/01/2024 | 2 | M | SJS | SJS | Infusion Device Analyzer | CC-040 | Test Equipment | 451211 | Pronk Technologies Inc | Flow Trax | 1603 |  |  | 5102-88570 | SJS-Clinical Engineering | 13 | IU | Active
SJS2782 | P-VPM | -Vendor PM | Twanna Hardy | TWLUK | EMPLOYEE | Y | 1 | 0.5 | 03/01/2025 | 03/01/2024 | 2 | M | SJS | SJS | Infusion Device Analyzer | CC-040 | Test Equipment | 451211 | Pronk Technologies Inc | Flow Trax | 3273 |  |  | 5102-88570 | SJS-Clinical Engineering | 13 | IU | Active
SJS2784 | P-VPM | -Vendor PM | Twanna Hardy | TWLUK | EMPLOYEE | Y | 1 | 0.5 | 03/01/2025 | 03/01/2024 | 2 | M | SJS | SJS | Parameter Tester | CC-040 | Test Equipment | 178848 | Fluke Biomedical | DPM2 | 3007011 |  |  | 5102-88570 | SJS-Clinical Engineering | 13 | IU | Active
SJS2785 | P-VPM | -Vendor PM | Twanna Hardy | TWLUK | EMPLOYEE | Y | 1 | 0.5 | 03/01/2025 | 03/01/2024 | 2 | M | SJS | SJS | Weight GHDL 25lb | CC-040 | Test Equipment | 171595 | Rice Lake Weighing Systems | 12833 | BC122750 |  |  | 5102-88570 | SJS-Clinical Engineering | 13 | IU | Active
SJS2786 | P-VPM | -Vendor PM | Twanna Hardy | TWLUK | EMPLOYEE | Y | 1 | 0.5 | 03/01/2025 | 03/01/2024 | 2 | M | SJS | SJS | Weight GHDL 25lb | CC-040 | Test Equipment | 171595 | Rice Lake Weighing Systems | 12833 | BC122751 |  |  | 5102-88570 | SJS-Clinical Engineering | 13 | IU | Active
SJS2788 | P10123 | -Pm Device Using Mfg Procedure | Twanna Hardy | TWLUK | EMPLOYEE | Y | 1 | 0.45 | 03/01/2025 |  | 2 | M | SJS | SJS | Precision Electronic Balance | 18-465 | Scales, Clinical, Precision | 179812 | A & D Medical | EJ-200 | 5A2843032 |  |  | 5102-88570 | SJS-Clinical Engineering | 12 | IU | Active
SJS2789 | P10123 | -Pm Device Using Mfg Procedure | Twanna Hardy | TWLUK | EMPLOYEE | Y | 1 | 0.45 | 03/01/2025 |  | 2 | M | SJS | SJS | Precision Electronic Balance | 18-465 | Scales, Clinical, Precision | 179812 | A & D Medical | EJ-200 | 5A2846606 |  |  | 5102-88570 | SJS-Clinical Engineering | 12 | IU | Active
SJS2790 | P-VPM | -Vendor PM | Twanna Hardy | TWLUK | EMPLOYEE | Y | 1 | 0.5 | 03/01/2025 | 03/01/2024 | 2 | M | SJS | SJS | Calibration Tester | CC-040 | Test Equipment | 101850 | Welch Allyn Inc A Subsidiary | 9600 Plus | 10613 |  |  | 5102-88570 | SJS-Clinical Engineering | 13 | IU | Active
SJS2791 | PV6PHR | V60 Philips Respironics Annual Checklist | Gerson Colon | 94805 | EMPLOYEE | Y | 1 | 2.5 | 07/01/2024 | 07/03/2023 | 1 | M | SJS | SJS | Non-Invasive Ventilator | 20-746 | Ventilators, Noninvasive Positive Pressure | 454161 | Philips Respironics | V60 | 100187696 |  |  | 5102-35000 | SJS-Respiratory Care Services | 40 | LS | High Risk
SJS2791 | PV65YR | V60 5 YR Battery Philips Respironics Annual Checklist | Gerson Colon | 94805 | EMPLOYEE | Y | 5 | 2 | 07/01/2024 | 09/13/2019 | 1 | M | SJS | SJS | Non-Invasive Ventilator | 20-746 | Ventilators, Noninvasive Positive Pressure | 454161 | Philips Respironics | V60 | 100187696 |  |  | 5102-35000 | SJS-Respiratory Care Services | 40 | LS | High Risk
SJS2792 | P117 | Oxygen-Air Proportioners/Blender Annual PM | Gerson Colon | 94805 | EMPLOYEE | Y | 1 | 0.7 | 03/01/2025 | 02/21/2023 | 6 | M | SJS | SJS | Air-Oxygen Blenders | 12-876 | Oxygen-Air Proportioners | 106490 | Precision Medical Inc | PM5200 | BH006121 |  |  | 5102-35000 | SJS-Respiratory Care Services | 13 | IU | Active
SJS2792 | POVBY2 | 2 Year Blender Overhaul | Gerson Colon | 94805 | EMPLOYEE | Y | 2 | 1 | 03/01/2026 | 03/01/2024 | 6 | M | SJS | SJS | Air-Oxygen Blenders | 12-876 | Oxygen-Air Proportioners | 106490 | Precision Medical Inc | PM5200 | BH006121 |  |  | 5102-35000 | SJS-Respiratory Care Services | 13 | IU | Active
SJS2793 | P10123 | -Pm Device Using Mfg Procedure | Gerson Colon | 94805 | EMPLOYEE | Y | 1 | 0.6 | 03/01/2025 | 03/01/2024 | 2 | M | SJS | SJS | Humidifier, Heated | 12-050 | Humidifiers, Artificial Airway, Heated | 255300 | Fisher & Paykel Healthcare Inc | MR850JHU | 120509143093 |  |  | 5102-35000 | SJS-Respiratory Care Services | 19 | IU | Active
SJS2795 | P--ORS | --- OR Safety Inspection --- | Gerson Colon | 94805 | EMPLOYEE | M | 6 | 0.25 | 04/01/2024 | 10/10/2023 | 2 | M | SJS | SJS | LCD HD Video Monitor | 16-603 | Monitors, Video | 276750 | Olympus America Inc | OEV-262H | 7417156 |  |  | 5102-21221 | SJS-Endoscopy | 18 | IU | Active
SJS2796 | P10123 | -Pm Device Using Mfg Procedure | Gerson Colon | 94805 | EMPLOYEE | Y | 1 | 0.5 | 03/01/2025 | 03/01/2024 | 2 | M | SJS | SJS | Touch Screen Pulse Oximeter | 17-148 | Oximeters, Pulse | 371567 | Masimo Corp | Radical 7 | 1000038507 |  |  | 5102-35000 | SJS-Respiratory Care Services | 16 | IU | Active
SJS2797 | P117 | Oxygen-Air Proportioners/Blender Annual PM | Gerson Colon | 94805 | EMPLOYEE | Y | 1 | 0.7 | 03/01/2025 | 08/28/2023 | 6 | M | SJS | SJS | Air-Oxygen Blenders | 12-876 | Oxygen-Air Proportioners | 454430 | CareFusion Respiratory A BD Co | 03800A | BEF08646 |  |  | 5102-35000 | SJS-Respiratory Care Services | 13 | IU | Active
SJS2797 | POVBY2 | 2 Year Blender Overhaul | Gerson Colon | 94805 | EMPLOYEE | Y | 2 | 1 | 03/01/2026 | 03/01/2024 | 6 | M | SJS | SJS | Air-Oxygen Blenders | 12-876 | Oxygen-Air Proportioners | 454430 | CareFusion Respiratory A BD Co | 03800A | BEF08646 |  |  | 5102-35000 | SJS-Respiratory Care Services | 13 | IU | Active
SJS2798 | P10123 | -Pm Device Using Mfg Procedure | Gerson Colon | 94805 | EMPLOYEE | Y | 1 | 0.6 | 03/01/2025 | 03/01/2024 | 2 | M | SJS | SJS | Humidifier, Heated | 12-050 | Humidifiers, Artificial Airway, Heated | 255300 | Fisher & Paykel Healthcare Inc | MR850JHU | 150130233357 |  |  | 5102-35000 | SJS-Respiratory Care Services | 19 | IU | Active
SJS2799 | P10123 | -Pm Device Using Mfg Procedure | Gerson Colon | 94805 | EMPLOYEE | Y | 1 | 0.6 | 03/01/2025 | 03/05/2024 | 2 | M | SJS | SJS | Humidifier, Heated | 12-050 | Humidifiers, Artificial Airway, Heated | 255300 | Fisher & Paykel Healthcare Inc | MR850JHU | 130604181278 |  |  | 5102-35000 | SJS-Respiratory Care Services | 19 | IU | Active
SJS2800 | PGEANP | GE ANNUAL PDM | Gerson Colon | 94805 | EMPLOYEE | Y | 1 | 0.5 | 09/01/2024 | 09/27/2023 | 2 | M | SJS | SJS | Patient Data Module | 20-784 | Physiologic Monitor Modules, Multiparameter | 440964 | GE Healthcare Technologies | 2016793-003 | SA314368618GA | PDMTN | PDM 1 | 5102-20100 | SJS-Anesthesiology | 29 | IU | Active
SJS2801 | P10123 | -Pm Device Using Mfg Procedure | Gerson Colon | 94805 | EMPLOYEE | Y | 1 | 0.6 | 03/01/2025 | 03/01/2024 | 2 | M | SJS | SJS | Humidifier, Heated | 12-050 | Humidifiers, Artificial Airway, Heated | 255300 | Fisher & Paykel Healthcare Inc | MR850JHU | 120731151523 |  |  | 5102-35000 | SJS-Respiratory Care Services | 19 | IU | Active
SJS2803 | P10123 | -Pm Device Using Mfg Procedure | Gerson Colon | 94805 | EMPLOYEE | Y | 1 | 0.5 | 03/01/2025 | 03/01/2024 | 2 | M | SJS | SJS | Touch Screen Pulse Oximeter | 17-148 | Oximeters, Pulse | 371567 | Masimo Corp | Radical 7 | 1000038645 |  |  | 5102-35000 | SJS-Respiratory Care Services | 16 | IU | Active
SJS2805 | P102 | Light Source, Fiberoptic | Darren Eaton | DAEAT | EMPLOYEE | Y | 1 | 0.75 | 01/01/2025 | 02/12/2024 | 2 | M | SJS | SJS | Light Source, 300W Xenon | 12-345 | Light Sources, Fiberoptic | 440671 | Sunoptic Technologies | XLS-180 | 180-00846 |  |  | 5102-21100 | SJS-Surgery | 25 | IU | Active
SJS2806 | P10123 | -Pm Device Using Mfg Procedure | Darren Eaton | DAEAT | EMPLOYEE | M | 6 | 0.5 | 07/01/2024 | 02/01/2024 | 2 | M | SJS | SJS | 22 in HD Monitor | 28-170 | Monitors, Video, High Definition | E10028 | ELO Touchsystems | ET22012 | E173015029 |  |  | 5102-21100 | SJS-Surgery | 20 | IU | Active
SJS2807 | P10123 | -Pm Device Using Mfg Procedure | Gerson Colon | 94805 | EMPLOYEE | Y | 1 | 0.6 | 03/01/2025 | 03/01/2024 | 2 | M | SJS | SJS | Humidifier, Heated | 12-050 | Humidifiers, Artificial Airway, Heated | 255300 | Fisher & Paykel Healthcare Inc | MR850JHU | 100824091435 |  |  | 5102-35000 | SJS-Respiratory Care Services | 19 | IU | Active
SJS2808 | PGEANP | GE ANNUAL PDM | Darren Eaton | DAEAT | EMPLOYEE | Y | 1 | 0.5 | 09/01/2024 | 09/20/2023 | 2 | M | SJS | SJS | Patient Data Module | 20-784 | Physiologic Monitor Modules, Multiparameter | 440964 | GE Healthcare Technologies | 2016793-003 | SA314337218GA | PDMTN | PDM 1 | 5102-13100 | SJS-Intensive Care Unit I | 15 | IU | Active
SJS2810 | P117 | Oxygen-Air Proportioners/Blender Annual PM | Gerson Colon | 94805 | EMPLOYEE | Y | 1 | 0.7 | 03/01/2025 | 03/09/2023 | 6 | M | SJS | SJS | Air-Oxygen Blenders | 12-876 | Oxygen-Air Proportioners | 454430 | CareFusion Respiratory A BD Co | 03800A | BEF08600 |  |  | 5102-35000 | SJS-Respiratory Care Services | 13 | IU | Active
SJS2810 | POVBY2 | 2 Year Blender Overhaul | Gerson Colon | 94805 | EMPLOYEE | Y | 2 | 1 | 03/01/2026 | 03/01/2024 | 6 | M | SJS | SJS | Air-Oxygen Blenders | 12-876 | Oxygen-Air Proportioners | 454430 | CareFusion Respiratory A BD Co | 03800A | BEF08600 |  |  | 5102-35000 | SJS-Respiratory Care Services | 13 | IU | Active
SJS2811 | P117 | Oxygen-Air Proportioners/Blender Annual PM | Gerson Colon | 94805 | EMPLOYEE | Y | 1 | 0.7 | 03/01/2025 | 08/31/2023 | 6 | M | SJS | SJS | Air-Oxygen Blenders | 12-876 | Oxygen-Air Proportioners | 454430 | CareFusion Respiratory A BD Co | 03800A | BEF08629 |  |  | 5102-35000 | SJS-Respiratory Care Services | 13 | IU | Active
SJS2811 | POVBY2 | 2 Year Blender Overhaul | Gerson Colon | 94805 | EMPLOYEE | Y | 2 | 1 | 03/01/2026 | 03/01/2024 | 6 | M | SJS | SJS | Air-Oxygen Blenders | 12-876 | Oxygen-Air Proportioners | 454430 | CareFusion Respiratory A BD Co | 03800A | BEF08629 |  |  | 5102-35000 | SJS-Respiratory Care Services | 13 | IU | Active
SJS2813 | PV6PHR | V60 Philips Respironics Annual Checklist | Gerson Colon | 94805 | EMPLOYEE | Y | 1 | 2.5 | 07/01/2024 | 06/30/2023 | 1 | M | SJS | SJS | Non-Invasive Ventilator | 20-746 | Ventilators, Noninvasive Positive Pressure | 454161 | Philips Respironics | V60 | 100135925 |  |  | 5102-35000 | SJS-Respiratory Care Services | 40 | LS | High Risk
SJS2813 | PV65YR | V60 5 YR Battery Philips Respironics Annual Checklist | Gerson Colon | 94805 | EMPLOYEE | Y | 5 | 2 | 07/01/2024 | 09/10/2019 | 1 | M | SJS | SJS | Non-Invasive Ventilator | 20-746 | Ventilators, Noninvasive Positive Pressure | 454161 | Philips Respironics | V60 | 100135925 |  |  | 5102-35000 | SJS-Respiratory Care Services | 40 | LS | High Risk
SJS2814 | PRPPM | RPT PM | Gerson Colon | 94805 | EMPLOYEE | Y | 1 | 0.5 | 07/01/2024 | 06/30/2023 | 2 | M | SJS | SJS | 4x 15A 15ft Cord HGPower Strip | 34-504 | Electrical Power Strips | 106890 | Tripp Lite | PS-415-HG-OEM | NSNBC125810 |  |  | 5102-35000 | SJS-Respiratory Care Services | 13 | IU | Active
SJS2814 | PRTINI | RPT Initial Inspection | Gerson Colon | 94805 | EMPLOYEE | I | 1 | 1 | 08/23/2017 | 03/09/2020 | 1 | M | SJS | SJS | 4x 15A 15ft Cord HGPower Strip | 34-504 | Electrical Power Strips | 106890 | Tripp Lite | PS-415-HG-OEM | NSNBC125810 |  |  | 5102-35000 | SJS-Respiratory Care Services | 13 | IU | Active
SJS2815 | P10123 | -Pm Device Using Mfg Procedure | Gerson Colon | 94805 | EMPLOYEE | Y | 1 | 0.5 | 03/01/2025 | 03/01/2024 | 2 | M | SJS | SJS | Oximeters- Pulse | 17-148 | Oximeters, Pulse | 371567 | Masimo Corp | RAD-5 | N80922 |  |  | 5102-35000 | SJS-Respiratory Care Services | 16 | IU | Active
SJS2816 | P10123 | -Pm Device Using Mfg Procedure | Gerson Colon | 94805 | EMPLOYEE | Y | 1 | 0.5 | 03/01/2025 | 03/01/2024 | 2 | M | SJS | SJS | Touch Screen Pulse Oximeter | 17-148 | Oximeters, Pulse | 371567 | Masimo Corp | Radical 7 | 1000038390 |  |  | 5102-35000 | SJS-Respiratory Care Services | 16 | IU | Active
SJS2820 | P10123 | -Pm Device Using Mfg Procedure | Gil Matos | GIMAT | EMPLOYEE | Y | 1 | 0.3 | 05/01/2024 | 06/26/2023 | 2 | M | SJS | SJS | Cast Saw Vacuum | 10-656 | Cast Cutter Vacuums | 101991 | Stryker Instruments | 986 | 1429000549 |  |  | 5102-12210 | SJS-Med/Surg Unit II 4East | 12 | IU | Active
SJS2821 | P10123 | -Pm Device Using Mfg Procedure | Gil Matos | GIMAT | EMPLOYEE | Y | 1 | 0.75 | 05/01/2024 | 06/26/2023 | 2 | M | SJS | SJS | Cast Cutter | 16-340 | Saws, Cast, Electric | 101991 | Stryker Instruments | 940 | 1335000259 |  |  | 5102-12210 | SJS-Med/Surg Unit II 4East | 12 | IU | Active
SJS2822 | P10123 | -Pm Device Using Mfg Procedure | Gil Matos | GIMAT | EMPLOYEE | Y | 1 | 0.5 | 05/01/2024 | 06/28/2023 | 2 | M | SJS | SJS | CPM Continuous Passive Motion | 11-631 | Exercisers, Continuous Passive Motion | 452204 | DJO Global Inc | Optiflex-K1 | 8000049.19445 |  |  | 5102-12210 | SJS-Med/Surg Unit II 4East | 17 | IU | Active
SJS2828 | P10123 | -Pm Device Using Mfg Procedure | Gerson Colon | 94805 | EMPLOYEE | Y | 1 | 0.5 | 04/01/2024 | 04/20/2023 | 2 | M | SJS | SJS | Data Recorder Kit | 34-626 | Recorders, Physiologic, pH, Upper Gastrointestinal Tract, Ingestible Capsule | 391192 | Medtronic Given Imaging Inc | FGS-0347 | DR30809863 |  |  | 5102-21221 | SJS-Endoscopy | 20 | IU | Active
SJS2829 | P10123 | -Pm Device Using Mfg Procedure | Gerson Colon | 94805 | EMPLOYEE | Y | 1 | 0.5 | 04/01/2024 | 04/20/2023 | 2 | M | SJS | SJS | PillCam Data Recorder Kit | 34-626 | Recorders, Physiologic, pH, Upper Gastrointestinal Tract, Ingestible Capsule | 391192 | Medtronic Given Imaging Inc | DR 3 | 131731 |  |  | 5102-21221 | SJS-Endoscopy | 20 | IU | Active
SJS2837 | P10123 | -Pm Device Using Mfg Procedure | Gerson Colon | 94805 | EMPLOYEE | Y | 1 | 0.5 | 03/01/2025 | 03/01/2024 | 2 | M | SJS | SJS | Touch Screen Pulse Oximeter | 17-148 | Oximeters, Pulse | 371567 | Masimo Corp | Radical 7 | 1000038400 |  |  | 5102-35000 | SJS-Respiratory Care Services | 16 | IU | Active
SJS2839 | P-PDEU | LP20/LP20e Pm Device Using Mfg Procedure | Twanna Hardy | TWLUK | EMPLOYEE | Y | 1 | 0.75 | 07/01/2024 | 07/29/2022 | 1 | M | SJS | SJS | LP20e Defibrillator/Pacer | 17-882B | Defibrillator/Pacemakers, External, Biphasic | 452575 | Physio-Control Inc | LP20E | 43190455 |  |  | 5102-16527 | SJS-Mother/Baby Unit | 40 | LS | High Risk
SJS2839 | P2YEBA | LP20 2 Year Battery Replacement and PM | Twanna Hardy | TWLUK | EMPLOYEE | Y | 2 | 1 | 07/01/2025 | 07/23/2021 | 1 | M | SJS | SJS | LP20e Defibrillator/Pacer | 17-882B | Defibrillator/Pacemakers, External, Biphasic | 452575 | Physio-Control Inc | LP20E | 43190455 |  |  | 5102-16527 | SJS-Mother/Baby Unit | 40 | LS | High Risk
SJS2839 | PLP5YE | LP20 5 Year Coin Battery Replacement | Twanna Hardy | TWLUK | EMPLOYEE | Y | 5 | 1.6 | 07/01/2028 | 07/26/2023 | 1 | M | SJS | SJS | LP20e Defibrillator/Pacer | 17-882B | Defibrillator/Pacemakers, External, Biphasic | 452575 | Physio-Control Inc | LP20E | 43190455 |  |  | 5102-16527 | SJS-Mother/Baby Unit | 40 | LS | High Risk
SJS2841 | P10123 | -Pm Device Using Mfg Procedure | Twanna Hardy | TWLUK | EMPLOYEE | Y | 1 | 0.8 | 02/01/2025 | 01/29/2024 | 2 | M | SJS | SJS | Maternal/Fetal Monitor Tele Rx | 13-987A | Monitors, Telemetry Receiver | 440964 | GE Healthcare Technologies | 2051444-004 | SGH14434619PAS |  |  | 5102-22100 | SJS-Labor & Delivery | 17 | IU | Active
SJS2844 | P10123 | -Pm Device Using Mfg Procedure | Darren Eaton | DAEAT | EMPLOYEE | Y | 1 | 0.5 | 04/01/2024 | 04/18/2023 | 2 | M | SJS | SJS | FLEXiS Boom System | 22-613 | Facility Booms, Ceiling-Mounted | 452594 | Stryker Communications | FLEXiS | 04902414702082 |  |  | 5102-13100 | SJS-Intensive Care Unit I | 12 | IU | Active
SJS2845 | P10123 | -Pm Device Using Mfg Procedure | Darren Eaton | DAEAT | EMPLOYEE | Y | 1 | 0.5 | 04/01/2024 | 04/18/2023 | 2 | M | SJS | SJS | FLEXiS Boom System | 22-613 | Facility Booms, Ceiling-Mounted | 452594 | Stryker Communications | FLEXiS | 04902314702067 |  |  | 5102-13100 | SJS-Intensive Care Unit I | 12 | IU | Active
SJS2846 | P10123 | -Pm Device Using Mfg Procedure | Darren Eaton | DAEAT | EMPLOYEE | Y | 1 | 0.5 | 04/01/2024 | 04/20/2023 | 2 | M | SJS | SJS | FLEXiS Boom System | 22-613 | Facility Booms, Ceiling-Mounted | 452594 | Stryker Communications | FLEXiS | 04902414702088 |  |  | 5102-13100 | SJS-Intensive Care Unit I | 12 | IU | Active
SJS2847 | P10123 | -Pm Device Using Mfg Procedure | Gerson Colon | 94805 | EMPLOYEE | Y | 1 | 0.5 | 03/01/2025 | 03/07/2024 | 2 | M | SJS | SJS | Oximeters- Pulse | 17-148 | Oximeters, Pulse | 371567 | Masimo Corp | RAD-5 | N86601 |  |  | 5102-35000 | SJS-Respiratory Care Services | 16 | IU | Active
SJS2848 | P104 | Light, Surgical, Ceiling Mounted. | Twanna Hardy | TWLUK | EMPLOYEE | M | 6 | 0.3 | 08/01/2024 | 01/29/2024 | 2 | M | SJS | SJS | Surgical Light with Camera | 12-282 | Lights, Surgical | 452594 | Stryker Communications | 0682-000-200LED | 1000000000155433 | DELWO1 | SJS-LABOR & DELIVERY WOR March | 5102-22100 | SJS-Labor & Delivery | 25 | IU | Active
SJS2849 | P104 | Light, Surgical, Ceiling Mounted. | Twanna Hardy | TWLUK | EMPLOYEE | M | 6 | 0.3 | 08/01/2024 | 01/29/2024 | 2 | M | SJS | SJS | Surgical Light with Camera | 12-282 | Lights, Surgical | 452594 | Stryker Communications | 0682-000-200LED | 100000000072129 | DELWO1 | SJS-LABOR & DELIVERY WOR March | 5102-22100 | SJS-Labor & Delivery | 25 | IU | Active
SJS2850 | PMOPHM | Monitors, Physiologic, Multipurpose | Darren Eaton | DAEAT | EMPLOYEE | M | 6 | 0.75 | 08/01/2024 | 09/04/2023 | 2 | M | SJS | SJS | Acute Care Physiologic Monitor | 12-647 | Monitoring Systems, Physiologic, Acute Care | 440964 | GE Healthcare Technologies | B850 | SKA14375529GA |  |  | 5102-20100 | SJS-Anesthesiology | 29 | IU | Active
SJS2852 | P10123 | -Pm Device Using Mfg Procedure | Gil Matos | GIMAT | EMPLOYEE | Y | 1 | 0.5 | 12/01/2024 | 01/31/2024 | 2 | M | SJS | SJS | Oximeters- Pulse | 17-148 | Oximeters, Pulse | 371567 | Masimo Corp | RAD-5 | N115360 |  |  | 5102-12213 | SJS-Med/Surg/Tele Overflow 3North | 15 | IU | Active
SJS2853 | P10123 | -Pm Device Using Mfg Procedure | Gerson Colon | 94805 | EMPLOYEE | Y | 1 | 0.6 | 03/01/2025 | 03/01/2024 | 2 | M | SJS | SJS | Humidifier, Heated | 12-050 | Humidifiers, Artificial Airway, Heated | 255300 | Fisher & Paykel Healthcare Inc | MR850JHU | 130604181164 |  |  | 5102-35000 | SJS-Respiratory Care Services | 19 | IU | Active
SJS2855 | P10123 | -Pm Device Using Mfg Procedure | Gerson Colon | 94805 | EMPLOYEE | Y | 1 | 0.5 | 03/01/2025 | 03/07/2024 | 2 | M | SJS | SJS | Oximeters- Pulse | 17-148 | Oximeters, Pulse | 371567 | Masimo Corp | RAD-5 | N80860 |  |  | 5102-35000 | SJS-Respiratory Care Services | 16 | IU | Active
SJS2857 | P10123 | -Pm Device Using Mfg Procedure | Gerson Colon | 94805 | EMPLOYEE | Y | 1 | 0.5 | 03/01/2025 | 03/01/2024 | 2 | M | SJS | SJS | Oximeters- Pulse | 17-148 | Oximeters, Pulse | 371567 | Masimo Corp | RAD-5 | N80938 |  |  | 5102-35000 | SJS-Respiratory Care Services | 16 | IU | Active
SJS2860 | P117 | Oxygen-Air Proportioners/Blender Annual PM | Gerson Colon | 94805 | EMPLOYEE | Y | 1 | 0.7 | 03/01/2025 | 02/15/2023 | 6 | M | SJS | SJS | Air-Oxygen Blenders | 12-876 | Oxygen-Air Proportioners | 454430 | CareFusion Respiratory A BD Co | 03800A | BEF08596 |  |  | 5102-35000 | SJS-Respiratory Care Services | 13 | IU | Active
SJS2860 | POVBY2 | 2 Year Blender Overhaul | Gerson Colon | 94805 | EMPLOYEE | Y | 2 | 1 | 03/01/2026 | 03/01/2024 | 6 | M | SJS | SJS | Air-Oxygen Blenders | 12-876 | Oxygen-Air Proportioners | 454430 | CareFusion Respiratory A BD Co | 03800A | BEF08596 |  |  | 5102-35000 | SJS-Respiratory Care Services | 13 | IU | Active
SJS2861 | P117 | Oxygen-Air Proportioners/Blender Annual PM | Gerson Colon | 94805 | EMPLOYEE | Y | 1 | 0.7 | 03/01/2025 | 02/21/2023 | 6 | M | SJS | SJS | Air-Oxygen Blenders | 12-876 | Oxygen-Air Proportioners | 106490 | Precision Medical Inc | PM5200 | BH006122 |  |  | 5102-35000 | SJS-Respiratory Care Services | 13 | IU | Active
SJS2861 | POVBY2 | 2 Year Blender Overhaul | Gerson Colon | 94805 | EMPLOYEE | Y | 2 | 1 | 03/01/2026 | 03/13/2024 | 6 | M | SJS | SJS | Air-Oxygen Blenders | 12-876 | Oxygen-Air Proportioners | 106490 | Precision Medical Inc | PM5200 | BH006122 |  |  | 5102-35000 | SJS-Respiratory Care Services | 13 | IU | Active
SJS2862 | P10123 | -Pm Device Using Mfg Procedure | Darren Eaton | DAEAT | EMPLOYEE | Y | 1 | 0.5 | 01/01/2025 | 02/05/2024 | 2 | M | SJS | SJS | Integrated Power Console | 23-545 | Power Systems, Electromechanical, Surgery | 451932 | Medtronic Surgical Technologie | 1898001 | ENTC8364 |  |  | 5102-21100 | SJS-Surgery | 33 | IU | Active
SJS2862 | P--ORS | --- OR Safety Inspection --- | Darren Eaton | DAEAT | EMPLOYEE | M | 6 | 0.25 | 07/01/2024 | 08/30/2023 | 2 | M | SJS | SJS | Integrated Power Console | 23-545 | Power Systems, Electromechanical, Surgery | 451932 | Medtronic Surgical Technologie | 1898001 | ENTC8364 |  |  | 5102-21100 | SJS-Surgery | 33 | IU | Active
SJS2863 | P--ORS | --- OR Safety Inspection --- | Gerson Colon | 94805 | EMPLOYEE | M | 6 | 0.25 | 04/01/2024 | 11/10/2023 | 2 | M | SJS | SJS | Manometry HR Module | 15-036 | Analyzers, Physiologic, Peristaltic Motility, Gastrointestinal | 391192 | Medtronic Given Imaging Inc | A200 | MSZ-IL0996 |  |  | 5102-21221 | SJS-Endoscopy | 21 | IU | Active
SJS2864 | P--ORS | --- OR Safety Inspection --- | Gerson Colon | 94805 | EMPLOYEE | M | 6 | 0.25 | 04/01/2024 | 11/10/2023 | 2 | M | SJS | SJS | Manometry HR Module | 15-036 | Analyzers, Physiologic, Peristaltic Motility, Gastrointestinal | 391192 | Medtronic Given Imaging Inc | A120 | MSZ-IL0996 |  |  | 5102-21221 | SJS-Endoscopy | 21 | IU | Active
SJS2865 | P10123 | -Pm Device Using Mfg Procedure | Darren Eaton | DAEAT | EMPLOYEE | M | 6 | 1 | 07/01/2024 | 01/10/2024 | 2 | M | SJS | SJS | Blanket Warmer | 10-414 | Warmers, Blanket | 331403 | MAC Medical Inc | DWC2424-TL-G-MB | 090914-702 |  |  | 5102-21100 | SJS-Surgery | 26 | IU | Active
SJS2866 | P10123 | -Pm Device Using Mfg Procedure | Twanna Hardy | TWLUK | EMPLOYEE | M | 6 | 1 | 08/01/2024 | 03/13/2024 | 2 | M | SJS | SJS | Blanket Warmer | 10-414 | Warmers, Blanket | 331403 | MAC Medical Inc | SWC1518-TL-G-MS | 031015-D01 | DELWO1 | SJS-LABOR & DELIVERY WOR March | 5102-22100 | SJS-Labor & Delivery | 26 | IU | Active
SJS2867 | P117 | Oxygen-Air Proportioners/Blender Annual PM | Gerson Colon | 94805 | EMPLOYEE | Y | 1 | 0.7 | 03/01/2025 | 03/09/2023 | 6 | M | SJS | SJS | Air-Oxygen Blenders | 12-876 | Oxygen-Air Proportioners | 106490 | Precision Medical Inc | PM5200 | BH004978 |  |  | 5102-35000 | SJS-Respiratory Care Services | 13 | IU | Active
SJS2867 | POVBY2 | 2 Year Blender Overhaul | Gerson Colon | 94805 | EMPLOYEE | Y | 2 | 1 | 03/01/2026 | 03/01/2024 | 6 | M | SJS | SJS | Air-Oxygen Blenders | 12-876 | Oxygen-Air Proportioners | 106490 | Precision Medical Inc | PM5200 | BH004978 |  |  | 5102-35000 | SJS-Respiratory Care Services | 13 | IU | Active
SJS2868 | P117 | Oxygen-Air Proportioners/Blender Annual PM | Gerson Colon | 94805 | EMPLOYEE | Y | 1 | 0.7 | 03/01/2025 | 02/21/2023 | 6 | M | SJS | SJS | Air-Oxygen Blenders | 12-876 | Oxygen-Air Proportioners | 454430 | CareFusion Respiratory A BD Co | 03800A | BEF08647 |  |  | 5102-35000 | SJS-Respiratory Care Services | 13 | IU | Active
SJS2868 | POVBY2 | 2 Year Blender Overhaul | Gerson Colon | 94805 | EMPLOYEE | Y | 2 | 1 | 03/01/2026 | 03/01/2024 | 6 | M | SJS | SJS | Air-Oxygen Blenders | 12-876 | Oxygen-Air Proportioners | 454430 | CareFusion Respiratory A BD Co | 03800A | BEF08647 |  |  | 5102-35000 | SJS-Respiratory Care Services | 13 | IU | Active
SJS2869 | P10123 | -Pm Device Using Mfg Procedure | Gerson Colon | 94805 | EMPLOYEE | Y | 1 | 0.5 | 03/01/2025 | 03/13/2024 | 2 | M | SJS | SJS | Oximeters- Pulse | 17-148 | Oximeters, Pulse | 371567 | Masimo Corp | RAD-5 | 822486 |  |  | 5102-35000 | SJS-Respiratory Care Services | 16 | IU | Active
SJS2870 | P10123 | -Pm Device Using Mfg Procedure | Gerson Colon | 94805 | EMPLOYEE | Y | 1 | 0.5 | 03/01/2025 | 03/01/2024 | 2 | M | SJS | SJS | Oximeters- Pulse | 17-148 | Oximeters, Pulse | 371567 | Masimo Corp | RAD-5 | 822509 |  |  | 5102-35000 | SJS-Respiratory Care Services | 16 | IU | Active
SJS2874 | P10123 | -Pm Device Using Mfg Procedure | Gerson Colon | 94805 | EMPLOYEE | Y | 1 | 0.5 | 03/01/2025 | 03/01/2024 | 2 | M | SJS | SJS | Oximeters- Pulse | 17-148 | Oximeters, Pulse | 371567 | Masimo Corp | RAD-5 | N128320 |  |  | 5102-35000 | SJS-Respiratory Care Services | 16 | IU | Active
SJS2875 | P117 | Oxygen-Air Proportioners/Blender Annual PM | Gerson Colon | 94805 | EMPLOYEE | Y | 1 | 0.7 | 03/01/2025 | 03/14/2023 | 6 | M | SJS | SJS | Air-Oxygen Blenders | 12-876 | Oxygen-Air Proportioners | 106490 | Precision Medical Inc | PM5200 | BH004977 |  |  | 5102-35000 | SJS-Respiratory Care Services | 13 | IU | Active
SJS2875 | POVBY2 | 2 Year Blender Overhaul | Gerson Colon | 94805 | EMPLOYEE | Y | 2 | 1 | 03/01/2026 | 03/13/2024 | 6 | M | SJS | SJS | Air-Oxygen Blenders | 12-876 | Oxygen-Air Proportioners | 106490 | Precision Medical Inc | PM5200 | BH004977 |  |  | 5102-35000 | SJS-Respiratory Care Services | 13 | IU | Active
SJS2876 | P10123 | -Pm Device Using Mfg Procedure | Gerson Colon | 94805 | EMPLOYEE | Y | 1 | 0.6 | 03/01/2025 | 03/01/2024 | 2 | M | SJS | SJS | Humidifier, Heated | 12-050 | Humidifiers, Artificial Airway, Heated | 255300 | Fisher & Paykel Healthcare Inc | MR850JHU | 130327173514 |  |  | 5102-35000 | SJS-Respiratory Care Services | 19 | IU | Active
SJS2881 | P-PDEU | LP20/LP20e Pm Device Using Mfg Procedure | Gil Matos | GIMAT | EMPLOYEE | Y | 1 | 0.75 | 07/01/2024 | 07/29/2022 | 1 | M | SJS | SJS | LP20e Defibrillator/Pacer | 17-882B | Defibrillator/Pacemakers, External, Biphasic | 452575 | Physio-Control Inc | LP20E | 42792274 |  |  | 5102-12210 | SJS-Med/Surg Unit II 4East | 40 | LS | High Risk
SJS2881 | P2YEBA | LP20 2 Year Battery Replacement and PM | Gil Matos | GIMAT | EMPLOYEE | Y | 2 | 1 | 07/01/2025 | 07/23/2021 | 1 | M | SJS | SJS | LP20e Defibrillator/Pacer | 17-882B | Defibrillator/Pacemakers, External, Biphasic | 452575 | Physio-Control Inc | LP20E | 42792274 |  |  | 5102-12210 | SJS-Med/Surg Unit II 4East | 40 | LS | High Risk
SJS2881 | PLP5YE | LP20 5 Year Coin Battery Replacement | Gil Matos | GIMAT | EMPLOYEE | Y | 5 | 1.6 | 07/01/2028 | 07/26/2023 | 1 | M | SJS | SJS | LP20e Defibrillator/Pacer | 17-882B | Defibrillator/Pacemakers, External, Biphasic | 452575 | Physio-Control Inc | LP20E | 42792274 |  |  | 5102-12210 | SJS-Med/Surg Unit II 4East | 40 | LS | High Risk
SJS2883 | P10123 | -Pm Device Using Mfg Procedure | Gerson Colon | 94805 | EMPLOYEE | Y | 1 | 0.5 | 05/01/2024 | 05/11/2023 | 2 | M | SJS | SJS | Lab/Path Scale 120MAX 0.01G | 15-175 | Scales, Clinical, Laboratory | 397979 | Adam Equipment Inc | HCB123 | AE75903633 |  |  | 5102-31400 | SJS-Lab Central Preocessing | 14 | IU | Active
SJS2884 | P115 | Microtome, Rotary | Gerson Colon | 94805 | EMPLOYEE | Y | 1 | 1.25 | 05/01/2024 | 05/09/2023 | 2 | M | SJS | SJS | Cryostat-Microtome | 15-157 | Microtomes, Cryostat | 107938 | Leica Microsystems Inc | CM1860UV | 1277/08.2014 |  |  | 5102-31200 | SJS-Pathology Services | 12 | IU | Active
SJS2885 | P10123 | -Pm Device Using Mfg Procedure | Gerson Colon | 94805 | EMPLOYEE | Y | 1 | 0.45 | 05/01/2024 |  | 2 | M | SJS | SJS | Laboratory Scale | 15-175 | Scales, Clinical, Laboratory | 179812 | A & D Medical | SK5001WP | P1649906 |  |  | 5102-31400 | SJS-Lab Central Preocessing | 14 | IU | Active
SJS2886 | P-SAGP | -Service Agreement PM | Gerson Colon | 94805 | EMPLOYEE | Y | 1 | 0.5 | 02/01/2025 | 01/29/2024 | 2 | M | SJS | SJS | Pathology Cassette Printer | 15-189 | Tissue Embedding Equipment | 568447 | Epredia | A79500002 | PM2779M1408 |  |  | 5102-31400 | SJS-Lab Central Preocessing | 12 | IU | Active
SJS2887 | P102 | Light Source, Fiberoptic | Gerson Colon | 94805 | EMPLOYEE | Y | 1 | 0.75 | 05/01/2024 | 05/11/2023 | 2 | M | SJS | SJS | Fiberoptic Pathology Light | 12-340 | Light Sources | 104056 | Dolan-Jenner Industries | MI-LED-US-DG | 11156598165 |  |  | 5102-31200 | SJS-Pathology Services | 06 | IU | Active
SJS2889 | PSAFIN | Safety Inspection | Gerson Colon | 94805 | EMPLOYEE | M | 6 | 0.25 | 05/01/2024 | 11/01/2023 | 2 | M | SJS | SJS | Class II Biological Safety Cab | 20-653 | Cabinets, Biological Safety, Class II | 102724 | NuAire Inc | NU-425-400 | 163233051214 |  |  | 5102-31000 | SJS-Laboratory Services | 16 | IU | Active
SJS2892 | P-SAGP | -Service Agreement PM | Gerson Colon | 94805 | EMPLOYEE | Y | 1 | 0.5 | 03/01/2025 | 03/01/2024 | 2 | M | SJS | SJS | Infectious Pathogens Reader | 20-802 | Analyzers, Laboratory, Molecular Assay, Infectious Microorganism | 452925 | Nanosphere Inc A Luminex Co | 10-0000-02 | 13154107 |  |  | 5102-31400 | SJS-Lab Central Preocessing | 14 | IU | Active
SJS2893 | P10123 | -Pm Device Using Mfg Procedure | Gerson Colon | 94805 | EMPLOYEE | Y | 1 | 0.5 | 05/01/2024 | 06/15/2023 | 2 | M | SJS | SJS | Processor /Analyzer | 20-802 | Analyzers, Laboratory, Molecular Assay, Infectious Microorganism | 452925 | Nanosphere Inc A Luminex Co | 10-0000-07 | 14142114 |  |  | 5102-31400 | SJS-Lab Central Preocessing | 14 | IU | Active
SJS2894 | P10123 | -Pm Device Using Mfg Procedure | Gerson Colon | 94805 | EMPLOYEE | Y | 1 | 0.5 | 05/01/2024 | 06/15/2023 | 2 | M | SJS | SJS | Processor /Analyzer | 20-802 | Analyzers, Laboratory, Molecular Assay, Infectious Microorganism | 452925 | Nanosphere Inc A Luminex Co | 10-0000-07 | 13203269 |  |  | 5102-31400 | SJS-Lab Central Preocessing | 14 | IU | Active
SJS2895 | P28STA | 2861 Stryker Air Pump | Gerson Colon | 94805 | EMPLOYEE | Y | 1 | 0.5 | 05/01/2024 | 06/01/2023 | 2 | M | SJS | SJS | Air Mattress Pump | 18-147 | Mattress System, Alternating Pressure | 271227 | Stryker Medical | 2861 | 14H05428 |  |  | 5102-12225 | SJS-Med/Surg Unit I 4West | 13 | IU | Active
SJS2896 | PMOPHV | Monitors, Physiologic, Vital Signs | Gil Matos | GIMAT | EMPLOYEE | Y | 1 | 1 | 05/01/2024 | 07/14/2023 | 2 | M | SJS | SJS | Vital Signs Monitor | 25-209 | Monitors, Physiologic, Vital Signs | 101850 | Welch Allyn Inc A Subsidiary | VSM 6000 SERIES | 100021034714 |  |  | 5102-12210 | SJS-Med/Surg Unit II 4East | 15 | IU | Active
SJS2903 | P10123 | -Pm Device Using Mfg Procedure | Gil Matos | GIMAT | EMPLOYEE | Y | 1 | 0.5 | 05/01/2024 | 06/15/2023 | 2 | M | SJS | SJS | CPM Continuous Passive Motion | 11-631 | Exercisers, Continuous Passive Motion | 452204 | DJO Global Inc | Optiflex-K1 | 8000049.19423 |  |  | 5102-12210 | SJS-Med/Surg Unit II 4East | 17 | IU | Active
SJS2904 | P10123 | -Pm Device Using Mfg Procedure | Gil Matos | GIMAT | EMPLOYEE | Y | 1 | 0.5 | 05/01/2024 | 06/26/2023 | 2 | M | SJS | SJS | CPM Continuous Passive Motion | 11-631 | Exercisers, Continuous Passive Motion | 452204 | DJO Global Inc | Optiflex-K1 | 8000049.19426 |  |  | 5102-12210 | SJS-Med/Surg Unit II 4East | 17 | IU | Active
SJS2905 | P10123 | -Pm Device Using Mfg Procedure | Gil Matos | GIMAT | EMPLOYEE | Y | 1 | 0.5 | 05/01/2024 | 06/26/2023 | 2 | M | SJS | SJS | CPM Continuous Passive Motion | 11-631 | Exercisers, Continuous Passive Motion | 452204 | DJO Global Inc | Optiflex-K1 | 8000049.19436 |  |  | 5102-12210 | SJS-Med/Surg Unit II 4East | 17 | IU | Active
SJS2906 | P10123 | -Pm Device Using Mfg Procedure | Gil Matos | GIMAT | EMPLOYEE | Y | 1 | 0.5 | 05/01/2024 | 06/26/2023 | 2 | M | SJS | SJS | CPM Continuous Passive Motion | 11-631 | Exercisers, Continuous Passive Motion | 452204 | DJO Global Inc | Optiflex-K1 | 8000049.19442 |  |  | 5102-12210 | SJS-Med/Surg Unit II 4East | 17 | IU | Active
SJS2907 | P10123 | -Pm Device Using Mfg Procedure | Gil Matos | GIMAT | EMPLOYEE | Y | 1 | 0.5 | 05/01/2024 | 06/26/2023 | 2 | M | SJS | SJS | CPM Continuous Passive Motion | 11-631 | Exercisers, Continuous Passive Motion | 452204 | DJO Global Inc | Optiflex-K1 | 8000049.19449 |  |  | 5102-12210 | SJS-Med/Surg Unit II 4East | 17 | IU | Active
SJS2908 | PANCAE | Annual Care E Vac 3 PM | Gil Matos | GIMAT | EMPLOYEE | Y | 1 | 0.5 | 07/01/2024 | 08/18/2023 | 2 | M | SJS | SJS | Portable Suction | 27-657 | Aspirators, Airway | 452041 | Ohio Medical Corp | 758000 | CDP0502 |  |  | 5102-12210 | SJS-Med/Surg Unit II 4East | 12 | IU | Active
SJS2908 | P3YEB1 | 3 Year Battery Replacement and Annual Care E Vac 3 PM | Gil Matos | GIMAT | EMPLOYEE | Y | 3 | 1.2 | 07/01/2024 |  | 2 | M | SJS | SJS | Portable Suction | 27-657 | Aspirators, Airway | 452041 | Ohio Medical Corp | 758000 | CDP0502 |  |  | 5102-12210 | SJS-Med/Surg Unit II 4East | 12 | IU | Active
SJS2909 | P10123 | -Pm Device Using Mfg Procedure | Gil Matos | GIMAT | EMPLOYEE | Y | 1 | 0.5 | 05/01/2024 | 06/14/2023 | 2 | M | SJS | SJS | CPM Continuous Passive Motion | 11-631 | Exercisers, Continuous Passive Motion | 452204 | DJO Global Inc | Optiflex-K1 | 8000049.19422 |  |  | 5102-12210 | SJS-Med/Surg Unit II 4East | 17 | IU | Active
SJS2910 | P10123 | -Pm Device Using Mfg Procedure | Gil Matos | GIMAT | EMPLOYEE | Y | 1 | 0.5 | 05/01/2024 | 06/28/2023 | 2 | M | SJS | SJS | CPM Continuous Passive Motion | 11-631 | Exercisers, Continuous Passive Motion | 452204 | DJO Global Inc | Optiflex-K1 | 8000049.19446 |  |  | 5102-12210 | SJS-Med/Surg Unit II 4East | 17 | IU | Active
SJS2912 | P10123 | -Pm Device Using Mfg Procedure | Darren Eaton | DAEAT | EMPLOYEE | Y | 1 | 0.5 | 04/01/2024 | 04/05/2023 | 2 | M | SJS | SJS | FLEXiS Boom System | 22-613 | Facility Booms, Ceiling-Mounted | 452594 | Stryker Communications | FLEXiS | 04902414702085 |  |  | 5102-13100 | SJS-Intensive Care Unit I | 12 | IU | Active
SJS2913 | P10123 | -Pm Device Using Mfg Procedure | Darren Eaton | DAEAT | EMPLOYEE | Y | 1 | 0.5 | 04/01/2024 | 04/05/2023 | 2 | M | SJS | SJS | FLEXiS Boom System | 22-613 | Facility Booms, Ceiling-Mounted | 452594 | Stryker Communications | FLEXiS | 04902314702062 |  |  | 5102-13100 | SJS-Intensive Care Unit I | 12 | IU | Active
SJS2914 | P10123 | -Pm Device Using Mfg Procedure | Darren Eaton | DAEAT | EMPLOYEE | Y | 1 | 0.5 | 04/01/2024 | 04/21/2023 | 2 | M | SJS | SJS | FLEXiS Boom System | 22-613 | Facility Booms, Ceiling-Mounted | 452594 | Stryker Communications | FLEXiS | 04902414702083 |  |  | 5102-13100 | SJS-Intensive Care Unit I | 12 | IU | Active
SJS2915 | PMOPHM | Monitors, Physiologic, Multipurpose | Darren Eaton | DAEAT | EMPLOYEE | Y | 1 | 0.5 | 03/01/2025 | 04/10/2023 | 2 | M | SJS | SJS | Bedside Physiologic Monitor | 20-171 | Monitors, Physiologic, Multipurpose, Bedside, Modular | 440964 | GE Healthcare Technologies | B650 v1 | SEW14325647HA |  |  | 5102-13100 | SJS-Intensive Care Unit I | 16 | IU | Active
SJS2917 | PMOPHV | Monitors, Physiologic, Vital Signs | Gil Matos | GIMAT | EMPLOYEE | Y | 1 | 1 | 05/01/2024 | 06/26/2023 | 2 | M | SJS | SJS | Vital Signs Monitor | 25-209 | Monitors, Physiologic, Vital Signs | 101850 | Welch Allyn Inc A Subsidiary | VSM 6000 SERIES | 100065493614 |  |  | 5102-12210 | SJS-Med/Surg Unit II 4East | 15 | IU | Active
SJS2918 | P10123 | -Pm Device Using Mfg Procedure | Gil Matos | GIMAT | EMPLOYEE | M | 6 | 1 | 05/01/2024 | 11/13/2023 | 2 | M | SJS | SJS | Blanket Warmer | 10-414 | Warmers, Blanket | 331403 | MAC Medical Inc | SWC2460-TL-G-MB | 090414-703 |  |  | 5102-12210 | SJS-Med/Surg Unit II 4East | 13 | IU | Active
SJS2921 | P10123 | -Pm Device Using Mfg Procedure | Gil Matos | GIMAT | EMPLOYEE | M | 6 | 1 | 05/01/2024 | 11/13/2023 | 2 | M | SJS | SJS | Blanket Warmer | 10-414 | Warmers, Blanket | 331403 | MAC Medical Inc | SWC2460-TL-G-MB | 090414-702 |  |  | 5102-12210 | SJS-Med/Surg Unit II 4East | 13 | IU | Active
SJS2922 | P63 | Electrocardiograph, Multi-Channel | Gil Matos | GIMAT | EMPLOYEE | Y | 1 | 1 | 05/01/2024 | 06/16/2023 | 2 | M | SJS | SJS | EKG Mulitchannel Interp | 16-231 | Electrocardiographs, Multichannel, Interpretive | 440964 | GE Healthcare Technologies | MAC 5500HD | SKJ14302295PA |  |  | 5102-12210 | SJS-Med/Surg Unit II 4East | 16 | IU | Active
SJS2930 | PANCAE | Annual Care E Vac 3 PM | Twanna Hardy | TWLUK | EMPLOYEE | Y | 1 | 0.5 | 07/01/2024 | 08/24/2023 | 2 | M | SJS | SJS | Portable Suction | 27-657 | Aspirators, Airway | 452041 | Ohio Medical Corp | 758000 | CDP0550 |  |  | 5102-85400 | SJS-Materials Mgmt Purch (Sys Au) | 12 | IU | Active
SJS2930 | P3YEB1 | 3 Year Battery Replacement and Annual Care E Vac 3 PM | Twanna Hardy | TWLUK | EMPLOYEE | Y | 3 | 1.2 | 07/01/2024 |  | 2 | M | SJS | SJS | Portable Suction | 27-657 | Aspirators, Airway | 452041 | Ohio Medical Corp | 758000 | CDP0550 |  |  | 5102-85400 | SJS-Materials Mgmt Purch (Sys Au) | 12 | IU | Active
SJS2951 | P10123 | -Pm Device Using Mfg Procedure | Darren Eaton | DAEAT | EMPLOYEE | Y | 1 | 1 | 06/01/2024 | 06/14/2023 | 2 | M | SJS | SJS | Stress Excercise System | 17-723 | Monitoring Systems, Physiologic, Stress Exercise, Cardiac | 440964 | GE Healthcare Technologies | 2012492-011 | SMN14350227SA |  |  | 5102-36000 | SJS-Nuclear Medicine | 19 | IU | Active
SJS2952 | P10123 | -Pm Device Using Mfg Procedure | Darren Eaton | DAEAT | EMPLOYEE | Y | 1 | 1 | 06/01/2024 | 06/14/2023 | 2 | M | SJS | SJS | Stress Excercise System | 17-723 | Monitoring Systems, Physiologic, Stress Exercise, Cardiac | 440964 | GE Healthcare Technologies | 2012492-011 | SMN14350226SA |  |  | 5102-36000 | SJS-Nuclear Medicine | 19 | IU | Active
SJS2954 | P-PDEU | LP20/LP20e Pm Device Using Mfg Procedure | Darren Eaton | DAEAT | EMPLOYEE | Y | 1 | 0.75 | 07/01/2024 | 07/28/2022 | 1 | M | SJS | SJS | LP20e Defibrillator/Pacer | 17-882B | Defibrillator/Pacemakers, External, Biphasic | 452575 | Physio-Control Inc | LP20E | 42796098 |  |  | 5102-33020 | SJS-Imaging Central Ops | 40 | LS | High Risk
SJS2954 | P2YEBA | LP20 2 Year Battery Replacement and PM | Darren Eaton | DAEAT | EMPLOYEE | Y | 2 | 1 | 07/01/2025 | 07/13/2021 | 1 | M | SJS | SJS | LP20e Defibrillator/Pacer | 17-882B | Defibrillator/Pacemakers, External, Biphasic | 452575 | Physio-Control Inc | LP20E | 42796098 |  |  | 5102-33020 | SJS-Imaging Central Ops | 40 | LS | High Risk
SJS2954 | PLP5YE | LP20 5 Year Coin Battery Replacement | Darren Eaton | DAEAT | EMPLOYEE | Y | 5 | 1.6 | 07/01/2028 | 07/20/2023 | 1 | M | SJS | SJS | LP20e Defibrillator/Pacer | 17-882B | Defibrillator/Pacemakers, External, Biphasic | 452575 | Physio-Control Inc | LP20E | 42796098 |  |  | 5102-33020 | SJS-Imaging Central Ops | 40 | LS | High Risk
SJS2955 | P-PDEU | LP20/LP20e Pm Device Using Mfg Procedure | Darren Eaton | DAEAT | EMPLOYEE | Y | 1 | 0.75 | 07/01/2024 | 07/27/2022 | 1 | M | SJS | SJS | LP20e Defibrillator/Pacer | 17-882B | Defibrillator/Pacemakers, External, Biphasic | 452575 | Physio-Control Inc | LP20E | 42768251 |  |  | 5102-33020 | SJS-Imaging Central Ops | 40 | LS | High Risk
SJS2955 | P2YEBA | LP20 2 Year Battery Replacement and PM | Darren Eaton | DAEAT | EMPLOYEE | Y | 2 | 1 | 07/01/2025 | 07/27/2021 | 1 | M | SJS | SJS | LP20e Defibrillator/Pacer | 17-882B | Defibrillator/Pacemakers, External, Biphasic | 452575 | Physio-Control Inc | LP20E | 42768251 |  |  | 5102-33020 | SJS-Imaging Central Ops | 40 | LS | High Risk
SJS2955 | PLP5YE | LP20 5 Year Coin Battery Replacement | Darren Eaton | DAEAT | EMPLOYEE | Y | 5 | 1.6 | 07/01/2028 | 07/07/2023 | 1 | M | SJS | SJS | LP20e Defibrillator/Pacer | 17-882B | Defibrillator/Pacemakers, External, Biphasic | 452575 | Physio-Control Inc | LP20E | 42768251 |  |  | 5102-33020 | SJS-Imaging Central Ops | 40 | LS | High Risk
SJS2959 | P28STA | 2861 Stryker Air Pump | Gerson Colon | 94805 | EMPLOYEE | Y | 1 | 0.5 | 05/01/2024 | 06/01/2023 | 2 | M | SJS | SJS | Air Mattress Pump | 18-147 | Mattress System, Alternating Pressure | 271227 | Stryker Medical | 2861 | 14H05443 |  |  | 5102-12225 | SJS-Med/Surg Unit I 4West | 13 | IU | Active
SJS2960 | P28STA | 2861 Stryker Air Pump | Gil Matos | GIMAT | EMPLOYEE | Y | 1 | 0.5 | 05/01/2024 | 06/15/2023 | 2 | M | SJS | SJS | Air Mattress Pump | 18-147 | Mattress System, Alternating Pressure | 271227 | Stryker Medical | 2861 | 14H05427 |  |  | 5102-12210 | SJS-Med/Surg Unit II 4East | 13 | IU | Active
SJS2962 | PANCAE | Annual Care E Vac 3 PM | Gerson Colon | 94805 | EMPLOYEE | Y | 1 | 0.5 | 07/01/2024 | 08/07/2023 | 2 | M | SJS | SJS | Portable Suction | 27-657 | Aspirators, Airway | 452041 | Ohio Medical Corp | 758000 | CDP0548 |  |  | 5102-12225 | SJS-Med/Surg Unit I 4West | 12 | IU | Active
SJS2962 | P3YEB1 | 3 Year Battery Replacement and Annual Care E Vac 3 PM | Gerson Colon | 94805 | EMPLOYEE | Y | 3 | 1.2 | 07/01/2024 |  | 2 | M | SJS | SJS | Portable Suction | 27-657 | Aspirators, Airway | 452041 | Ohio Medical Corp | 758000 | CDP0548 |  |  | 5102-12225 | SJS-Med/Surg Unit I 4West | 12 | IU | Active
SJS2963 | P10123 | -Pm Device Using Mfg Procedure | Gerson Colon | 94805 | EMPLOYEE | M | 6 | 1 | 05/01/2024 | 11/03/2023 | 2 | M | SJS | SJS | Blanket Warmer | 10-414 | Warmers, Blanket | 331403 | MAC Medical Inc | SWC2460-TL-G-MB | 0909414-704 |  |  | 5102-12225 | SJS-Med/Surg Unit I 4West | 13 | IU | Active
SJS2965 | PMOPHM | Monitors, Physiologic, Multipurpose | Twanna Hardy | TWLUK | EMPLOYEE | Y | 1 | 0.5 | 05/01/2024 | 06/14/2023 | 2 | M | SJS | SJS | Bedside Physiologic Monitor | 20-171 | Monitors, Physiologic, Multipurpose, Bedside, Modular | 440964 | GE Healthcare Technologies | B450 | SJA14484630HA |  |  | 5102-32100 | SJS-Hemodialysis | 16 | IU | Active
SJS2966 | PGEANP | GE ANNUAL PDM | Gerson Colon | 94805 | EMPLOYEE | Y | 1 | 0.5 | 09/01/2024 | 09/06/2023 | 2 | M | SJS | SJS | Patient Data Module | 20-784 | Physiologic Monitor Modules, Multiparameter | 440964 | GE Healthcare Technologies | 2016793-003 | SA314473587GA | PDMTN | PDM 1 | 5102-32100 | SJS-Hemodialysis | 16 | IU | Active
SJS2967 | PMOPHM | Monitors, Physiologic, Multipurpose | Twanna Hardy | TWLUK | EMPLOYEE | Y | 1 | 0.5 | 05/01/2024 | 06/16/2023 | 2 | M | SJS | SJS | Bedside Physiologic Monitor | 20-171 | Monitors, Physiologic, Multipurpose, Bedside, Modular | 440964 | GE Healthcare Technologies | B450 | SJA14473688HA |  |  | 5102-32100 | SJS-Hemodialysis | 16 | IU | Active
SJS2968 | PMOPHM | Monitors, Physiologic, Multipurpose | Twanna Hardy | TWLUK | EMPLOYEE | Y | 1 | 0.5 | 05/01/2024 | 06/16/2023 | 2 | M | SJS | SJS | Bedside Physiologic Monitor | 20-171 | Monitors, Physiologic, Multipurpose, Bedside, Modular | 440964 | GE Healthcare Technologies | B450 | SJA14484614HA |  |  | 5102-32100 | SJS-Hemodialysis | 16 | IU | Active
SJS2969 | PGEANP | GE ANNUAL PDM | Gerson Colon | 94805 | EMPLOYEE | Y | 1 | 0.5 | 09/01/2024 | 09/26/2023 | 2 | M | SJS | SJS | Patient Data Module | 20-784 | Physiologic Monitor Modules, Multiparameter | 440964 | GE Healthcare Technologies | 2016793-003 | SA314483679GA | PDMTN | PDM 1 | 5102-32100 | SJS-Hemodialysis | 16 | IU | Active
SJS2970 | PGEANP | GE ANNUAL PDM | Gerson Colon | 94805 | EMPLOYEE | Y | 1 | 0.5 | 09/01/2024 | 09/06/2023 | 2 | M | SJS | SJS | Patient Data Module | 20-784 | Physiologic Monitor Modules, Multiparameter | 440964 | GE Healthcare Technologies | 2016793-003 | SA314473579GA | PDMTN | PDM 1 | 5102-32100 | SJS-Hemodialysis | 16 | IU | Active
SJS2971 | P179 | Scale, Patient. | Twanna Hardy | TWLUK | EMPLOYEE | Y | 1 | 0.5 | 05/01/2024 | 06/15/2023 | 2 | M | SJS | SJS | Digital Floor Scale | 18-458 | Scales, Patient, Platform, Electronic | 101735 | SR Instruments Inc | SR555i | WO-49056-001 |  |  | 5102-32100 | SJS-Hemodialysis | 12 | IU | Active
SJS2972 | PDAOHG | GE E-miniC Respiratory Single-width Airway Module | Darren Eaton | DAEAT | EMPLOYEE | Y | 1 | 1.5 | 06/01/2024 | 06/12/2023 | 2 | M | SJS | SJS | Gas Module | 20-776 | Physiologic Monitor Modules, Exhaled Carbon Dioxide | 440964 | GE Healthcare Technologies | E-MiniC-00 | 7200279 |  |  | 5102-33020 | SJS-Imaging Central Ops | 16 | IU | Active
SJS2974 | PMOPHV | Monitors, Physiologic, Vital Signs | Twanna Hardy | TWLUK | EMPLOYEE | Y | 1 | 0.6 | 03/01/2025 | 03/01/2024 | 2 | M | SJS | SJS | Vital Signs Monitor | 25-209 | Monitors, Physiologic, Vital Signs | 101850 | Welch Allyn Inc A Subsidiary | VSM 6000 SERIES | 100035821417 |  |  | 5102-88570 | SJS-Clinical Engineering | 15 | IU | Active
SJS2976 | P-SAGP | -Service Agreement PM | Gil Matos | GIMAT | EMPLOYEE | M | 6 | 0.5 | 06/01/2024 | 12/18/2023 | 2 | M | SJS | SJS | Washer/Disinfector, Surg Instr | 21-171 | Washer/Decontamination Units, Surgical Instrument | 402798 | Belimed Inc | WD 290-09 | 2008169 | STEEQU | Sterilizing Equipment | 5102-85160 | SJS-Sterile Processing | 17 | IU | Active
SJS2980 | PMOPHC | Monitors, Physiologic, Central Station | Gerson Colon | 94805 | EMPLOYEE | Y | 1 | 0.8 | 01/01/2025 | 02/07/2024 | 2 | M | SJS | SJS | Central Station Computer | 20-179 | Monitors, Physiologic, Central Station | 440964 | GE Healthcare Technologies | MAI700 V2 | SKN19190071SA |  |  | 5102-23100 | SJS-Emergency Service | 16 | IU | Active
SJS2981 | PMOPHC | Monitors, Physiologic, Central Station | Gerson Colon | 94805 | EMPLOYEE | Y | 1 | 0.8 | 01/01/2025 | 02/07/2024 | 2 | M | SJS | SJS | Central Station Computer | 20-179 | Monitors, Physiologic, Central Station | 440964 | GE Healthcare Technologies | MAI700 V2 | SKN19190074SA |  |  | 5102-23100 | SJS-Emergency Service | 16 | IU | Active
SJS2982 | PGEANP | GE ANNUAL PDM | Gerson Colon | 94805 | EMPLOYEE | Y | 1 | 0.5 | 09/01/2024 | 09/06/2023 | 2 | M | SJS | SJS | Patient Data Module | 20-784 | Physiologic Monitor Modules, Multiparameter | 440964 | GE Healthcare Technologies | 2016793-003 | SA314483687GA | PDMET | PDM 2 | 5102-12225 | SJS-Med/Surg Unit I 4West | 16 | IU | Active
SJS2983 | P10123 | -Pm Device Using Mfg Procedure | Gerson Colon | 94805 | EMPLOYEE | Y | 1 | 0.5 | 01/01/2025 | 02/16/2024 | 2 | M | SJS | SJS | Handheld Video Laryngoscope | 23-532 | Laryngoscopes, Rigid, Video | 451928 | Verathon Inc | 0570-0376 | CM190812 |  |  | 5102-23100 | SJS-Emergency Service | 12 | IU | Active
SJS2984 | P10123 | -Pm Device Using Mfg Procedure | Gerson Colon | 94805 | EMPLOYEE | Y | 1 | 0.5 | 01/01/2025 | 02/21/2024 | 2 | M | SJS | SJS | Handheld Video Laryngoscope | 23-532 | Laryngoscopes, Rigid, Video | 451928 | Verathon Inc | 0570-0376 | CM190813 |  |  | 5102-23100 | SJS-Emergency Service | 12 | IU | Active
SJS2986 | P156 | Plethysmograph | Gerson Colon | 94805 | EMPLOYEE | Y | 1 | 0.75 | 05/01/2024 | 06/13/2023 | 2 | M | SJS | SJS | Plethysmography Body Boxe | 13-059 | Plethysmographs, Whole Body | 457372 | MGC Diagnostics Corp | Platinum Elite DL | 238000250 |  |  | 5102-35000 | SJS-Respiratory Care Services | 16 | IU | Active
SJS2987 | PRPPM | RPT PM | Gerson Colon | 94805 | EMPLOYEE | Y | 1 | 0.5 | 07/01/2024 | 07/25/2023 | 2 | M | SJS | SJS | 4x 15A 15ft Cord HGPower Strip | 34-504 | Electrical Power Strips | 106890 | Tripp Lite | PS-415-HG-OEM | NSNBC125818 |  |  | 5102-35000 | SJS-Respiratory Care Services | 13 | IU | Active
SJS2987 | PRTINI | RPT Initial Inspection | Gerson Colon | 94805 | EMPLOYEE | I | 1 | 1 | 08/23/2017 | 02/20/2020 | 1 | M | SJS | SJS | 4x 15A 15ft Cord HGPower Strip | 34-504 | Electrical Power Strips | 106890 | Tripp Lite | PS-415-HG-OEM | NSNBC125818 |  |  | 5102-35000 | SJS-Respiratory Care Services | 13 | IU | Active
SJS2988 | PDAOHG | GE E-miniC Respiratory Single-width Airway Module | Gerson Colon | 94805 | EMPLOYEE | Y | 1 | 1.5 | 09/01/2024 | 10/05/2023 | 2 | M | SJS | SJS | Gas Module | 20-776 | Physiologic Monitor Modules, Exhaled Carbon Dioxide | 440964 | GE Healthcare Technologies | E-MiniC-00 | 7156757 |  |  | 5102-30695 | SJS-Interventional Services | 16 | IU | Active
SJS2990 | P-VPM | -Vendor PM | Twanna Hardy | TWLUK | EMPLOYEE | Y | 1 | 1 | 02/01/2025 | 01/29/2024 | 2 | M | SJS | SJS | NO2 Delivery System | 16-953 | Analgesia Units, Inhalation | 464806 | CareStream Medical Ltd | CMI-0100-PNX | CMI1156-2014 |  |  | 5102-22100 | SJS-Labor & Delivery | 20 | IU | Active
SJS2991 | P80CAA | 8015 CareFusion Alaris Pump | Darren Eaton | DAEAT | EMPLOYEE | Y | 2 | 1 | 08/01/2025 | 12/12/2023 | 6 | M | SJS | SJS | Pump Control Unit 5.7 Screen | 26-655 | Controllers, Infusion Pump Systems, Programmable | 378348 | BD | 8015LS | 14191265 | LVP | Alaris 2 | 5102-13100 | SJS-Intensive Care Unit I | 21 | IU | Active
SJS2993 | PGEANP | GE ANNUAL PDM | Darren Eaton | DAEAT | EMPLOYEE | Y | 1 | 0.5 | 09/01/2024 | 09/26/2023 | 2 | M | SJS | SJS | Patient Data Module | 20-784 | Physiologic Monitor Modules, Multiparameter | 440964 | GE Healthcare Technologies | 2016793-003 | SA314337180GA | PDMTN | PDM 1 | 5102-13100 | SJS-Intensive Care Unit I | 15 | IU | Active
SJS2994 | P-VPM | -Vendor PM | Twanna Hardy | TWLUK | EMPLOYEE | Y | 1 | 1 | 02/01/2025 | 01/29/2024 | 2 | M | SJS | SJS | NO2 Delivery System | 16-953 | Analgesia Units, Inhalation | 464806 | CareStream Medical Ltd | CMI-0100-PNX | CMI1320-2015 |  |  | 5102-22100 | SJS-Labor & Delivery | 20 | IU | Active
SJS2998 | P10123 | -Pm Device Using Mfg Procedure | Gerson Colon | 94805 | EMPLOYEE | Y | 1 | 0.5 | 12/01/2024 | 01/31/2024 | 2 | M | SJS | SJS | Touch Screen Pulse Oximeter | 17-148 | Oximeters, Pulse | 371567 | Masimo Corp | Radical 7 | 1000144255 |  |  | 5102-12255 | SJS-ED Observation Unit 1South | 15 | IU | Active
SJS3004 | PMOPHV | Monitors, Physiologic, Vital Signs | Twanna Hardy | TWLUK | EMPLOYEE | Y | 1 | 1 | 07/01/2024 | 08/18/2023 | 2 | M | SJS | SJS | Vital Signs Monitor | 25-209 | Monitors, Physiologic, Vital Signs | 101850 | Welch Allyn Inc A Subsidiary | VSM 6000 SERIES | 100063223614 |  |  | 5102-16527 | SJS-Mother/Baby Unit | 15 | IU | Active
SJS3005 | PMOPHM | Monitors, Physiologic, Multipurpose | Gerson Colon | 94805 | EMPLOYEE | Y | 1 | 0.5 | 01/01/2025 | 02/06/2023 | 2 | M | SJS | SJS | Bedside Physiologic Monitor | 20-171 | Monitors, Physiologic, Multipurpose, Bedside, Modular | 440964 | GE Healthcare Technologies | B450 | SJA14370497HA |  |  | 5102-23100 | SJS-Emergency Service | 15 | IU | Active
SJS3006 | PDAOHG | GE E-miniC Respiratory Single-width Airway Module | Gerson Colon | 94805 | EMPLOYEE | Y | 1 | 1.5 | 01/01/2025 | 02/08/2024 | 2 | M | SJS | SJS | Gas Module | 20-776 | Physiologic Monitor Modules, Exhaled Carbon Dioxide | 440964 | GE Healthcare Technologies | E-MiniC-00 | 7148607 |  |  | 5102-23100 | SJS-Emergency Service | 16 | IU | Active
SJS3009 | P10123 | -Pm Device Using Mfg Procedure | Gerson Colon | 94805 | EMPLOYEE | Y | 1 | 0.92 | 01/01/2025 | 02/14/2024 | 2 | M | SJS | SJS | Bladder Vol and Mass Ultrasnd | 34-698 | Scanning Systems, Ultrasonic, Small-Parts, Urinary Bladder | 103625 | Medline Industries Inc | MDSB10700 | BC700-G9262609 |  |  | 5102-23100 | SJS-Emergency Service | 17 | IU | Active
SJS3010 | PGEANP | GE ANNUAL PDM | Darren Eaton | DAEAT | EMPLOYEE | Y | 1 | 0.5 | 09/01/2024 | 09/15/2023 | 2 | M | SJS | SJS | Patient Data Module | 20-784 | Physiologic Monitor Modules, Multiparameter | 440964 | GE Healthcare Technologies | 2016793-003 | SA314337301GA | PDMTN | PDM 1 | 5102-13100 | SJS-Intensive Care Unit I | 15 | IU | Active
SJS3012 | PDAOHG | GE E-miniC Respiratory Single-width Airway Module | Gerson Colon | 94805 | EMPLOYEE | Y | 1 | 1.5 | 01/01/2025 | 02/19/2024 | 2 | M | SJS | SJS | Gas Module | 20-776 | Physiologic Monitor Modules, Exhaled Carbon Dioxide | 440964 | GE Healthcare Technologies | E-MiniC-00 | 7154624 |  |  | 5102-23100 | SJS-Emergency Service | 16 | MI | Missing
SJS3014 | PDAOHG | GE E-miniC Respiratory Single-width Airway Module | Gerson Colon | 94805 | EMPLOYEE | Y | 1 | 1.5 | 01/01/2025 | 02/13/2024 | 2 | M | SJS | SJS | Gas Module | 20-776 | Physiologic Monitor Modules, Exhaled Carbon Dioxide | 440964 | GE Healthcare Technologies | E-MiniC-00 | 7154599 |  |  | 5102-23100 | SJS-Emergency Service | 16 | IU | Active
SJS3015 | PGEANP | GE ANNUAL PDM | Gerson Colon | 94805 | EMPLOYEE | Y | 1 | 0.5 | 09/01/2024 | 09/07/2023 | 2 | M | SJS | SJS | Patient Data Module | 20-784 | Physiologic Monitor Modules, Multiparameter | 440964 | GE Healthcare Technologies | 2016793-003 | SA314368800GA | PDMTN | PDM 1 | 5102-20100 | SJS-Anesthesiology | 29 | IU | Active
SJS3017 | P--ORS | --- OR Safety Inspection --- | Darren Eaton | DAEAT | EMPLOYEE | M | 6 | 0.25 | 07/01/2024 | 08/07/2023 | 2 | M | SJS | SJS | Harmonic Scalpel Generator | 18-049 | Ultrasound Surgical Units | 149225 | Ethicon Endo-Surgery A Johnson | GEN11 | 1111832139 |  |  | 5102-21100 | SJS-Surgery | 33 | IU | Active
SJS3017 | P10123 | -Pm Device Using Mfg Procedure | Darren Eaton | DAEAT | EMPLOYEE | Y | 1 | 0.5 | 01/01/2025 | 02/09/2024 | 2 | M | SJS | SJS | Harmonic Scalpel Generator | 18-049 | Ultrasound Surgical Units | 149225 | Ethicon Endo-Surgery A Johnson | GEN11 | 1111832139 |  |  | 5102-21100 | SJS-Surgery | 33 | IU | Active
SJS3020 | PGEANP | GE ANNUAL PDM | Darren Eaton | DAEAT | EMPLOYEE | Y | 1 | 0.5 | 09/01/2024 | 09/07/2023 | 2 | M | SJS | SJS | Patient Data Module | 20-784 | Physiologic Monitor Modules, Multiparameter | 440964 | GE Healthcare Technologies | 2016793-003 | SA314389036GA | PDMGC | PDM 3 | 5102-23100 | SJS-Emergency Service | 15 | IU | Active
SJS3021 | PDAOHG | GE E-miniC Respiratory Single-width Airway Module | Darren Eaton | DAEAT | EMPLOYEE | Y | 1 | 1.5 | 04/01/2024 | 05/31/2023 | 2 | M | SJS | SJS | Gas Module | 20-776 | Physiologic Monitor Modules, Exhaled Carbon Dioxide | 440964 | GE Healthcare Technologies | E-MiniC-00 | 7150887 |  |  | 5102-13100 | SJS-Intensive Care Unit I | 16 | IU | Active
SJS3022 | PGEANP | GE ANNUAL PDM | Darren Eaton | DAEAT | EMPLOYEE | Y | 1 | 0.5 | 09/01/2024 | 09/29/2023 | 2 | M | SJS | SJS | Patient Data Module | 20-784 | Physiologic Monitor Modules, Multiparameter | 440964 | GE Healthcare Technologies | 2016793-003 | SA314389014GA | PDMGC | PDM 3 | 5102-23100 | SJS-Emergency Service | 15 | IU | Active
SJS3027 | P-SAGP | -Service Agreement PM | Darren Eaton | DAEAT | EMPLOYEE | M | 6 | 0.5 | 09/01/2024 | 03/01/2024 | 2 | M | SJS | SJS | Docking Station Waste Managemt | 23-151 | Waste-Disposal Units, Liquid | 101991 | Stryker Instruments | 702-014-000 | 1414807043 | ORSTRY | OR STRYKER | 5102-21100 | SJS-Surgery | 33 | IU | Active
SJS3029 | P--ORS | --- OR Safety Inspection --- | Gerson Colon | 94805 | EMPLOYEE | M | 6 | 0.25 | 04/01/2024 | 11/20/2023 | 2 | M | SJS | SJS | Surgical Instrument Controller | 23-545 | Power Systems, Electromechanical, Surgery | 107536 | Stryker Endoscopy | 0475-100-000 | 18A535004 | ORSTRY | OR STRYKER | 5102-21100 | SJS-Surgery | 33 | IU | Active
SJS3030 | PGEAN2 | GE Annual E-sCAiO | Darren Eaton | DAEAT | EMPLOYEE | Y | 1 | 1 | 02/01/2025 |  | 2 | M | SJS | SJS | Airway Gas Module w/Agent Id | 20-778 | Physiologic Monitor Modules, Anesthetic Gas | 440964 | GE Healthcare Technologies | E-sCAiO-00 | SGV14499488HA |  |  | 5102-20100 | SJS-Anesthesiology | 29 | IU | Active
SJS3030 | PGE4Y2 | GE 4 YEAR E-sCAiO | Darren Eaton | DAEAT | EMPLOYEE | Y | 4 | 1.5 | 02/01/2028 | 01/29/2024 | 2 | M | SJS | SJS | Airway Gas Module w/Agent Id | 20-778 | Physiologic Monitor Modules, Anesthetic Gas | 440964 | GE Healthcare Technologies | E-sCAiO-00 | SGV14499488HA |  |  | 5102-20100 | SJS-Anesthesiology | 29 | IU | Active
SJS3034 | P--ORS | --- OR Safety Inspection --- | Darren Eaton | DAEAT | EMPLOYEE | M | 6 | 0.25 | 08/01/2024 | 01/29/2024 | 2 | M | SJS | SJS | Pulse Ox Docking Station | 25-207 | Docking/Charging Stations, Physiologic Monitor | 371567 | Masimo Corp | RDS-1 | 213729 |  |  | 5102-20100 | SJS-Anesthesiology | 18 | IU | Active
SJS3039 | P10123 | -Pm Device Using Mfg Procedure | Gerson Colon | 94805 | EMPLOYEE | Y | 1 | 0.75 | 03/01/2025 | 03/01/2024 | 2 | M | SJS | SJS | Ventilator, Bipap, CPAP | 20-742 | Positive Airway Pressure Units | 454161 | Philips Respironics | BiPAP V30 | N21448207D5D1 |  |  | 5102-35000 | SJS-Respiratory Care Services | 12 | IU | Active
SJS3044 | P10123 | -Pm Device Using Mfg Procedure | Gerson Colon | 94805 | EMPLOYEE | Y | 1 | 0.5 | 03/01/2025 |  | 2 | M | SJS | SJS | Medical Air Compressor | 10-972 | Compressors, Medical-Air | 101802 | Timeter Instrument Corp Allied | 3500 | 20140923003 |  |  | 5102-35000 | SJS-Respiratory Care Services | 19 | IU | Active
SJS3045 | P10123 | -Pm Device Using Mfg Procedure | Gerson Colon | 94805 | EMPLOYEE | Y | 1 | 0.5 | 03/01/2025 |  | 2 | M | SJS | SJS | Medical Air Compressor | 10-972 | Compressors, Medical-Air | 101802 | Timeter Instrument Corp Allied | 3500 | 20140923002 |  |  | 5102-35000 | SJS-Respiratory Care Services | 19 | IU | Active
SJS3046 | P10123 | -Pm Device Using Mfg Procedure | Gerson Colon | 94805 | EMPLOYEE | Y | 1 | 0.5 | 03/01/2025 | 03/01/2024 | 2 | M | SJS | SJS | Oximeters- Pulse | 17-148 | Oximeters, Pulse | 371567 | Masimo Corp | RAD-5 | N80882 |  |  | 5102-35000 | SJS-Respiratory Care Services | 16 | IU | Active
SJS3049 | P10123 | -Pm Device Using Mfg Procedure | Gerson Colon | 94805 | EMPLOYEE | Y | 1 | 0.5 | 03/01/2025 | 03/01/2024 | 2 | M | SJS | SJS | Touch Screen Pulse Oximeter | 17-148 | Oximeters, Pulse | 371567 | Masimo Corp | Radical 7 | 1000038356 |  |  | 5102-35000 | SJS-Respiratory Care Services | 16 | IU | Active
SJS3050 | P10123 | -Pm Device Using Mfg Procedure | Gerson Colon | 94805 | EMPLOYEE | Y | 1 | 0.75 | 03/01/2025 | 03/01/2024 | 2 | M | SJS | SJS | Vest Airway Clearance System | 20-740 | Airway Clearance Units, High-Frequency Chest Wall Oscillation, Vest | 101318 | Hill-Rom Company Inc | 205 | 53-00050 |  |  | 5102-35000 | SJS-Respiratory Care Services | 18 | IU | Active
SJS3051 | P10123 | -Pm Device Using Mfg Procedure | Gerson Colon | 94805 | EMPLOYEE | Y | 1 | 0.75 | 03/01/2025 | 03/01/2024 | 2 | M | SJS | SJS | Vest Airway Clearance System | 20-740 | Airway Clearance Units, High-Frequency Chest Wall Oscillation, Vest | 101318 | Hill-Rom Company Inc | 205 | 53-00044 |  |  | 5102-35000 | SJS-Respiratory Care Services | 18 | IU | Active
SJS3052 | P10123 | -Pm Device Using Mfg Procedure | Gerson Colon | 94805 | EMPLOYEE | Y | 1 | 0.6 | 03/01/2025 | 03/01/2024 | 2 | M | SJS | SJS | Humidifier, Heated | 12-050 | Humidifiers, Artificial Airway, Heated | 255300 | Fisher & Paykel Healthcare Inc | MR850JHU | 121122162719 |  |  | 5102-35000 | SJS-Respiratory Care Services | 19 | IU | Active
SJS3053 | P10123 | -Pm Device Using Mfg Procedure | Gerson Colon | 94805 | EMPLOYEE | Y | 1 | 0.6 | 03/01/2025 | 03/01/2024 | 2 | M | SJS | SJS | Humidifier, Heated | 12-050 | Humidifiers, Artificial Airway, Heated | 255300 | Fisher & Paykel Healthcare Inc | MR850JHU | 141209228624 |  |  | 5102-35000 | SJS-Respiratory Care Services | 19 | IU | Active
SJS3054 | P10123 | -Pm Device Using Mfg Procedure | Gerson Colon | 94805 | EMPLOYEE | Y | 1 | 0.6 | 03/01/2025 | 03/18/2024 | 2 | M | SJS | SJS | Humidifier, Heated | 12-050 | Humidifiers, Artificial Airway, Heated | 255300 | Fisher & Paykel Healthcare Inc | MR850JHU | 141209228600 |  |  | 5102-35000 | SJS-Respiratory Care Services | 19 | IU | Active
SJS3055 | P10123 | -Pm Device Using Mfg Procedure | Gerson Colon | 94805 | EMPLOYEE | Y | 1 | 0.6 | 03/01/2025 | 03/01/2024 | 2 | M | SJS | SJS | Humidifier, Heated | 12-050 | Humidifiers, Artificial Airway, Heated | 255300 | Fisher & Paykel Healthcare Inc | MR850JHU | 141210228737 |  |  | 5102-35000 | SJS-Respiratory Care Services | 19 | IU | Active
SJS3057 | P85 | Hyperthermia System, Automatic Control. | Gerson Colon | 94805 | EMPLOYEE | M | 3 | 0.7 | 04/01/2024 | 01/22/2024 | 1 | M | SJS | SJS | Hypo-Hyperthermia Unit | 12-074 | Warming/Cooling Units, Patient, Circulating-Fluid | 101159 | Cincinnati Sub-Zero Products I | BLANKET CONTROL 2 | 144-2-01161 |  |  | 5102-23100 | SJS-Emergency Service | 20 | IU | Active
SJS3058 | PRPPM | RPT PM | Gerson Colon | 94805 | EMPLOYEE | Y | 1 | 0.5 | 07/01/2024 | 07/26/2023 | 2 | M | SJS | SJS | 4x 15A 15ft Cord HGPower Strip | 34-504 | Electrical Power Strips | 106890 | Tripp Lite | PS-415-HG-OEM | IB87AF |  |  | 5102-35000 | SJS-Respiratory Care Services | 13 | IU | Active
SJS3058 | PRTINI | RPT Initial Inspection | Gerson Colon | 94805 | EMPLOYEE | I | 1 | 1 | 02/27/2019 |  | 1 | M | SJS | SJS | 4x 15A 15ft Cord HGPower Strip | 34-504 | Electrical Power Strips | 106890 | Tripp Lite | PS-415-HG-OEM | IB87AF |  |  | 5102-35000 | SJS-Respiratory Care Services | 13 | IU | Active
SJS3060 | P10123 | -Pm Device Using Mfg Procedure | Gerson Colon | 94805 | EMPLOYEE | Y | 1 | 1 | 03/01/2025 | 03/01/2024 | 2 | M | SJS | SJS | Tubing Dryer | 17-449 | Dryers, Medical Device, Breathing Circuit | 105171 | Allied Healthcare Products Inc | T6700 | 20141219001 |  |  | 5102-35000 | SJS-Respiratory Care Services | 13 | IU | Active
SJS3061 | P10123 | -Pm Device Using Mfg Procedure | Gerson Colon | 94805 | EMPLOYEE | Y | 1 | 0.6 | 03/01/2025 | 03/01/2024 | 2 | M | SJS | SJS | Humidifier, Heated | 12-050 | Humidifiers, Artificial Airway, Heated | 255300 | Fisher & Paykel Healthcare Inc | MR850JHU | 130604181120 |  |  | 5102-35000 | SJS-Respiratory Care Services | 19 | IU | Active
SJS3062 | P10123 | -Pm Device Using Mfg Procedure | Gerson Colon | 94805 | EMPLOYEE | Y | 1 | 0.6 | 03/01/2025 | 03/01/2024 | 2 | M | SJS | SJS | Humidifier, Heated | 12-050 | Humidifiers, Artificial Airway, Heated | 255300 | Fisher & Paykel Healthcare Inc | MR850JHU | 150131233372 |  |  | 5102-35000 | SJS-Respiratory Care Services | 19 | IU | Active
SJS3063 | P10123 | -Pm Device Using Mfg Procedure | Gerson Colon | 94805 | EMPLOYEE | Y | 1 | 0.6 | 03/01/2025 | 03/01/2024 | 2 | M | SJS | SJS | Humidifier, Heated | 12-050 | Humidifiers, Artificial Airway, Heated | 255300 | Fisher & Paykel Healthcare Inc | MR850JHU | 141209228714 |  |  | 5102-35000 | SJS-Respiratory Care Services | 19 | IU | Active
SJS3064 | P10123 | -Pm Device Using Mfg Procedure | Gerson Colon | 94805 | EMPLOYEE | Y | 1 | 0.6 | 03/01/2025 | 03/01/2024 | 2 | M | SJS | SJS | Humidifier, Heated | 12-050 | Humidifiers, Artificial Airway, Heated | 255300 | Fisher & Paykel Healthcare Inc | MR850JHU | 130704185508 |  |  | 5102-35000 | SJS-Respiratory Care Services | 19 | IU | Active
SJS3072 | P10123 | -Pm Device Using Mfg Procedure | Gerson Colon | 94805 | EMPLOYEE | Y | 1 | 0.75 | 03/01/2025 | 03/01/2024 | 2 | M | SJS | SJS | Ventilator, Bipap, CPAP | 20-742 | Positive Airway Pressure Units | 454161 | Philips Respironics | BiPAP V30 | N214372130808 |  |  | 5102-35000 | SJS-Respiratory Care Services | 12 | IU | Active
SJS3073 | P10123 | -Pm Device Using Mfg Procedure | Gerson Colon | 94805 | EMPLOYEE | Y | 1 | 0.5 | 03/01/2025 | 03/01/2024 | 2 | M | SJS | SJS | Touch Screen Pulse Oximeter | 17-148 | Oximeters, Pulse | 371567 | Masimo Corp | Radical 7 | 1000038270 |  |  | 5102-35000 | SJS-Respiratory Care Services | 16 | IU | Active
SJS3075 | PGEANP | GE ANNUAL PDM | Twanna Hardy | TWLUK | EMPLOYEE | Y | 1 | 0.5 | 09/01/2024 | 09/28/2023 | 2 | M | SJS | SJS | Patient Data Module | 20-784 | Physiologic Monitor Modules, Multiparameter | 440964 | GE Healthcare Technologies | 2016793-003 | SA314409329GA | PDMTN | PDM 1 | 5102-30695 | SJS-Interventional Services | 15 | IU | Active
SJS3077 | PANCAE | Annual Care E Vac 3 PM | Twanna Hardy | TWLUK | EMPLOYEE | Y | 1 | 0.5 | 07/01/2024 | 08/18/2023 | 2 | M | SJS | SJS | Portable Suction | 27-657 | Aspirators, Airway | 452041 | Ohio Medical Corp | 758000 | CDP0542 |  |  | 5102-32100 | SJS-Hemodialysis | 12 | IU | Active
SJS3077 | P3YEB1 | 3 Year Battery Replacement and Annual Care E Vac 3 PM | Twanna Hardy | TWLUK | EMPLOYEE | Y | 3 | 1.2 | 07/01/2024 |  | 2 | M | SJS | SJS | Portable Suction | 27-657 | Aspirators, Airway | 452041 | Ohio Medical Corp | 758000 | CDP0542 |  |  | 5102-32100 | SJS-Hemodialysis | 12 | IU | Active
SJS3078 | P-SAGP | -Service Agreement PM | Gil Matos | GIMAT | EMPLOYEE | M | 6 | 0.5 | 06/01/2024 | 03/04/2024 | 2 | M | SJS | SJS | Sterilizer, Low Temp, VHP | 13-748 | Sterilizing Units, Vapor | 107114 | STERIS Corp | V-PRO maX | 032891805 |  |  | 5102-85160 | SJS-Sterile Processing | 17 | IU | Active
SJS3079 | P-PDEU | LP20/LP20e Pm Device Using Mfg Procedure | Gil Matos | GIMAT | EMPLOYEE | Y | 1 | 0.75 | 07/01/2024 | 07/29/2022 | 1 | M | SJS | SJS | LP20e Defibrillator/Pacer | 17-882B | Defibrillator/Pacemakers, External, Biphasic | 452575 | Physio-Control Inc | LP20E | 42789284 |  |  | 5102-21500 | SJS-PACU | 40 | LS | High Risk
SJS3079 | P2YEBA | LP20 2 Year Battery Replacement and PM | Gil Matos | GIMAT | EMPLOYEE | Y | 2 | 1 | 07/01/2025 | 07/23/2021 | 1 | M | SJS | SJS | LP20e Defibrillator/Pacer | 17-882B | Defibrillator/Pacemakers, External, Biphasic | 452575 | Physio-Control Inc | LP20E | 42789284 |  |  | 5102-21500 | SJS-PACU | 40 | LS | High Risk
SJS3079 | PLP5YE | LP20 5 Year Coin Battery Replacement | Gil Matos | GIMAT | EMPLOYEE | Y | 5 | 1.6 | 07/01/2028 | 07/07/2023 | 1 | M | SJS | SJS | LP20e Defibrillator/Pacer | 17-882B | Defibrillator/Pacemakers, External, Biphasic | 452575 | Physio-Control Inc | LP20E | 42789284 |  |  | 5102-21500 | SJS-PACU | 40 | LS | High Risk
SJS3080 | P-PDEU | LP20/LP20e Pm Device Using Mfg Procedure | Gil Matos | GIMAT | EMPLOYEE | Y | 1 | 0.75 | 07/01/2024 | 07/28/2022 | 1 | M | SJS | SJS | LP20e Defibrillator/Pacer | 17-882B | Defibrillator/Pacemakers, External, Biphasic | 452575 | Physio-Control Inc | LP20E | 42796137 |  |  | 5102-21500 | SJS-PACU | 40 | LS | High Risk
SJS3080 | P2YEBA | LP20 2 Year Battery Replacement and PM | Gil Matos | GIMAT | EMPLOYEE | Y | 2 | 1 | 07/01/2025 | 07/20/2021 | 1 | M | SJS | SJS | LP20e Defibrillator/Pacer | 17-882B | Defibrillator/Pacemakers, External, Biphasic | 452575 | Physio-Control Inc | LP20E | 42796137 |  |  | 5102-21500 | SJS-PACU | 40 | LS | High Risk
SJS3080 | PLP5YE | LP20 5 Year Coin Battery Replacement | Gil Matos | GIMAT | EMPLOYEE | Y | 5 | 1.6 | 07/01/2028 | 07/20/2023 | 1 | M | SJS | SJS | LP20e Defibrillator/Pacer | 17-882B | Defibrillator/Pacemakers, External, Biphasic | 452575 | Physio-Control Inc | LP20E | 42796137 |  |  | 5102-21500 | SJS-PACU | 40 | LS | High Risk
SJS3081 | P-PDEU | LP20/LP20e Pm Device Using Mfg Procedure | Gil Matos | GIMAT | EMPLOYEE | Y | 1 | 0.75 | 07/01/2024 | 07/27/2022 | 1 | M | SJS | SJS | LP20e Defibrillator/Pacer | 17-882B | Defibrillator/Pacemakers, External, Biphasic | 452575 | Physio-Control Inc | LP20E | 42784419 |  |  | 5102-21500 | SJS-PACU | 40 | LS | High Risk
SJS3081 | P2YEBA | LP20 2 Year Battery Replacement and PM | Gil Matos | GIMAT | EMPLOYEE | Y | 2 | 1 | 07/01/2025 | 07/26/2021 | 1 | M | SJS | SJS | LP20e Defibrillator/Pacer | 17-882B | Defibrillator/Pacemakers, External, Biphasic | 452575 | Physio-Control Inc | LP20E | 42784419 |  |  | 5102-21500 | SJS-PACU | 40 | LS | High Risk
SJS3081 | PLP5YE | LP20 5 Year Coin Battery Replacement | Gil Matos | GIMAT | EMPLOYEE | Y | 5 | 1.6 | 07/01/2028 | 07/20/2023 | 1 | M | SJS | SJS | LP20e Defibrillator/Pacer | 17-882B | Defibrillator/Pacemakers, External, Biphasic | 452575 | Physio-Control Inc | LP20E | 42784419 |  |  | 5102-21500 | SJS-PACU | 40 | LS | High Risk
SJS3082 | P-PDEU | LP20/LP20e Pm Device Using Mfg Procedure | Gil Matos | GIMAT | EMPLOYEE | Y | 1 | 0.75 | 07/01/2024 | 07/29/2022 | 1 | M | SJS | SJS | LP20e Defibrillator/Pacer | 17-882B | Defibrillator/Pacemakers, External, Biphasic | 452575 | Physio-Control Inc | LP20E | 43112569 |  |  | 5102-21500 | SJS-PACU | 40 | LS | High Risk
SJS3082 | P2YEBA | LP20 2 Year Battery Replacement and PM | Gil Matos | GIMAT | EMPLOYEE | Y | 2 | 1 | 07/01/2025 | 07/13/2021 | 1 | M | SJS | SJS | LP20e Defibrillator/Pacer | 17-882B | Defibrillator/Pacemakers, External, Biphasic | 452575 | Physio-Control Inc | LP20E | 43112569 |  |  | 5102-21500 | SJS-PACU | 40 | LS | High Risk
SJS3082 | PLP5YE | LP20 5 Year Coin Battery Replacement | Gil Matos | GIMAT | EMPLOYEE | Y | 5 | 1.6 | 07/01/2028 | 07/20/2023 | 1 | M | SJS | SJS | LP20e Defibrillator/Pacer | 17-882B | Defibrillator/Pacemakers, External, Biphasic | 452575 | Physio-Control Inc | LP20E | 43112569 |  |  | 5102-21500 | SJS-PACU | 40 | LS | High Risk
SJS3083 | P--ORS | --- OR Safety Inspection --- | Gerson Colon | 94805 | EMPLOYEE | M | 6 | 0.25 | 08/01/2024 | 01/29/2024 | 2 | M | SJS | SJS | Radiofrequency Generator | 20-867 | Radiofrequency Generators | 462943 | Medtronic Advanced Energy | 40-405-1 | MTC1619042 |  |  | 5102-30695 | SJS-Interventional Services | 13 | IU | Active
SJS3083 | P10123 | -Pm Device Using Mfg Procedure | Gerson Colon | 94805 | EMPLOYEE | Y | 1 | 0.5 | 08/01/2024 | 08/17/2023 | 2 | M | SJS | SJS | Radiofrequency Generator | 20-867 | Radiofrequency Generators | 462943 | Medtronic Advanced Energy | 40-405-1 | MTC1619042 |  |  | 5102-30695 | SJS-Interventional Services | 13 | IU | Active
SJS3085 | PISVA | Isoflurane Vaporizer | Tim McElrath | 11619 | EMPLOYEE | M | 6 | 0.2 | 08/01/2024 | 02/22/2024 | 1 | M | SJS | SJS | Isoflurane Cassette | 10-144 | Anesthesia Unit Vaporizers | 351254 | Datex-Ohmeda Inc Div GE Health | 1100-9029-000 | BGAT00571 | FSSFEB | SJS-ANESTHESIOLOGY FSS Feb | 5102-20100 | SJS-Anesthesiology | 40 | LS | High Risk
SJS3087 | P69 | Electrosurgical Unit, General Purpose -Esu-. | Gerson Colon | 94805 | EMPLOYEE | Y | 1 | 1 | 08/01/2024 | 09/12/2023 | 2 | M | SJS | SJS | Electrosurgical Unit | 18-231 | Electrosurgical Units, Monopolar/Bipolar | 452305 | Covidien Valleylab Div Covidie | FORCE FX-CS | S4G14339AX |  |  | 5102-30695 | SJS-Interventional Services | 20 | IU | Active
SJS3087 | P--ORS | --- OR Safety Inspection --- | Gerson Colon | 94805 | EMPLOYEE | M | 6 | 0.25 | 08/01/2024 | 01/29/2024 | 2 | M | SJS | SJS | Electrosurgical Unit | 18-231 | Electrosurgical Units, Monopolar/Bipolar | 452305 | Covidien Valleylab Div Covidie | FORCE FX-CS | S4G14339AX |  |  | 5102-30695 | SJS-Interventional Services | 20 | IU | Active
SJS3088 | PDAOHG | GE E-miniC Respiratory Single-width Airway Module | Gerson Colon | 94805 | EMPLOYEE | Y | 1 | 1.5 | 09/01/2024 | 02/08/2024 | 2 | M | SJS | SJS | Gas Module | 20-776 | Physiologic Monitor Modules, Exhaled Carbon Dioxide | 440964 | GE Healthcare Technologies | E-MiniC-00 | 7195862 |  |  | 5102-30695 | SJS-Interventional Services | 16 | IU | Active
SJS3089 | PRPPM | RPT PM | Gerson Colon | 94805 | EMPLOYEE | Y | 1 | 0.5 | 03/01/2025 | 03/01/2024 | 2 | M | SJS | SJS | 4x 15A 15ft Cord HGPower Strip | 34-504 | Electrical Power Strips | 106890 | Tripp Lite | PS-415-HG-OEM | 2632ASO |  |  | 5102-35000 | SJS-Respiratory Care Services | 13 | IU | Active
SJS3089 | PRTINI | RPT Initial Inspection | Gerson Colon | 94805 | EMPLOYEE | I | 1 | 1 | 02/27/2019 |  | 1 | M | SJS | SJS | 4x 15A 15ft Cord HGPower Strip | 34-504 | Electrical Power Strips | 106890 | Tripp Lite | PS-415-HG-OEM | 2632ASO |  |  | 5102-35000 | SJS-Respiratory Care Services | 13 | IU | Active
SJS3090 | P--ORS | --- OR Safety Inspection --- | Darren Eaton | DAEAT | EMPLOYEE | M | 6 | 0.25 | 08/01/2024 | 09/11/2023 | 2 | M | SJS | SJS | Level-of-Consciousness Monitor | 20-160 | Monitors, Physiologic, Electroencephalography, Intraoperative, Level-of-Consciousness | 452294 | Covidien (US) | 186-1014 | VT52778 |  |  | 5102-20100 | SJS-Anesthesiology | 28 | IU | Active
SJS3090 | P10123 | -Pm Device Using Mfg Procedure | Darren Eaton | DAEAT | EMPLOYEE | Y | 1 | 0.5 | 02/01/2025 | 01/29/2024 | 2 | M | SJS | SJS | Level-of-Consciousness Monitor | 20-160 | Monitors, Physiologic, Electroencephalography, Intraoperative, Level-of-Consciousness | 452294 | Covidien (US) | 186-1014 | VT52778 |  |  | 5102-20100 | SJS-Anesthesiology | 28 | IU | Active
SJS3093 | PGEANP | GE ANNUAL PDM | Gerson Colon | 94805 | EMPLOYEE | Y | 1 | 0.5 | 09/01/2024 | 10/02/2023 | 2 | M | SJS | SJS | Patient Data Module | 20-784 | Physiologic Monitor Modules, Multiparameter | 440964 | GE Healthcare Technologies | 2016793-003 | SA314473363GA | PDMET | PDM 2 | 5102-21355 | SJS-Preop Surgical | 16 | IU | Active
SJS3094 | PGEANP | GE ANNUAL PDM | Gil Matos | GIMAT | EMPLOYEE | Y | 1 | 0.5 | 09/01/2024 | 10/03/2023 | 2 | M | SJS | SJS | Patient Data Module | 20-784 | Physiologic Monitor Modules, Multiparameter | 440964 | GE Healthcare Technologies | 2016793-003 | SA314337073GA | PDMET | PDM 2 | 5102-21500 | SJS-PACU | 15 | IU | Active
SJS3095 | PMOPHM | Monitors, Physiologic, Multipurpose | Gil Matos | GIMAT | EMPLOYEE | Y | 1 | 0.5 | 03/01/2025 | 03/03/2023 | 2 | M | SJS | SJS | Bedside Physiologic Monitor | 20-171 | Monitors, Physiologic, Multipurpose, Bedside, Modular | 440964 | GE Healthcare Technologies | B650 v1 | sew14313700ha |  |  | 5102-21500 | SJS-PACU | 16 | IU | Active
SJS3096 | PDAOHG | GE E-miniC Respiratory Single-width Airway Module | Gil Matos | GIMAT | EMPLOYEE | Y | 1 | 1.5 | 03/01/2025 | 03/12/2024 | 2 | M | SJS | SJS | Gas Module | 20-776 | Physiologic Monitor Modules, Exhaled Carbon Dioxide | 440964 | GE Healthcare Technologies | E-MiniC-00 | 7142090 |  |  | 5102-21500 | SJS-PACU | 16 | IU | Active
SJS3097 | PDAOHG | GE E-miniC Respiratory Single-width Airway Module | Gil Matos | GIMAT | EMPLOYEE | Y | 1 | 1.5 | 03/01/2025 | 03/01/2024 | 2 | M | SJS | SJS | Gas Module | 20-776 | Physiologic Monitor Modules, Exhaled Carbon Dioxide | 440964 | GE Healthcare Technologies | E-MiniC-00 | 7148611 |  |  | 5102-21500 | SJS-PACU | 16 | IU | Active
SJS3098 | PMOPHM | Monitors, Physiologic, Multipurpose | Gil Matos | GIMAT | EMPLOYEE | Y | 1 | 0.5 | 03/01/2025 | 03/03/2023 | 2 | M | SJS | SJS | Bedside Physiologic Monitor | 20-171 | Monitors, Physiologic, Multipurpose, Bedside, Modular | 440964 | GE Healthcare Technologies | B650 v1 | sew14313659ha |  |  | 5102-21500 | SJS-PACU | 16 | IU | Active
SJS3099 | PMOPHM | Monitors, Physiologic, Multipurpose | Gil Matos | GIMAT | EMPLOYEE | Y | 1 | 0.5 | 03/01/2025 | 03/03/2023 | 2 | M | SJS | SJS | Bedside Physiologic Monitor | 20-171 | Monitors, Physiologic, Multipurpose, Bedside, Modular | 440964 | GE Healthcare Technologies | B650 v1 | SEW14313662HA |  |  | 5102-21500 | SJS-PACU | 16 | IU | Active
SJS3100 | PDAOHG | GE E-miniC Respiratory Single-width Airway Module | Gil Matos | GIMAT | EMPLOYEE | Y | 1 | 1.5 | 03/01/2025 | 03/01/2024 | 2 | M | SJS | SJS | Gas Module | 20-776 | Physiologic Monitor Modules, Exhaled Carbon Dioxide | 440964 | GE Healthcare Technologies | E-MiniC-00 | 7150836 |  |  | 5102-21500 | SJS-PACU | 16 | MI | Missing
SJS3101 | PMOPHM | Monitors, Physiologic, Multipurpose | Gil Matos | GIMAT | EMPLOYEE | Y | 1 | 0.5 | 03/01/2025 | 03/03/2023 | 2 | M | SJS | SJS | Bedside Physiologic Monitor | 20-171 | Monitors, Physiologic, Multipurpose, Bedside, Modular | 440964 | GE Healthcare Technologies | B650 v1 | SEW14313697HA |  |  | 5102-21500 | SJS-PACU | 16 | IU | Active
SJS3102 | PDAOHG | GE E-miniC Respiratory Single-width Airway Module | Gerson Colon | 94805 | EMPLOYEE | Y | 1 | 1.5 | 03/01/2025 | 03/01/2024 | 2 | M | SJS | SJS | Gas Module | 20-776 | Physiologic Monitor Modules, Exhaled Carbon Dioxide | 440964 | GE Healthcare Technologies | E-MiniC-00 | 7169169 |  |  | 5102-21355 | SJS-Preop Surgical | 16 | IU | Active
SJS3103 | PMOPHM | Monitors, Physiologic, Multipurpose | Gil Matos | GIMAT | EMPLOYEE | Y | 1 | 0.5 | 03/01/2025 | 03/03/2023 | 2 | M | SJS | SJS | Bedside Physiologic Monitor | 20-171 | Monitors, Physiologic, Multipurpose, Bedside, Modular | 440964 | GE Healthcare Technologies | B650 v1 | SEW14313373HA |  |  | 5102-21500 | SJS-PACU | 16 | IU | Active
SJS3104 | PDAOHG | GE E-miniC Respiratory Single-width Airway Module | Gil Matos | GIMAT | EMPLOYEE | Y | 1 | 1.5 | 03/01/2025 | 03/11/2024 | 2 | M | SJS | SJS | Gas Module | 20-776 | Physiologic Monitor Modules, Exhaled Carbon Dioxide | 440964 | GE Healthcare Technologies | E-MiniC-00 | 7003045 |  |  | 5102-21500 | SJS-PACU | 16 | IU | Active
SJS3105 | PMOPHM | Monitors, Physiologic, Multipurpose | Gil Matos | GIMAT | EMPLOYEE | Y | 1 | 0.5 | 03/01/2025 | 03/03/2023 | 2 | M | SJS | SJS | Bedside Physiologic Monitor | 20-171 | Monitors, Physiologic, Multipurpose, Bedside, Modular | 440964 | GE Healthcare Technologies | B650 v1 | SEW14313655HA |  |  | 5102-21500 | SJS-PACU | 16 | IU | Active
SJS3106 | PGEANP | GE ANNUAL PDM | Gerson Colon | 94805 | EMPLOYEE | Y | 1 | 0.5 | 09/01/2024 | 09/20/2023 | 2 | M | SJS | SJS | Patient Data Module | 20-784 | Physiologic Monitor Modules, Multiparameter | 440964 | GE Healthcare Technologies | 2016793-003 | SA314431354GA | PDMET | PDM 2 | 5102-21355 | SJS-Preop Surgical | 16 | IU | Active
SJS3107 | PDAOHG | GE E-miniC Respiratory Single-width Airway Module | Gil Matos | GIMAT | EMPLOYEE | Y | 1 | 1.5 | 03/01/2025 | 03/01/2024 | 2 | M | SJS | SJS | Gas Module | 20-776 | Physiologic Monitor Modules, Exhaled Carbon Dioxide | 440964 | GE Healthcare Technologies | E-MiniC-00 | 7001917 |  |  | 5102-21500 | SJS-PACU | 16 | IU | Active
SJS3108 | PMOPHM | Monitors, Physiologic, Multipurpose | Gil Matos | GIMAT | EMPLOYEE | Y | 1 | 0.5 | 03/01/2025 | 03/03/2023 | 2 | M | SJS | SJS | Bedside Physiologic Monitor | 20-171 | Monitors, Physiologic, Multipurpose, Bedside, Modular | 440964 | GE Healthcare Technologies | B650 v1 | SEW14313657HA |  |  | 5102-21500 | SJS-PACU | 16 | IU | Active
SJS3109 | PGEANP | GE ANNUAL PDM | Gerson Colon | 94805 | EMPLOYEE | Y | 1 | 0.5 | 09/01/2024 | 10/03/2023 | 2 | M | SJS | SJS | Patient Data Module | 20-784 | Physiologic Monitor Modules, Multiparameter | 440964 | GE Healthcare Technologies | 2016793-003 | SA314431347GA | PDMET | PDM 2 | 5102-21355 | SJS-Preop Surgical | 16 | IU | Active
SJS3111 | PV6PHR | V60 Philips Respironics Annual Checklist | Gerson Colon | 94805 | EMPLOYEE | Y | 1 | 2.5 | 07/01/2024 | 07/03/2023 | 1 | M | SJS | SJS | Non-Invasive Ventilator | 20-746 | Ventilators, Noninvasive Positive Pressure | 454161 | Philips Respironics | V60 | 100188248 |  |  | 5102-35000 | SJS-Respiratory Care Services | 40 | LS | High Risk
SJS3111 | PV65YR | V60 5 YR Battery Philips Respironics Annual Checklist | Gerson Colon | 94805 | EMPLOYEE | Y | 5 | 2 | 07/01/2024 | 09/23/2019 | 1 | M | SJS | SJS | Non-Invasive Ventilator | 20-746 | Ventilators, Noninvasive Positive Pressure | 454161 | Philips Respironics | V60 | 100188248 |  |  | 5102-35000 | SJS-Respiratory Care Services | 40 | LS | High Risk
SJS3112 | P10123 | -Pm Device Using Mfg Procedure | Gerson Colon | 94805 | EMPLOYEE | Y | 1 | 0.5 | 03/01/2025 | 03/01/2024 | 2 | M | SJS | SJS | Touch Screen Pulse Oximeter | 17-148 | Oximeters, Pulse | 371567 | Masimo Corp | Radical 7 | 1000038502 |  |  | 5102-35000 | SJS-Respiratory Care Services | 16 | IU | Active
SJS3113 | PRPPM | RPT PM | Gerson Colon | 94805 | EMPLOYEE | Y | 1 | 0.5 | 03/01/2025 | 03/04/2024 | 2 | M | SJS | SJS | 4x 15A 15ft Cord HGPower Strip | 34-504 | Electrical Power Strips | 106890 | Tripp Lite | PS-415-HG-OEM | 003113 |  |  | 5102-35000 | SJS-Respiratory Care Services | 13 | IU | Active
SJS3113 | PRTINI | RPT Initial Inspection | Gerson Colon | 94805 | EMPLOYEE | I | 1 | 1 | 09/25/2019 | 09/25/2019 | 1 | M | SJS | SJS | 4x 15A 15ft Cord HGPower Strip | 34-504 | Electrical Power Strips | 106890 | Tripp Lite | PS-415-HG-OEM | 003113 |  |  | 5102-35000 | SJS-Respiratory Care Services | 13 | IU | Active
SJS3114 | PRPPM | RPT PM | Gerson Colon | 94805 | EMPLOYEE | Y | 1 | 0.5 | 07/01/2024 | 07/27/2023 | 2 | M | SJS | SJS | 4x 15A 15ft Cord HGPower Strip | 34-504 | Electrical Power Strips | 106890 | Tripp Lite | PS-415-HG-OEM | NSNBC125814 |  |  | 5102-35000 | SJS-Respiratory Care Services | 13 | IU | Active
SJS3114 | PRTINI | RPT Initial Inspection | Gerson Colon | 94805 | EMPLOYEE | I | 1 | 1 | 08/23/2017 | 03/13/2020 | 1 | M | SJS | SJS | 4x 15A 15ft Cord HGPower Strip | 34-504 | Electrical Power Strips | 106890 | Tripp Lite | PS-415-HG-OEM | NSNBC125814 |  |  | 5102-35000 | SJS-Respiratory Care Services | 13 | IU | Active
SJS3115 | PV6PHR | V60 Philips Respironics Annual Checklist | Gerson Colon | 94805 | EMPLOYEE | Y | 1 | 2.5 | 07/01/2024 | 07/27/2023 | 1 | M | SJS | SJS | Non-Invasive Ventilator | 20-746 | Ventilators, Noninvasive Positive Pressure | 454161 | Philips Respironics | V60 | 100136223 |  |  | 5102-35000 | SJS-Respiratory Care Services | 40 | LS | High Risk
SJS3115 | PV65YR | V60 5 YR Battery Philips Respironics Annual Checklist | Gerson Colon | 94805 | EMPLOYEE | Y | 5 | 2 | 07/01/2024 | 09/10/2019 | 1 | M | SJS | SJS | Non-Invasive Ventilator | 20-746 | Ventilators, Noninvasive Positive Pressure | 454161 | Philips Respironics | V60 | 100136223 |  |  | 5102-35000 | SJS-Respiratory Care Services | 40 | LS | High Risk
SJS3117 | PGEANP | GE ANNUAL PDM | Gil Matos | GIMAT | EMPLOYEE | Y | 1 | 0.5 | 09/01/2024 | 09/26/2023 | 2 | M | SJS | SJS | Patient Data Module | 20-784 | Physiologic Monitor Modules, Multiparameter | 440964 | GE Healthcare Technologies | 2016793-003 | sa314337172ga | PDMET | PDM 2 | 5102-21500 | SJS-PACU | 15 | IU | Active
SJS3119 | P-VPM | -Vendor PM | Twanna Hardy | TWLUK | EMPLOYEE | Y | 1 | 0.5 | 03/01/2025 | 03/01/2024 | 2 | M | SJS | SJS | Infusion Device Analyzer | CC-040 | Test Equipment | 451211 | Pronk Technologies Inc | Flow Trax | 3274 |  |  | 5102-88570 | SJS-Clinical Engineering | 13 | IU | Active
SJS3120 | P-VPM | -Vendor PM | Twanna Hardy | TWLUK | EMPLOYEE | Y | 1 | 0.5 | 03/01/2025 | 03/01/2024 | 2 | M | SJS | SJS | Infusion Device Analyzer | CC-040 | Test Equipment | 451211 | Pronk Technologies Inc | Flow Trax | 1604 |  |  | 5102-88570 | SJS-Clinical Engineering | 13 | IU | Active
SJS3121 | P-VPM | -Vendor PM | Twanna Hardy | TWLUK | EMPLOYEE | Y | 1 | 0.5 | 03/01/2025 | 03/01/2024 | 2 | M | SJS | SJS | ESU Analyzer | CC-040 | Test Equipment | 178848 | Fluke Biomedical | QA ES II | 202025 |  |  | 5102-88570 | SJS-Clinical Engineering | 13 | IU | Active
SJS3122 | P-VPM | -Vendor PM | Twanna Hardy | TWLUK | EMPLOYEE | Y | 1 | 0.5 | 03/01/2025 | 03/01/2024 | 2 | M | SJS | SJS | Certifier FA Test System | CC-040 | Test Equipment | 105413 | TSI Inc | 4088D | 40881602013 |  |  | 5102-88570 | SJS-Clinical Engineering | 13 | IU | Active
SJS3123 | P-VPM | -Vendor PM | Twanna Hardy | TWLUK | EMPLOYEE | Y | 1 | 0.5 | 03/01/2025 | 03/01/2024 | 2 | M | SJS | SJS | Portable Oscilloscope | CC-040 | Test Equipment | 178848 | Fluke Biomedical | 190M-4 | 27475801 |  |  | 5102-88570 | SJS-Clinical Engineering | 13 | IU | Active
SJS3124 | P10123 | -Pm Device Using Mfg Procedure | Twanna Hardy | TWLUK | EMPLOYEE | Y | 1 | 0.5 | 03/01/2025 | 03/01/2024 | 2 | M | SJS | SJS | Phototachometer | CC-040 | Test Equipment | M10066 | Monarch Instruments | PLT200 | 1857998 |  |  | 5102-88570 | SJS-Clinical Engineering | 12 | IU | Active
SJS3125 | P-VPM | -Vendor PM | Twanna Hardy | TWLUK | EMPLOYEE | Y | 1 | 0.5 | 03/01/2025 | 03/01/2024 | 2 | M | SJS | SJS | Vital Signs Simulator | CC-040 | Test Equipment | 178848 | Fluke Biomedical | ProSim 4 | 2818032 |  |  | 5102-88570 | SJS-Clinical Engineering | 13 | IU | Active
SJS3126 | P-VPM | -Vendor PM | Twanna Hardy | TWLUK | EMPLOYEE | Y | 1 | 0.5 | 03/01/2025 | 03/01/2024 | 2 | M | SJS | SJS | SpO2 Tester | CC-040 | Test Equipment | 178848 | Fluke Biomedical | PROSIM SpO2 | 2818032 |  |  | 5102-88570 | SJS-Clinical Engineering | 13 | IU | Active
SJS3127 | P-VPM | -Vendor PM | Twanna Hardy | TWLUK | EMPLOYEE | Y | 1 | 0.5 | 03/01/2025 | 03/01/2024 | 2 | M | SJS | SJS | Electrical Safety Tester | CC-040 | Test Equipment | 178848 | Fluke Biomedical | DALE 601-1515 | 2821009 |  |  | 5102-88570 | SJS-Clinical Engineering | 13 | IU | Active
SJS3128 | P-VPM | -Vendor PM | Twanna Hardy | TWLUK | EMPLOYEE | Y | 1 | 0.5 | 03/01/2025 | 03/01/2024 | 2 | M | SJS | SJS | Tester, Defib | CC-040 | Test Equipment | 178848 | Fluke Biomedical | 7010 | 2820006 |  |  | 5102-88570 | SJS-Clinical Engineering | 13 | IU | Active
SJS3129 | P-VPM | -Vendor PM | Twanna Hardy | TWLUK | EMPLOYEE | Y | 1 | 0.5 | 03/01/2025 | 03/01/2024 | 2 | M | SJS | SJS | Fetal Simulator | CC-040 | Test Equipment | 178848 | Fluke Biomedical | PS-320 | 2810091 |  |  | 5102-88570 | SJS-Clinical Engineering | 13 | IU | Active
SJS3131 | P-VPM | -Vendor PM | Twanna Hardy | TWLUK | EMPLOYEE | Y | 1 | 0.5 | 03/01/2025 | 03/01/2024 | 2 | M | SJS | SJS | External Pacemaker Analyzer | CC-040 | Test Equipment | 178848 | Fluke Biomedical | 1000 | 2793013 |  |  | 5102-88570 | SJS-Clinical Engineering | 13 | IU | Active
SJS3133 | P-VPM | -Vendor PM | Twanna Hardy | TWLUK | EMPLOYEE | Y | 1 | 0.5 | 03/01/2025 | 03/01/2024 | 2 | M | SJS | SJS | Parameter Tester | CC-040 | Test Equipment | 178848 | Fluke Biomedical | DPM4 | 3442062 |  |  | 5102-88570 | SJS-Clinical Engineering | 13 | IU | Active
SJS3134 | P-VPM | -Vendor PM | Twanna Hardy | TWLUK | EMPLOYEE | Y | 1 | 0.5 | 03/01/2025 | 03/01/2024 | 2 | M | SJS | SJS | Parameter Tester | CC-040 | Test Equipment | 178848 | Fluke Biomedical | DPM4 | 3026024 |  |  | 5102-88570 | SJS-Clinical Engineering | 13 | IU | Active
SJS3135 | P-VPM | -Vendor PM | Twanna Hardy | TWLUK | EMPLOYEE | Y | 1 | 0.5 | 03/01/2025 | 03/01/2024 | 2 | M | SJS | SJS | Level 1 Temp Check | CC-040 | Test Equipment | 440773 | Smiths Medical North America | DSTA-40 | S111A00819 |  |  | 5102-88570 | SJS-Clinical Engineering | 13 | IU | Active
SJS3136 | P-VPM | -Vendor PM | Twanna Hardy | TWLUK | EMPLOYEE | Y | 1 | 0.5 | 03/01/2025 | 03/01/2024 | 2 | M | SJS | SJS | Force Gauge | CC-040 | Test Equipment | 482628 | Nidec-Shimpo America Corp | FGE-XY | E9514A126 |  |  | 5102-88570 | SJS-Clinical Engineering | 13 | IU | Active
SJS3137 | P132 | Monitor, Oxygen. | Twanna Hardy | TWLUK | EMPLOYEE | Y | 1 | 0.75 | 03/01/2025 |  | 2 | M | SJS | SJS | Oxygen Sensor | 20-366 | Monitors, Physiologic, Respiration, Respiratory Gas, Inspired Oxygen, Bedside/Intraoperative | 102184 | MSA International | MiniOX 3000 | MNXR20007 |  |  | 5102-88570 | SJS-Clinical Engineering | 15 | IU | Active
SJS3138 | P-VPM | -Vendor PM | Twanna Hardy | TWLUK | EMPLOYEE | Y | 1 | 0.5 | 03/01/2025 | 03/01/2024 | 2 | M | SJS | SJS | Weight Set 5kg - 1g | CC-040 | Test Equipment | 171595 | Rice Lake Weighing Systems | 12535 | 60CU |  |  | 5102-88570 | SJS-Clinical Engineering | 13 | IU | Active
SJS3140 | P-VPM | -Vendor PM | Twanna Hardy | TWLUK | EMPLOYEE | Y | 1 | 0.5 | 03/01/2025 | 03/01/2024 | 2 | M | SJS | SJS | Water Flow - Temp Tester | CC-040 | Test Equipment | 101281 | Gaymar Industries Inc Div Stry | TPT9 | BC131686 |  |  | 5102-88570 | SJS-Clinical Engineering | 13 | IU | Active
SJS3141 | P-VPM | -Vendor PM | Twanna Hardy | TWLUK | EMPLOYEE | Y | 1 | 0.5 | 03/01/2025 | 03/01/2024 | 2 | M | SJS | SJS | Gas Flow Analyzer | CC-040 | Test Equipment | 178848 | Fluke Biomedical | VT305 | BF100278 |  |  | 5102-88570 | SJS-Clinical Engineering | 13 | IU | Active
SJS3142 | P-VPM | -Vendor PM | Twanna Hardy | TWLUK | EMPLOYEE | Y | 1 | 0.5 | 03/01/2025 | 03/01/2024 | 2 | M | SJS | SJS | Simulators, Noninvasive Blood | CC-040 | Test Equipment | 451211 | Pronk Technologies Inc | SC-5 | 6634 |  |  | 5102-88570 | SJS-Clinical Engineering | 13 | IU | Active
SJS3143 | P-VPM | -Vendor PM | Twanna Hardy | TWLUK | EMPLOYEE | Y | 1 | 0.5 | 03/01/2025 | 03/01/2024 | 2 | M | SJS | SJS | Multi-Parameter Patient Simula | CC-040 | Test Equipment | 451211 | Pronk Technologies Inc | SL-8 SimSlim | 3470 |  |  | 5102-88570 | SJS-Clinical Engineering | 13 | IU | Active
SJS3144 | P-VPM | -Vendor PM | Twanna Hardy | TWLUK | EMPLOYEE | Y | 1 | 0.5 | 03/01/2025 | 03/01/2024 | 2 | M | SJS | SJS | Defibrillator Analyzer | CC-040 | Test Equipment | 178848 | Fluke Biomedical | Impulse 7000 DP | 2820006 |  |  | 5102-88570 | SJS-Clinical Engineering | 13 | IU | Active
SJS3145 | P-VPM | -Vendor PM | Twanna Hardy | TWLUK | EMPLOYEE | Y | 1 | 0.5 | 03/01/2025 | 03/01/2024 | 2 | M | SJS | SJS | SPO2 Simulator | CC-040 | Test Equipment | 451211 | Pronk Technologies Inc | OXSIM OX-1 | 0x6765 |  |  | 5102-88570 | SJS-Clinical Engineering | 13 | IU | Active
SJS3146 | P-VPM | -Vendor PM | Twanna Hardy | TWLUK | EMPLOYEE | Y | 1 | 0.5 | 03/01/2025 | 03/01/2024 | 2 | M | SJS | SJS | Simulators, Noninvasive Blood | CC-040 | Test Equipment | 451211 | Pronk Technologies Inc | SC-5 | 6633 |  |  | 5102-88570 | SJS-Clinical Engineering | 13 | IU | Active
SJS3147 | P-VPM | -Vendor PM | Twanna Hardy | TWLUK | EMPLOYEE | Y | 1 | 0.5 | 03/01/2025 | 03/01/2024 | 2 | M | SJS | SJS | Simulators, Noninvasive Blood | CC-040 | Test Equipment | 451211 | Pronk Technologies Inc | SC-5 | 8633 |  |  | 5102-88570 | SJS-Clinical Engineering | 13 | IU | Active
SJS3148 | P-VPM | -Vendor PM | Twanna Hardy | TWLUK | EMPLOYEE | Y | 1 | 0.5 | 03/01/2025 | 03/01/2024 | 2 | M | SJS | SJS | SPO2 Simulator | CC-040 | Test Equipment | 451211 | Pronk Technologies Inc | OXSIM OX-1 | 0x6764 |  |  | 5102-88570 | SJS-Clinical Engineering | 13 | IU | Active
SJS3149 | P-VPM | -Vendor PM | Twanna Hardy | TWLUK | EMPLOYEE | Y | 1 | 0.5 | 03/01/2025 | 03/01/2024 | 2 | M | SJS | SJS | SPO2 Simulator | CC-040 | Test Equipment | 451211 | Pronk Technologies Inc | OXSIM OX-1 | ox8883 |  |  | 5102-88570 | SJS-Clinical Engineering | 13 | IU | Active
SJS3150 | P-VPM | -Vendor PM | Twanna Hardy | TWLUK | EMPLOYEE | Y | 1 | 0.5 | 03/01/2025 | 03/01/2024 | 2 | M | SJS | SJS | Multi-Parameter Patient Simula | CC-040 | Test Equipment | 451211 | Pronk Technologies Inc | SL-8 SimSlim | 3477 |  |  | 5102-88570 | SJS-Clinical Engineering | 13 | IU | Active
SJS3151 | P-VPM | -Vendor PM | Twanna Hardy | TWLUK | EMPLOYEE | Y | 1 | 0.5 | 03/01/2025 | 03/01/2024 | 2 | M | SJS | SJS | Multi-Parameter Patient Simula | CC-040 | Test Equipment | 451211 | Pronk Technologies Inc | SL-8 SimSlim | 5455 |  |  | 5102-88570 | SJS-Clinical Engineering | 13 | IU | Active
SJS3152 | P-VPM | -Vendor PM | Twanna Hardy | TWLUK | EMPLOYEE | Y | 1 | 0.5 | 03/01/2025 | 03/01/2024 | 2 | M | SJS | SJS | K Type Thermometer | CC-040 | Test Equipment | 178848 | Fluke Biomedical | CNXt3000 | 23640055 |  |  | 5102-88570 | SJS-Clinical Engineering | 13 | IU | Active
SJS3153 | P-VPM | -Vendor PM | Twanna Hardy | TWLUK | EMPLOYEE | Y | 1 | 0.5 | 03/01/2025 | 03/01/2024 | 2 | M | SJS | SJS | Series Resistance Substituter | CC-040 | Test Equipment | 104883 | IET Labs Inc | RS-200 | L04161408 |  |  | 5102-88570 | SJS-Clinical Engineering | 13 | IU | Active
SJS3154 | P-VPM | -Vendor PM | Twanna Hardy | TWLUK | EMPLOYEE | Y | 1 | 0.5 | 03/01/2025 | 03/01/2024 | 2 | M | SJS | SJS | Simulators, Noninvasive Blood | CC-040 | Test Equipment | 451211 | Pronk Technologies Inc | SC-5 | 6632 |  |  | 5102-88570 | SJS-Clinical Engineering | 13 | IU | Active
SJS3155 | P-VPM | -Vendor PM | Twanna Hardy | TWLUK | EMPLOYEE | Y | 1 | 0.5 | 03/01/2025 | 03/01/2024 | 2 | M | SJS | SJS | SPO2 Simulator | CC-040 | Test Equipment | 451211 | Pronk Technologies Inc | OXSIM OX-1 | 0x6766 |  |  | 5102-88570 | SJS-Clinical Engineering | 13 | IU | Active
SJS3156 | P-VPM | -Vendor PM | Twanna Hardy | TWLUK | EMPLOYEE | Y | 1 | 0.5 | 03/01/2025 | 03/01/2024 | 2 | M | SJS | SJS | Multi-Parameter Patient Simula | CC-040 | Test Equipment | 451211 | Pronk Technologies Inc | SL-8 SimSlim | 3469 |  |  | 5102-88570 | SJS-Clinical Engineering | 13 | IU | Active
SJS3157 | PMOPHM | Monitors, Physiologic, Multipurpose | Gerson Colon | 94805 | EMPLOYEE | Y | 1 | 0.5 | 03/01/2025 | 04/13/2023 | 2 | M | SJS | SJS | Bedside Physiologic Monitor | 20-171 | Monitors, Physiologic, Multipurpose, Bedside, Modular | 440964 | GE Healthcare Technologies | B450 | SJA14448687HA |  |  | 5102-21355 | SJS-Preop Surgical | 16 | IU | Active
SJS3158 | PMOPHV | Monitors, Physiologic, Vital Signs | Gil Matos | GIMAT | EMPLOYEE | Y | 1 | 1 | 03/01/2025 | 03/01/2024 | 2 | M | SJS | SJS | Vital Signs Monitor | 25-209 | Monitors, Physiologic, Vital Signs | 101850 | Welch Allyn Inc A Subsidiary | VSM 6000 SERIES | 100065433614 |  |  | 5102-21500 | SJS-PACU | 16 | IU | Active
SJS3159 | PMOPHV | Monitors, Physiologic, Vital Signs | Gil Matos | GIMAT | EMPLOYEE | Y | 1 | 1 | 03/01/2025 | 03/01/2024 | 2 | M | SJS | SJS | Vital Signs Monitor | 25-209 | Monitors, Physiologic, Vital Signs | 101850 | Welch Allyn Inc A Subsidiary | VSM 6000 SERIES | 100016004614 |  |  | 5102-21500 | SJS-PACU | 16 | IU | Active
SJS3160 | PMOPHV | Monitors, Physiologic, Vital Signs | Gerson Colon | 94805 | EMPLOYEE | Y | 1 | 1 | 03/01/2025 | 03/01/2024 | 2 | M | SJS | SJS | Vital Signs Monitor | 25-209 | Monitors, Physiologic, Vital Signs | 101850 | Welch Allyn Inc A Subsidiary | VSM 6000 SERIES | 100020754714 |  |  | 5102-21355 | SJS-Preop Surgical | 16 | IU | Active
SJS3161 | PGEANP | GE ANNUAL PDM | Gerson Colon | 94805 | EMPLOYEE | Y | 1 | 0.5 | 09/01/2024 | 09/21/2023 | 2 | M | SJS | SJS | Patient Data Module | 20-784 | Physiologic Monitor Modules, Multiparameter | 440964 | GE Healthcare Technologies | 2016793-003 | SA314431257GA | PDMET | PDM 2 | 5102-21355 | SJS-Preop Surgical | 16 | IU | Active
SJS3162 | PMOPHM | Monitors, Physiologic, Multipurpose | Gerson Colon | 94805 | EMPLOYEE | Y | 1 | 0.5 | 03/01/2025 | 04/04/2023 | 2 | M | SJS | SJS | Bedside Physiologic Monitor | 20-171 | Monitors, Physiologic, Multipurpose, Bedside, Modular | 440964 | GE Healthcare Technologies | B450 | SJA14495856HA |  |  | 5102-21355 | SJS-Preop Surgical | 16 | IU | Active
SJS3163 | PGEANP | GE ANNUAL PDM | Darren Eaton | DAEAT | EMPLOYEE | Y | 1 | 0.5 | 09/01/2024 | 09/26/2023 | 2 | M | SJS | SJS | Patient Data Module | 20-784 | Physiologic Monitor Modules, Multiparameter | 440964 | GE Healthcare Technologies | 2016793-003 | SA314494477GA | PDMTN | PDM 1 | 5102-13100 | SJS-Intensive Care Unit I | 16 | IU | Active
SJS3164 | PMOPHM | Monitors, Physiologic, Multipurpose | Gil Matos | GIMAT | EMPLOYEE | Y | 1 | 0.5 | 03/01/2025 | 03/02/2023 | 2 | M | SJS | SJS | Bedside Physiologic Monitor | 20-171 | Monitors, Physiologic, Multipurpose, Bedside, Modular | 440964 | GE Healthcare Technologies | B650 v1 | sew14313672ha |  |  | 5102-21500 | SJS-PACU | 16 | IU | Active
SJS3165 | PDAOHG | GE E-miniC Respiratory Single-width Airway Module | Gil Matos | GIMAT | EMPLOYEE | Y | 1 | 1.5 | 03/01/2025 | 03/01/2024 | 2 | M | SJS | SJS | Gas Module | 20-776 | Physiologic Monitor Modules, Exhaled Carbon Dioxide | 440964 | GE Healthcare Technologies | E-MiniC-00 | 7144508 |  |  | 5102-21500 | SJS-PACU | 16 | IU | Active
SJS3166 | PGEANP | GE ANNUAL PDM | Gil Matos | GIMAT | EMPLOYEE | Y | 1 | 0.5 | 09/01/2024 | 09/08/2023 | 2 | M | SJS | SJS | Patient Data Module | 20-784 | Physiologic Monitor Modules, Multiparameter | 440964 | GE Healthcare Technologies | 2016793-003 | sa314337066ga | PDMET | PDM 2 | 5102-21500 | SJS-PACU | 15 | IU | Active
SJS3167 | PMOPHM | Monitors, Physiologic, Multipurpose | Gil Matos | GIMAT | EMPLOYEE | Y | 1 | 0.5 | 03/01/2025 | 03/02/2023 | 2 | M | SJS | SJS | Bedside Physiologic Monitor | 20-171 | Monitors, Physiologic, Multipurpose, Bedside, Modular | 440964 | GE Healthcare Technologies | B650 v1 | sew14313696ha |  |  | 5102-21500 | SJS-PACU | 16 | IU | Active
SJS3168 | PDAOHG | GE E-miniC Respiratory Single-width Airway Module | Gil Matos | GIMAT | EMPLOYEE | Y | 1 | 1.5 | 03/01/2025 | 03/01/2024 | 2 | M | SJS | SJS | Gas Module | 20-776 | Physiologic Monitor Modules, Exhaled Carbon Dioxide | 440964 | GE Healthcare Technologies | E-MiniC-00 | 7001918 |  |  | 5102-21500 | SJS-PACU | 16 | IU | Active
SJS3169 | PV6PHR | V60 Philips Respironics Annual Checklist | Gerson Colon | 94805 | EMPLOYEE | Y | 1 | 2.5 | 07/01/2024 | 07/28/2023 | 1 | M | SJS | SJS | Non-Invasive Ventilator | 20-746 | Ventilators, Noninvasive Positive Pressure | 454161 | Philips Respironics | V60 | 100135924 |  |  | 5102-35000 | SJS-Respiratory Care Services | 40 | LS | High Risk
SJS3169 | PV65YR | V60 5 YR Battery Philips Respironics Annual Checklist | Gerson Colon | 94805 | EMPLOYEE | Y | 5 | 2 | 07/01/2024 | 09/13/2019 | 1 | M | SJS | SJS | Non-Invasive Ventilator | 20-746 | Ventilators, Noninvasive Positive Pressure | 454161 | Philips Respironics | V60 | 100135924 |  |  | 5102-35000 | SJS-Respiratory Care Services | 40 | LS | High Risk
SJS3171 | P10123 | -Pm Device Using Mfg Procedure | Gerson Colon | 94805 | EMPLOYEE | Y | 1 | 0.6 | 03/01/2025 | 03/01/2024 | 2 | M | SJS | SJS | Humidifier, Heated | 12-050 | Humidifiers, Artificial Airway, Heated | 255300 | Fisher & Paykel Healthcare Inc | MR850JHU | 120611146697 |  |  | 5102-35000 | SJS-Respiratory Care Services | 19 | IU | Active
SJS3172 | PV6PHR | V60 Philips Respironics Annual Checklist | Gerson Colon | 94805 | EMPLOYEE | Y | 1 | 2.5 | 07/01/2024 | 07/26/2023 | 1 | M | SJS | SJS | Non-Invasive Ventilator | 20-746 | Ventilators, Noninvasive Positive Pressure | 454161 | Philips Respironics | V60 | 100135929 |  |  | 5102-35000 | SJS-Respiratory Care Services | 40 | LS | High Risk
SJS3172 | PV65YR | V60 5 YR Battery Philips Respironics Annual Checklist | Gerson Colon | 94805 | EMPLOYEE | Y | 5 | 2 | 07/01/2024 | 09/13/2019 | 1 | M | SJS | SJS | Non-Invasive Ventilator | 20-746 | Ventilators, Noninvasive Positive Pressure | 454161 | Philips Respironics | V60 | 100135929 |  |  | 5102-35000 | SJS-Respiratory Care Services | 40 | LS | High Risk
SJS3174 | PV6PHR | V60 Philips Respironics Annual Checklist | Gerson Colon | 94805 | EMPLOYEE | Y | 1 | 2.5 | 07/01/2024 | 07/05/2023 | 1 | M | SJS | SJS | Non-Invasive Ventilator | 20-746 | Ventilators, Noninvasive Positive Pressure | 454161 | Philips Respironics | V60 | 100136102 |  |  | 5102-35000 | SJS-Respiratory Care Services | 40 | LS | High Risk
SJS3174 | PV65YR | V60 5 YR Battery Philips Respironics Annual Checklist | Gerson Colon | 94805 | EMPLOYEE | Y | 5 | 2 | 07/01/2024 | 09/17/2019 | 1 | M | SJS | SJS | Non-Invasive Ventilator | 20-746 | Ventilators, Noninvasive Positive Pressure | 454161 | Philips Respironics | V60 | 100136102 |  |  | 5102-35000 | SJS-Respiratory Care Services | 40 | LS | High Risk
SJS3175 | PV6PHR | V60 Philips Respironics Annual Checklist | Gerson Colon | 94805 | EMPLOYEE | Y | 1 | 2.5 | 07/01/2024 | 07/25/2023 | 1 | M | SJS | SJS | Non-Invasive Ventilator | 20-746 | Ventilators, Noninvasive Positive Pressure | 454161 | Philips Respironics | V60 | 100135995 |  |  | 5102-35000 | SJS-Respiratory Care Services | 40 | LS | High Risk
SJS3175 | PV65YR | V60 5 YR Battery Philips Respironics Annual Checklist | Gerson Colon | 94805 | EMPLOYEE | Y | 5 | 2 | 07/01/2026 | 09/18/2019 | 1 | M | SJS | SJS | Non-Invasive Ventilator | 20-746 | Ventilators, Noninvasive Positive Pressure | 454161 | Philips Respironics | V60 | 100135995 |  |  | 5102-35000 | SJS-Respiratory Care Services | 40 | LS | High Risk
SJS3176 | PDAOHG | GE E-miniC Respiratory Single-width Airway Module | Gerson Colon | 94805 | EMPLOYEE | Y | 1 | 1.5 | 01/01/2025 | 02/15/2024 | 2 | M | SJS | SJS | Gas Module | 20-776 | Physiologic Monitor Modules, Exhaled Carbon Dioxide | 440964 | GE Healthcare Technologies | E-MiniC-00 | 7192927 |  |  | 5102-23100 | SJS-Emergency Service | 16 | IU | Active
SJS3177 | PDAOHG | GE E-miniC Respiratory Single-width Airway Module | Gerson Colon | 94805 | EMPLOYEE | Y | 1 | 1.5 | 01/01/2025 | 02/14/2024 | 2 | M | SJS | SJS | Gas Module | 20-776 | Physiologic Monitor Modules, Exhaled Carbon Dioxide | 440964 | GE Healthcare Technologies | E-MiniC-00 | 7154630 |  |  | 5102-23100 | SJS-Emergency Service | 16 | IU | Active
SJS3179 | PDAOHG | GE E-miniC Respiratory Single-width Airway Module | Gil Matos | GIMAT | EMPLOYEE | Y | 1 | 1.5 | 03/01/2025 | 03/01/2024 | 2 | M | SJS | SJS | Gas Module | 20-776 | Physiologic Monitor Modules, Exhaled Carbon Dioxide | 440964 | GE Healthcare Technologies | E-MiniC-00 | 7001941 |  |  | 5102-21500 | SJS-PACU | 16 | IU | Active
SJS3180 | P113 | Microscope, Surgical. | Emanuel Colon | 90769 | EMPLOYEE | M | 6 | 1.5 | 07/01/2024 | 02/15/2024 | 2 | M | SJS | SJS | Surgical Microscope | 12-539 | Microscopes, Light, Operating | 418173 | Carl Zeiss Meditec Inc | 302582-9903-000 | 6641701437 |  |  | 5102-21100 | SJS-Surgery | 33 | IU | Active
SJS3181 | P1096 | Laser PM Class 3B/4 | Emanuel Colon | 90769 | EMPLOYEE | M | 6 | 2.49 | 07/01/2024 | 02/20/2024 | 2 | M | SJS | SJS | CO2 Laser | 18-203 | Lasers, Carbon Dioxide | 392912 | Lumenis Inc | SA-10014050 | 140 |  |  | 5102-21100 | SJS-Surgery | 33 | IU | Active
SJS3183 | P10123 | -Pm Device Using Mfg Procedure | Emanuel Colon | 90769 | EMPLOYEE | Y | 1 | 1 | 02/01/2025 | 03/18/2024 | 2 | M | SJS | SJS | Contrast Media Injector | 15-284 | Injectors, Contrast Media, Angiography | 105381 | Medrad Inc Unit of Bayer Medic | Mark 7 | 203799 |  |  | 5102-30695 | SJS-Interventional Services | 18 | IU | Active
SJS3184 | P10123 | -Pm Device Using Mfg Procedure | Emanuel Colon | 90769 | EMPLOYEE | Y | 1 | 1 | 02/01/2025 | 03/14/2024 | 2 | M | SJS | SJS | Contrast Media Injector | 15-284 | Injectors, Contrast Media, Angiography | 105381 | Medrad Inc Unit of Bayer Medic | MARK 7 | 100228 |  |  | 5102-30695 | SJS-Interventional Services | 18 | IU | Active
SJS3185 | P10123 | -Pm Device Using Mfg Procedure | Emanuel Colon | 90769 | EMPLOYEE | Y | 1 | 1 | 02/01/2025 | 03/14/2024 | 2 | M | SJS | SJS | Contrast Media Injector | 15-284 | Injectors, Contrast Media, Angiography | 105381 | Medrad Inc Unit of Bayer Medic | MARK 7 | 100238 |  |  | 5102-30695 | SJS-Interventional Services | 18 | IU | Active
SJS3186 | P-PDEU | LP20/LP20e Pm Device Using Mfg Procedure | Gil Matos | GIMAT | EMPLOYEE | Y | 1 | 0.75 | 07/01/2024 | 07/29/2022 | 1 | M | SJS | SJS | LP20e Defibrillator/Pacer | 17-882B | Defibrillator/Pacemakers, External, Biphasic | 452575 | Physio-Control Inc | LP20E | 42791312 |  |  | 5102-12213 | SJS-Med/Surg/Tele Overflow 3North | 40 | LS | High Risk
SJS3186 | P2YEBA | LP20 2 Year Battery Replacement and PM | Gil Matos | GIMAT | EMPLOYEE | Y | 2 | 1 | 07/01/2025 | 07/20/2021 | 1 | M | SJS | SJS | LP20e Defibrillator/Pacer | 17-882B | Defibrillator/Pacemakers, External, Biphasic | 452575 | Physio-Control Inc | LP20E | 42791312 |  |  | 5102-12213 | SJS-Med/Surg/Tele Overflow 3North | 40 | LS | High Risk
SJS3186 | PLP5YE | LP20 5 Year Coin Battery Replacement | Gil Matos | GIMAT | EMPLOYEE | Y | 5 | 1.6 | 07/01/2028 | 07/03/2023 | 1 | M | SJS | SJS | LP20e Defibrillator/Pacer | 17-882B | Defibrillator/Pacemakers, External, Biphasic | 452575 | Physio-Control Inc | LP20E | 42791312 |  |  | 5102-12213 | SJS-Med/Surg/Tele Overflow 3North | 40 | LS | High Risk
SJS3187 | P-PDEU | LP20/LP20e Pm Device Using Mfg Procedure | Twanna Hardy | TWLUK | EMPLOYEE | Y | 1 | 0.75 | 07/01/2024 | 07/07/2022 | 1 | M | SJS | SJS | LP20e Defibrillator/Pacer | 17-882B | Defibrillator/Pacemakers, External, Biphasic | 452575 | Physio-Control Inc | LP20E | 42793387 |  |  | 5102-16527 | SJS-Mother/Baby Unit | 40 | LS | High Risk
SJS3187 | P2YEBA | LP20 2 Year Battery Replacement and PM | Twanna Hardy | TWLUK | EMPLOYEE | Y | 2 | 1 | 07/01/2025 | 07/20/2021 | 1 | M | SJS | SJS | LP20e Defibrillator/Pacer | 17-882B | Defibrillator/Pacemakers, External, Biphasic | 452575 | Physio-Control Inc | LP20E | 42793387 |  |  | 5102-16527 | SJS-Mother/Baby Unit | 40 | LS | High Risk
SJS3187 | PLP5YE | LP20 5 Year Coin Battery Replacement | Twanna Hardy | TWLUK | EMPLOYEE | Y | 5 | 1.6 | 07/01/2028 | 07/26/2023 | 1 | M | SJS | SJS | LP20e Defibrillator/Pacer | 17-882B | Defibrillator/Pacemakers, External, Biphasic | 452575 | Physio-Control Inc | LP20E | 42793387 |  |  | 5102-16527 | SJS-Mother/Baby Unit | 40 | LS | High Risk
SJS3190 | P10123 | -Pm Device Using Mfg Procedure | Twanna Hardy | TWLUK | EMPLOYEE | Y | 1 | 0.75 | 02/01/2025 | 01/29/2024 | 2 | M | SJS | SJS | Maternal/Fetal Monitor Tele Rx | 13-987A | Monitors, Telemetry Receiver | 440964 | GE Healthcare Technologies | 2051444-004 | SGH14434653PAS |  |  | 5102-22100 | SJS-Labor & Delivery | 17 | IU | Active
SJS3191 | P10123 | -Pm Device Using Mfg Procedure | Twanna Hardy | TWLUK | EMPLOYEE | Y | 1 | 1 | 02/01/2025 | 01/29/2024 | 2 | M | SJS | SJS | Fetal Monitor | 34-428 | Monitors, Physiologic, Fetal | 439946 | GE Healthcare USA | 259cx | SDL15517972PAS |  |  | 5102-22100 | SJS-Labor & Delivery | 16 | IU | Active
SJS3193 | P10123 | -Pm Device Using Mfg Procedure | Twanna Hardy | TWLUK | EMPLOYEE | Y | 1 | 0.75 | 02/01/2025 | 01/29/2024 | 2 | M | SJS | SJS | Maternal/Fetal Monitor Tele Rx | 13-987A | Monitors, Telemetry Receiver | 440964 | GE Healthcare Technologies | 2051444-004 | SGH14434645PAS |  |  | 5102-22100 | SJS-Labor & Delivery | 17 | IU | Active
SJS3195 | P10123 | -Pm Device Using Mfg Procedure | Twanna Hardy | TWLUK | EMPLOYEE | Y | 1 | 1 | 02/01/2025 | 01/29/2024 | 2 | M | SJS | SJS | Fetal Monitor | 34-428 | Monitors, Physiologic, Fetal | 439946 | GE Healthcare USA | 259cx | SDL15477681PAS |  |  | 5102-22100 | SJS-Labor & Delivery | 16 | IU | Active
SJS3201 | P10123 | -Pm Device Using Mfg Procedure | Twanna Hardy | TWLUK | EMPLOYEE | Y | 1 | 0.8 | 02/01/2025 | 02/07/2024 | 2 | M | SJS | SJS | Maternal/Fetal Monitor Tele Rx | 13-987A | Monitors, Telemetry Receiver | 440964 | GE Healthcare Technologies | 2051444-004 | SGH16076065PAS |  |  | 5102-22100 | SJS-Labor & Delivery | 17 | IU | Active
SJS3202 | P10123 | -Pm Device Using Mfg Procedure | Twanna Hardy | TWLUK | EMPLOYEE | Y | 1 | 1 | 02/01/2025 | 01/29/2024 | 2 | M | SJS | SJS | Fetal Monitor | 34-428 | Monitors, Physiologic, Fetal | 439946 | GE Healthcare USA | 259cx | SDL15467563PAS |  |  | 5102-22100 | SJS-Labor & Delivery | 16 | IU | Active
SJS3204 | P10123 | -Pm Device Using Mfg Procedure | Twanna Hardy | TWLUK | EMPLOYEE | Y | 1 | 0.8 | 02/01/2025 | 01/29/2024 | 2 | M | SJS | SJS | Maternal/Fetal Monitor Tele Rx | 13-987A | Monitors, Telemetry Receiver | 440964 | GE Healthcare Technologies | 2051444-004 | SGH14464689PAS |  |  | 5102-22100 | SJS-Labor & Delivery | 17 | IU | Active
SJS3206 | P10123 | -Pm Device Using Mfg Procedure | Twanna Hardy | TWLUK | EMPLOYEE | Y | 1 | 0.8 | 02/01/2025 | 01/29/2024 | 2 | M | SJS | SJS | Maternal/Fetal Monitor Color | 34-428 | Monitors, Physiologic, Fetal | 439946 | GE Healthcare USA | 259CX-C | SDL14444016PAS |  |  | 5102-22100 | SJS-Labor & Delivery | 16 | IU | Active
SJS3210 | P10123 | -Pm Device Using Mfg Procedure | Twanna Hardy | TWLUK | EMPLOYEE | Y | 1 | 0.8 | 02/01/2025 | 01/29/2024 | 2 | M | SJS | SJS | Maternal/Fetal Monitor Tele Rx | 13-987A | Monitors, Telemetry Receiver | 440964 | GE Healthcare Technologies | 2051444-004 | SGH16360010PAS |  |  | 5102-22100 | SJS-Labor & Delivery | 17 | IU | Active
SJS3212 | P10123 | -Pm Device Using Mfg Procedure | Twanna Hardy | TWLUK | EMPLOYEE | Y | 1 | 0.8 | 02/01/2025 | 03/15/2024 | 2 | M | SJS | SJS | Maternal/Fetal Monitor Color | 34-428 | Monitors, Physiologic, Fetal | 439946 | GE Healthcare USA | 259CX-C | SDL14142408PA |  |  | 5102-22100 | SJS-Labor & Delivery | 16 | IU | Active
SJS3214 | P10123 | -Pm Device Using Mfg Procedure | Twanna Hardy | TWLUK | EMPLOYEE | Y | 1 | 0.8 | 02/01/2025 | 01/29/2024 | 2 | M | SJS | SJS | Maternal/Fetal Monitor Color | 34-428 | Monitors, Physiologic, Fetal | 439946 | GE Healthcare USA | 259CX-C | SDL14122278PA |  |  | 5102-22100 | SJS-Labor & Delivery | 16 | IU | Active
SJS3215 | P10123 | -Pm Device Using Mfg Procedure | Twanna Hardy | TWLUK | EMPLOYEE | M | 6 | 1 | 08/01/2024 | 03/13/2024 | 2 | M | SJS | SJS | Blanket Warmer | 10-414 | Warmers, Blanket | 331403 | MAC Medical Inc | SWC2460-TL-G-MB | 090414-711 |  |  | 5102-22100 | SJS-Labor & Delivery | 13 | IU | Active
SJS3216 | P179 | Scale, Patient. | Twanna Hardy | TWLUK | EMPLOYEE | Y | 1 | 0.5 | 02/01/2025 | 03/14/2024 | 2 | M | SJS | SJS | Digital Floor Scale | 18-458 | Scales, Patient, Platform, Electronic | 101735 | SR Instruments Inc | SR565i | 1174 |  |  | 5102-22100 | SJS-Labor & Delivery | 12 | IU | Active
SJS3217 | P-PDEU | LP20/LP20e Pm Device Using Mfg Procedure | Darren Eaton | DAEAT | EMPLOYEE | Y | 1 | 0.75 | 07/01/2024 | 07/29/2022 | 1 | M | SJS | SJS | LP20e Defibrillator/Pacer | 17-882B | Defibrillator/Pacemakers, External, Biphasic | 452575 | Physio-Control Inc | LP20E | 42791077 |  |  | 5102-13100 | SJS-Intensive Care Unit I | 40 | LS | High Risk
SJS3217 | P2YEBA | LP20 2 Year Battery Replacement and PM | Darren Eaton | DAEAT | EMPLOYEE | Y | 2 | 1 | 07/01/2025 | 08/02/2021 | 1 | M | SJS | SJS | LP20e Defibrillator/Pacer | 17-882B | Defibrillator/Pacemakers, External, Biphasic | 452575 | Physio-Control Inc | LP20E | 42791077 |  |  | 5102-13100 | SJS-Intensive Care Unit I | 40 | LS | High Risk
SJS3217 | PLP5YE | LP20 5 Year Coin Battery Replacement | Darren Eaton | DAEAT | EMPLOYEE | Y | 5 | 1.6 | 07/01/2028 | 07/07/2023 | 1 | M | SJS | SJS | LP20e Defibrillator/Pacer | 17-882B | Defibrillator/Pacemakers, External, Biphasic | 452575 | Physio-Control Inc | LP20E | 42791077 |  |  | 5102-13100 | SJS-Intensive Care Unit I | 40 | LS | High Risk
SJS3218 | P-VPM | -Vendor PM | Twanna Hardy | TWLUK | EMPLOYEE | Y | 1 | 0.5 | 03/01/2025 | 03/01/2024 | 2 | M | SJS | SJS | Masimo SPO2 Tester | CC-040 | Test Equipment | 371567 | Masimo Corp | MASIMO Tester | 15HAE |  |  | 5102-88570 | SJS-Clinical Engineering | 13 | IU | Active
SJS3220 | P179 | Scale, Patient. | Twanna Hardy | TWLUK | EMPLOYEE | Y | 1 | 0.5 | 02/01/2025 | 01/29/2024 | 2 | M | SJS | SJS | Diaper Scale | 18-465 | Scales, Clinical, Precision | 103689 | seca North America | 852 | 8852088140195 |  |  | 5102-16527 | SJS-Mother/Baby Unit | 12 | IU | Active
SJS3221 | P179 | Scale, Patient. | Twanna Hardy | TWLUK | EMPLOYEE | Y | 1 | 0.5 | 02/01/2025 | 01/29/2024 | 2 | M | SJS | SJS | Diaper Scale | 18-465 | Scales, Clinical, Precision | 103689 | seca North America | 852 | 8852088140152 |  |  | 5102-22100 | SJS-Labor & Delivery | 12 | IU | Active
SJS3222 | P10123 | -Pm Device Using Mfg Procedure | Twanna Hardy | TWLUK | EMPLOYEE | Y | 1 | 0.5 | 02/01/2025 | 01/29/2024 | 2 | M | SJS | SJS | Diaper Scale | 18-465 | Scales, Clinical, Precision | 103689 | seca North America | 852 | 8852359150264 |  |  | 5102-22100 | SJS-Labor & Delivery | 13 | IU | Active
SJS3223 | P10123 | -Pm Device Using Mfg Procedure | Twanna Hardy | TWLUK | EMPLOYEE | Y | 1 | 0.5 | 02/01/2025 | 01/29/2024 | 2 | M | SJS | SJS | Diaper Scale | 18-465 | Scales, Clinical, Precision | 103689 | seca North America | 852 | 8852015160327 |  |  | 5102-22100 | SJS-Labor & Delivery | 13 | IU | Active
SJS3224 | P10123 | -Pm Device Using Mfg Procedure | Twanna Hardy | TWLUK | EMPLOYEE | Y | 1 | 0.5 | 02/01/2025 | 01/29/2024 | 2 | M | SJS | SJS | Diaper Scale | 18-465 | Scales, Clinical, Precision | 103689 | seca North America | 852 | 8852015160376 |  |  | 5102-22100 | SJS-Labor & Delivery | 13 | IU | Active
SJS3225 | P178 | Scale, Infant. | Twanna Hardy | TWLUK | EMPLOYEE | Y | 1 | 0.5 | 02/01/2025 | 03/14/2024 | 2 | M | SJS | SJS | Infant Scale | 13-462 | Scales, Infant | 103640 | Medela Inc | 0407020 | 75494 |  |  | 5102-16527 | SJS-Mother/Baby Unit | 12 | IU | Active
SJS3227 | P10123 | -Pm Device Using Mfg Procedure | Twanna Hardy | TWLUK | EMPLOYEE | Y | 1 | 0.8 | 02/01/2025 | 01/29/2024 | 2 | M | SJS | SJS | Maternal/Fetal Monitor Tele Rx | 13-987A | Monitors, Telemetry Receiver | 440964 | GE Healthcare Technologies | 2051444-004 | SGH14434621PAS |  |  | 5102-22100 | SJS-Labor & Delivery | 17 | IU | Active
SJS3228 | P10123 | -Pm Device Using Mfg Procedure | Twanna Hardy | TWLUK | EMPLOYEE | Y | 1 | 0.8 | 02/01/2025 | 01/29/2024 | 2 | M | SJS | SJS | Maternal/Fetal Monitor Color | 34-428 | Monitors, Physiologic, Fetal | 439946 | GE Healthcare USA | 259CX-C | SDL14444025PAS |  |  | 5102-22100 | SJS-Labor & Delivery | 16 | IU | Active
SJS3233 | P10123 | -Pm Device Using Mfg Procedure | Twanna Hardy | TWLUK | EMPLOYEE | Y | 1 | 0.8 | 02/01/2025 | 01/29/2024 | 2 | M | SJS | SJS | Maternal/Fetal Monitor Tele Rx | 13-987A | Monitors, Telemetry Receiver | 440964 | GE Healthcare Technologies | 2051444-004 | SGH16066057PAS |  |  | 5102-22100 | SJS-Labor & Delivery | 17 | IU | Active
SJS3234 | P10123 | -Pm Device Using Mfg Procedure | Twanna Hardy | TWLUK | EMPLOYEE | Y | 1 | 0.8 | 02/01/2025 | 01/29/2024 | 2 | M | SJS | SJS | Maternal/Fetal Monitor Color | 34-428 | Monitors, Physiologic, Fetal | 439946 | GE Healthcare USA | 259CX-C | SDL14434003PAS |  |  | 5102-22100 | SJS-Labor & Delivery | 16 | IU | Active
SJS3236 | P-PDEU | LP20/LP20e Pm Device Using Mfg Procedure | Twanna Hardy | TWLUK | EMPLOYEE | Y | 1 | 0.75 | 07/01/2024 | 12/09/2022 | 1 | M | SJS | SJS | LP20e Defibrillator/Pacer | 17-882B | Defibrillator/Pacemakers, External, Biphasic | 452575 | Physio-Control Inc | LP20E | 42789175 |  |  | 5102-10000 | SJS-Nursing Administration | 40 | LS | High Risk
SJS3236 | P2YEBA | LP20 2 Year Battery Replacement and PM | Twanna Hardy | TWLUK | EMPLOYEE | Y | 2 | 1 | 07/01/2025 | 07/27/2021 | 1 | M | SJS | SJS | LP20e Defibrillator/Pacer | 17-882B | Defibrillator/Pacemakers, External, Biphasic | 452575 | Physio-Control Inc | LP20E | 42789175 |  |  | 5102-10000 | SJS-Nursing Administration | 40 | LS | High Risk
SJS3236 | PLP5YE | LP20 5 Year Coin Battery Replacement | Twanna Hardy | TWLUK | EMPLOYEE | Y | 5 | 1.6 | 07/01/2028 | 07/13/2023 | 1 | M | SJS | SJS | LP20e Defibrillator/Pacer | 17-882B | Defibrillator/Pacemakers, External, Biphasic | 452575 | Physio-Control Inc | LP20E | 42789175 |  |  | 5102-10000 | SJS-Nursing Administration | 40 | LS | High Risk
SJS3241 | P10123 | -Pm Device Using Mfg Procedure | Twanna Hardy | TWLUK | EMPLOYEE | Y | 1 | 0.8 | 02/01/2025 | 01/29/2024 | 2 | M | SJS | SJS | Maternal/Fetal Monitor Tele Rx | 13-987A | Monitors, Telemetry Receiver | 440964 | GE Healthcare Technologies | 2051444-004 | DSH14434643PAS |  |  | 5102-22100 | SJS-Labor & Delivery | 17 | IU | Active
SJS3244 | P10123 | -Pm Device Using Mfg Procedure | Twanna Hardy | TWLUK | EMPLOYEE | Y | 1 | 0.8 | 02/01/2025 | 01/29/2024 | 2 | M | SJS | SJS | Maternal/Fetal Monitor Color | 34-428 | Monitors, Physiologic, Fetal | 439946 | GE Healthcare USA | 259CX-C | SDL14142404PA |  |  | 5102-22100 | SJS-Labor & Delivery | 16 | IU | Active
SJS3245 | P10123 | -Pm Device Using Mfg Procedure | Twanna Hardy | TWLUK | EMPLOYEE | Y | 1 | 0.5 | 02/01/2025 | 01/29/2024 | 2 | M | SJS | SJS | LED Exam Light Mobil | 33-257 | Lights, Examination, Stand-Alone, High End | 452594 | Stryker Communications | 0682-400-405 | 100000000069637 |  |  | 5102-22100 | SJS-Labor & Delivery | 12 | IU | Active
SJS3246 | P10123 | -Pm Device Using Mfg Procedure | Twanna Hardy | TWLUK | EMPLOYEE | Y | 1 | 0.5 | 02/01/2025 | 01/29/2024 | 2 | M | SJS | SJS | LED Exam Light Mobil | 33-257 | Lights, Examination, Stand-Alone, High End | 452594 | Stryker Communications | 0682-400-405 | 100000000069667 |  |  | 5102-22100 | SJS-Labor & Delivery | 13 | IU | Active
SJS3248 | P10123 | -Pm Device Using Mfg Procedure | Twanna Hardy | TWLUK | EMPLOYEE | Y | 1 | 0.75 | 02/01/2025 | 01/29/2024 | 2 | M | SJS | SJS | Maternal/Fetal Monitor Tele Rx | 13-987A | Monitors, Telemetry Receiver | 440964 | GE Healthcare Technologies | 2051444-004 | SGH14434637PAS |  |  | 5102-22100 | SJS-Labor & Delivery | 17 | IU | Active
SJS3251 | P10123 | -Pm Device Using Mfg Procedure | Twanna Hardy | TWLUK | EMPLOYEE | Y | 1 | 0.8 | 02/01/2025 | 01/29/2024 | 2 | M | SJS | SJS | Maternal/Fetal Monitor Tele Rx | 13-987A | Monitors, Telemetry Receiver | 440964 | GE Healthcare Technologies | 2051444-004 | SGH16066021PAS |  |  | 5102-22100 | SJS-Labor & Delivery | 17 | IU | Active
SJS3253 | P10123 | -Pm Device Using Mfg Procedure | Twanna Hardy | TWLUK | EMPLOYEE | Y | 1 | 0.5 | 02/01/2025 | 01/29/2024 | 2 | M | SJS | SJS | LED Exam Light Mobil | 33-257 | Lights, Examination, Stand-Alone, High End | 452594 | Stryker Communications | 0682-400-405 | 100000000069657 |  |  | 5102-22100 | SJS-Labor & Delivery | 13 | IU | Active
SJS3254 | P10123 | -Pm Device Using Mfg Procedure | Twanna Hardy | TWLUK | EMPLOYEE | Y | 1 | 0.8 | 02/01/2025 | 02/07/2024 | 2 | M | SJS | SJS | Maternal/Fetal Monitor Color | 34-428 | Monitors, Physiologic, Fetal | 439946 | GE Healthcare USA | 259CX-C | SDL14444028PAS |  |  | 5102-22100 | SJS-Labor & Delivery | 16 | IU | Active
SJS3256 | P10123 | -Pm Device Using Mfg Procedure | Twanna Hardy | TWLUK | EMPLOYEE | Y | 1 | 0.8 | 02/01/2025 | 01/29/2024 | 2 | M | SJS | SJS | Maternal/Fetal Monitor Color | 34-428 | Monitors, Physiologic, Fetal | 439946 | GE Healthcare USA | 259CX-C | SDL14444024PAS |  |  | 5102-22100 | SJS-Labor & Delivery | 16 | IU | Active
SJS3258 | P10123 | -Pm Device Using Mfg Procedure | Gil Matos | GIMAT | EMPLOYEE | Y | 1 | 0.5 | 04/01/2024 | 05/04/2023 | 2 | M | SJS | SJS | Diaper Scale | 18-465 | Scales, Clinical, Precision | 103689 | seca North America | 856 | 218856067150161 |  |  | 5102-12213 | SJS-Med/Surg/Tele Overflow 3North | 13 | IU | Active
SJS3259 | P178 | Scale, Infant. | Twanna Hardy | TWLUK | EMPLOYEE | Y | 1 | 0.5 | 07/01/2024 | 08/24/2023 | 2 | M | SJS | SJS | Infant Scale | 13-462 | Scales, Infant | 103640 | Medela Inc | 0407020 | 75408 |  |  | 5102-16527 | SJS-Mother/Baby Unit | 12 | IU | Active
SJS3261 | P10123 | -Pm Device Using Mfg Procedure | Twanna Hardy | TWLUK | EMPLOYEE | Y | 1 | 0.8 | 02/01/2025 | 01/29/2024 | 2 | M | SJS | SJS | Maternal/Fetal Monitor Color | 34-428 | Monitors, Physiologic, Fetal | 439946 | GE Healthcare USA | 259CX-C | SDL14444029PAS |  |  | 5102-22100 | SJS-Labor & Delivery | 16 | IU | Active
SJS3262 | P179 | Scale, Patient. | Twanna Hardy | TWLUK | EMPLOYEE | Y | 1 | 0.5 | 02/01/2025 | 01/29/2024 | 2 | M | SJS | SJS | Diaper Scale | 18-465 | Scales, Clinical, Precision | 103689 | seca North America | 852 | 8852088140140 |  |  | 5102-22100 | SJS-Labor & Delivery | 12 | IU | Active
SJS3263 | P10123 | -Pm Device Using Mfg Procedure | Twanna Hardy | TWLUK | EMPLOYEE | Y | 1 | 0.8 | 02/01/2025 | 01/29/2024 | 2 | M | SJS | SJS | Antepartum Fetal Monitor | 34-428 | Monitors, Physiologic, Fetal | 439946 | GE Healthcare USA | 174 | SAS15063946PAS |  |  | 5102-22100 | SJS-Labor & Delivery | 16 | IU | Active
SJS3264 | P10123 | -Pm Device Using Mfg Procedure | Twanna Hardy | TWLUK | EMPLOYEE | Y | 1 | 0.5 | 02/01/2025 | 01/29/2024 | 2 | M | SJS | SJS | Surgical Uterine Aspirator | 10-222 | Aspirators, Uterine | 276750 | Olympus America Inc | VC-10 | N926177-9 |  |  | 5102-22100 | SJS-Labor & Delivery | 20 | IU | Active
SJS3265 | P179 | Scale, Patient. | Gerson Colon | 94805 | EMPLOYEE | Y | 1 | 0.5 | 03/01/2025 | 03/01/2024 | 2 | M | SJS | SJS | Digital Floor Scale | 18-458 | Scales, Patient, Platform, Electronic | 101735 | SR Instruments Inc | SR565i | 1178 |  |  | 5102-21355 | SJS-Preop Surgical | 12 | IU | Active
SJS3266 | PANCAE | Annual Care E Vac 3 PM | Twanna Hardy | TWLUK | EMPLOYEE | Y | 1 | 0.5 | 07/01/2024 | 08/15/2023 | 2 | M | SJS | SJS | Portable Suction | 27-657 | Aspirators, Airway | 452041 | Ohio Medical Corp | 758000 | CDR0717 |  |  | 5102-22100 | SJS-Labor & Delivery | 13 | IU | Active
SJS3266 | P3YEB1 | 3 Year Battery Replacement and Annual Care E Vac 3 PM | Twanna Hardy | TWLUK | EMPLOYEE | Y | 3 | 1.2 | 07/01/2024 |  | 2 | M | SJS | SJS | Portable Suction | 27-657 | Aspirators, Airway | 452041 | Ohio Medical Corp | 758000 | CDR0717 |  |  | 5102-22100 | SJS-Labor & Delivery | 13 | IU | Active
SJS3273 | P63 | Electrocardiograph, Multi-Channel | Gerson Colon | 94805 | EMPLOYEE | Y | 1 | 1 | 05/01/2024 | 05/03/2023 | 2 | M | SJS | SJS | EKG Mulitchannel Interp | 16-231 | Electrocardiographs, Multichannel, Interpretive | 440964 | GE Healthcare Technologies | MAC 5500HD | SKJ14292159PA |  |  | 5102-12225 | SJS-Med/Surg Unit I 4West | 16 | IU | Active
SJS3274 | P10123 | -Pm Device Using Mfg Procedure | Twanna Hardy | TWLUK | EMPLOYEE | Y | 1 | 0.5 | 02/01/2025 | 01/29/2024 | 2 | M | SJS | SJS | Maternal/Fetal Monitor Tele Rx | 13-987A | Monitors, Telemetry Receiver | 440964 | GE Healthcare Technologies | 2051444-004 | SGH14434641PAS |  |  | 5102-22100 | SJS-Labor & Delivery | 17 | IU | Active
SJS3276 | P10123 | -Pm Device Using Mfg Procedure | Twanna Hardy | TWLUK | EMPLOYEE | Y | 1 | 0.8 | 02/01/2025 | 01/29/2024 | 2 | M | SJS | SJS | Maternal/Fetal Monitor Color | 34-428 | Monitors, Physiologic, Fetal | 439946 | GE Healthcare USA | 259CX-C | SDL14433985PAS |  |  | 5102-22100 | SJS-Labor & Delivery | 16 | IU | Active
SJS3279 | P178 | Scale, Infant. | Twanna Hardy | TWLUK | EMPLOYEE | Y | 1 | 0.5 | 07/01/2024 | 08/26/2023 | 2 | M | SJS | SJS | Infant Scale | 13-462 | Scales, Infant | 103640 | Medela Inc | 0407020 | 75432 |  |  | 5102-16527 | SJS-Mother/Baby Unit | 12 | IU | Active
SJS3281 | P10123 | -Pm Device Using Mfg Procedure | Gil Matos | GIMAT | EMPLOYEE | M | 6 | 1 | 04/01/2024 | 11/08/2023 | 2 | M | SJS | SJS | Blanket Warmer | 10-414 | Warmers, Blanket | 331403 | MAC Medical Inc | SWC2460-TL-G-MB | 091414-709 |  |  | 5102-12213 | SJS-Med/Surg/Tele Overflow 3North | 13 | IU | Active
SJS3283 | P10123 | -Pm Device Using Mfg Procedure | Twanna Hardy | TWLUK | EMPLOYEE | M | 6 | 1 | 08/01/2024 | 03/13/2024 | 2 | M | SJS | SJS | Blanket Warmer | 10-414 | Warmers, Blanket | 331403 | MAC Medical Inc | SWC2460-TL-G-MB | 09414-708 |  |  | 5102-22100 | SJS-Labor & Delivery | 13 | IU | Active
SJS3284 | P179 | Scale, Patient. | Twanna Hardy | TWLUK | EMPLOYEE | Y | 1 | 0.5 | 07/01/2024 | 08/31/2023 | 2 | M | SJS | SJS | Digital Floor Scale | 18-458 | Scales, Patient, Platform, Electronic | 101735 | SR Instruments Inc | SR565i | 1179 |  |  | 5102-16527 | SJS-Mother/Baby Unit | 12 | IU | Active
SJS3285 | P178 | Scale, Infant. | Twanna Hardy | TWLUK | EMPLOYEE | Y | 1 | 0.5 | 07/01/2024 | 08/31/2023 | 2 | M | SJS | SJS | Infant Scale | 13-462 | Scales, Infant | 103640 | Medela Inc | 0407020 | 75514 |  |  | 5102-16527 | SJS-Mother/Baby Unit | 12 | IU | Active
SJS3286 | P178 | Scale, Infant. | Twanna Hardy | TWLUK | EMPLOYEE | Y | 1 | 0.5 | 07/01/2024 | 08/24/2023 | 2 | M | SJS | SJS | Infant Scale | 13-462 | Scales, Infant | 103640 | Medela Inc | 0407020 | 75511 |  |  | 5102-16527 | SJS-Mother/Baby Unit | 12 | IU | Active
SJS3287 | P-VPM | -Vendor PM | Twanna Hardy | TWLUK | EMPLOYEE | Y | 1 | 0.5 | 03/01/2025 | 03/01/2024 | 2 | M | SJS | SJS | Wireless K-Type Thermometer | CC-040 | Test Equipment | 178848 | Fluke Biomedical | T3000 FC | 44580077 |  |  | 5102-88570 | SJS-Clinical Engineering | 13 | IU | Active
SJS3288 | P-VPM | -Vendor PM | Twanna Hardy | TWLUK | EMPLOYEE | Y | 1 | 0.5 | 03/01/2025 | 03/01/2024 | 2 | M | SJS | SJS | Wireless K-Type Thermometer | CC-040 | Test Equipment | 178848 | Fluke Biomedical | T3000 FC | 44240007 |  |  | 5102-88570 | SJS-Clinical Engineering | 13 | IU | Active
SJS3289 | P-VPM | -Vendor PM | Twanna Hardy | TWLUK | EMPLOYEE | Y | 1 | 0.5 | 03/01/2025 | 03/01/2024 | 2 | M | SJS | SJS | Endoscope Light Tester | CC-040 | Test Equipment | L10014 | Lighthouse Imaging Corp | 8900077 | 009922 |  |  | 5102-88570 | SJS-Clinical Engineering | 13 | IU | Active
SJS3290 | PGEANP | GE ANNUAL PDM | Gil Matos | GIMAT | EMPLOYEE | Y | 1 | 0.5 | 09/01/2024 | 09/07/2023 | 2 | M | SJS | SJS | Patient Data Module | 20-784 | Physiologic Monitor Modules, Multiparameter | 440964 | GE Healthcare Technologies | 2016793-003 | SA314337077GA | PDMET | PDM 2 | 5102-21500 | SJS-PACU | 15 | IU | Active
SJS3291 | PGEANP | GE ANNUAL PDM | Darren Eaton | DAEAT | EMPLOYEE | Y | 1 | 0.5 | 09/01/2024 | 09/06/2023 | 2 | M | SJS | SJS | Patient Data Module | 20-784 | Physiologic Monitor Modules, Multiparameter | 440964 | GE Healthcare Technologies | 2016793-003 | SA314525749GA | PDMET | PDM 2 | 5102-16527 | SJS-Mother/Baby Unit | 16 | IU | Active
SJS3292 | PDAOHG | GE E-miniC Respiratory Single-width Airway Module | Twanna Hardy | TWLUK | EMPLOYEE | Y | 1 | 1.5 | 07/01/2024 | 08/26/2023 | 2 | M | SJS | SJS | Gas Module | 20-776 | Physiologic Monitor Modules, Exhaled Carbon Dioxide | 440964 | GE Healthcare Technologies | E-MiniC-00 | 7186349 |  |  | 5102-16527 | SJS-Mother/Baby Unit | 16 | IU | Active
SJS3293 | PMOPHM | Monitors, Physiologic, Multipurpose | Twanna Hardy | TWLUK | EMPLOYEE | Y | 1 | 0.5 | 07/01/2024 | 08/26/2023 | 2 | M | SJS | SJS | Bedside Physiologic Monitor | 20-171 | Monitors, Physiologic, Multipurpose, Bedside, Modular | 440964 | GE Healthcare Technologies | B450 | SJA14495868HA |  |  | 5102-16527 | SJS-Mother/Baby Unit | 16 | IU | Active
SJS3294 | PGEANP | GE ANNUAL PDM | Darren Eaton | DAEAT | EMPLOYEE | Y | 1 | 0.5 | 09/01/2024 | 09/06/2023 | 2 | M | SJS | SJS | Patient Data Module | 20-784 | Physiologic Monitor Modules, Multiparameter | 440964 | GE Healthcare Technologies | 2016793-003 | SA314525748GA | PDMET | PDM 2 | 5102-16527 | SJS-Mother/Baby Unit | 16 | IU | Active
SJS3295 | PMOPHM | Monitors, Physiologic, Multipurpose | Twanna Hardy | TWLUK | EMPLOYEE | Y | 1 | 0.5 | 07/01/2024 | 08/26/2023 | 2 | M | SJS | SJS | Bedside Physiologic Monitor | 20-171 | Monitors, Physiologic, Multipurpose, Bedside, Modular | 440964 | GE Healthcare Technologies | B450 | SJA14495864HA |  |  | 5102-16527 | SJS-Mother/Baby Unit | 16 | IU | Active
SJS3296 | PMOPHM | Monitors, Physiologic, Multipurpose | Twanna Hardy | TWLUK | EMPLOYEE | Y | 1 | 0.5 | 07/01/2024 | 08/26/2023 | 2 | M | SJS | SJS | Bedside Physiologic Monitor | 20-171 | Monitors, Physiologic, Multipurpose, Bedside, Modular | 440964 | GE Healthcare Technologies | B450 | SJA14495866HA |  |  | 5102-16527 | SJS-Mother/Baby Unit | 16 | IU | Active
SJS3297 | PGEANP | GE ANNUAL PDM | Darren Eaton | DAEAT | EMPLOYEE | Y | 1 | 0.5 | 09/01/2024 | 09/25/2023 | 2 | M | SJS | SJS | Patient Data Module | 20-784 | Physiologic Monitor Modules, Multiparameter | 440964 | GE Healthcare Technologies | 2016793-003 | SA314525755GA | PDMET | PDM 2 | 5102-16527 | SJS-Mother/Baby Unit | 16 | IU | Active
SJS3298 | P10123 | -Pm Device Using Mfg Procedure | Twanna Hardy | TWLUK | EMPLOYEE | Y | 1 | 0.6 | 07/01/2024 | 08/24/2023 | 2 | M | SJS | SJS | Breast Pump | 10-485 | Pumps, Breast | 103640 | Medela Inc | 600 0837 | 1509242 |  |  | 5102-16527 | SJS-Mother/Baby Unit | 13 | IU | Active
SJS3299 | P63 | Electrocardiograph, Multi-Channel | Twanna Hardy | TWLUK | EMPLOYEE | Y | 1 | 1 | 07/01/2024 | 08/15/2023 | 2 | M | SJS | SJS | EKG Mulitchannel Interp | 16-231 | Electrocardiographs, Multichannel, Interpretive | 440964 | GE Healthcare Technologies | MAC 5500HD | SKJ14322421PA |  |  | 5102-16527 | SJS-Mother/Baby Unit | 16 | IU | Active
SJS3300 | P-VPM | -Vendor PM | Twanna Hardy | TWLUK | EMPLOYEE | Y | 1 | 0.5 | 03/01/2025 | 03/01/2024 | 2 | M | SJS | SJS | Weight GHDL 10lb | CC-040 | Test Equipment | 171595 | Rice Lake Weighing Systems | 12833 | 10KG |  |  | 5102-88570 | SJS-Clinical Engineering | 13 | IU | Active
SJS3301 | P10123 | -Pm Device Using Mfg Procedure | Twanna Hardy | TWLUK | EMPLOYEE | Y | 1 | 0.75 | 07/01/2024 | 08/15/2023 | 2 | M | SJS | SJS | Blue Light Phototherapy Light | 17-515 | Phototherapy Units, Visible Light, Hyperbilirubinemia | 351254 | Datex-Ohmeda Inc Div GE Health | M1224917 | QAAT61274 |  |  | 5102-16527 | SJS-Mother/Baby Unit | 17 | IU | Active
SJS3302 | P10123 | -Pm Device Using Mfg Procedure | Twanna Hardy | TWLUK | EMPLOYEE | Y | 1 | 0.75 | 07/01/2024 | 08/14/2023 | 2 | M | SJS | SJS | Blue Light Phototherapy Light | 17-515 | Phototherapy Units, Visible Light, Hyperbilirubinemia | 351254 | Datex-Ohmeda Inc Div GE Health | M1224917 | QAAT61270 |  |  | 5102-16527 | SJS-Mother/Baby Unit | 17 | IU | Active
SJS3303 | P10123 | -Pm Device Using Mfg Procedure | Twanna Hardy | TWLUK | EMPLOYEE | Y | 1 | 0.75 | 07/01/2024 | 08/15/2023 | 2 | M | SJS | SJS | Blue Light Phototherapy Light | 17-515 | Phototherapy Units, Visible Light, Hyperbilirubinemia | 351254 | Datex-Ohmeda Inc Div GE Health | M1224917 | QAAT61271 |  |  | 5102-16527 | SJS-Mother/Baby Unit | 15 | IU | Active
SJS3304 | P10123 | -Pm Device Using Mfg Procedure | Twanna Hardy | TWLUK | EMPLOYEE | Y | 1 | 0.75 | 07/01/2024 | 08/15/2023 | 2 | M | SJS | SJS | Blue Light Phototherapy Light | 17-515 | Phototherapy Units, Visible Light, Hyperbilirubinemia | 351254 | Datex-Ohmeda Inc Div GE Health | M1224917 | QAAT61277 |  |  | 5102-16527 | SJS-Mother/Baby Unit | 15 | IU | Active
SJS3305 | P10123 | -Pm Device Using Mfg Procedure | Twanna Hardy | TWLUK | EMPLOYEE | Y | 1 | 0.5 | 07/01/2024 | 08/15/2023 | 2 | M | SJS | SJS | Biliblanket PhototherapySystem | 17-515 | Phototherapy Units, Visible Light, Hyperbilirubinemia | 351254 | Datex-Ohmeda Inc Div GE Health | M1091990 | HFAV60908 |  |  | 5102-16527 | SJS-Mother/Baby Unit | 17 | IU | Active
SJS3306 | P10123 | -Pm Device Using Mfg Procedure | Twanna Hardy | TWLUK | EMPLOYEE | Y | 1 | 0.5 | 07/01/2024 | 08/15/2023 | 2 | M | SJS | SJS | Biliblanket PhototherapySystem | 17-515 | Phototherapy Units, Visible Light, Hyperbilirubinemia | 351254 | Datex-Ohmeda Inc Div GE Health | M1091990 | HFAT60638 |  |  | 5102-16527 | SJS-Mother/Baby Unit | 17 | IU | Active
SJS3307 | P28STA | 2861 Stryker Air Pump | Twanna Hardy | TWLUK | EMPLOYEE | Y | 1 | 0.5 | 07/01/2024 | 08/15/2023 | 2 | M | SJS | SJS | Air Mattress Pump | 18-147 | Mattress System, Alternating Pressure | 271227 | Stryker Medical | 2861 | 14H05442 |  |  | 5102-16527 | SJS-Mother/Baby Unit | 13 | IU | Active
SJS3308 | P10123 | -Pm Device Using Mfg Procedure | Twanna Hardy | TWLUK | EMPLOYEE | Y | 1 | 0.5 | 07/01/2024 | 08/24/2023 | 2 | M | SJS | SJS | Biliblanket PhototherapySystem | 17-515 | Phototherapy Units, Visible Light, Hyperbilirubinemia | 351254 | Datex-Ohmeda Inc Div GE Health | M1091990 | HFAT60642 |  |  | 5102-16527 | SJS-Mother/Baby Unit | 17 | IU | Active
SJS3313 | PMOPHM | Monitors, Physiologic, Multipurpose | Twanna Hardy | TWLUK | EMPLOYEE | Y | 1 | 0.5 | 07/01/2024 | 08/30/2023 | 2 | M | SJS | SJS | Bedside Physiologic Monitor | 20-171 | Monitors, Physiologic, Multipurpose, Bedside, Modular | 440964 | GE Healthcare Technologies | B450 | SJA14495867HA |  |  | 5102-16527 | SJS-Mother/Baby Unit | 16 | IU | Active
SJS3314 | PGEANP | GE ANNUAL PDM | Darren Eaton | DAEAT | EMPLOYEE | Y | 1 | 0.5 | 09/01/2024 | 09/06/2023 | 2 | M | SJS | SJS | Patient Data Module | 20-784 | Physiologic Monitor Modules, Multiparameter | 440964 | GE Healthcare Technologies | 2016793-003 | SA314525712GA | PDMET | PDM 2 | 5102-16527 | SJS-Mother/Baby Unit | 16 | IU | Active
SJS3315 | PMOPHM | Monitors, Physiologic, Multipurpose | Twanna Hardy | TWLUK | EMPLOYEE | Y | 1 | 0.5 | 07/01/2024 | 08/30/2023 | 2 | M | SJS | SJS | Bedside Physiologic Monitor | 20-171 | Monitors, Physiologic, Multipurpose, Bedside, Modular | 440964 | GE Healthcare Technologies | B450 | SJA14495865HA |  |  | 5102-16527 | SJS-Mother/Baby Unit | 16 | IU | Active
SJS3316 | PGEANP | GE ANNUAL PDM | Darren Eaton | DAEAT | EMPLOYEE | Y | 1 | 0.5 | 09/01/2024 | 09/28/2023 | 2 | M | SJS | SJS | Patient Data Module | 20-784 | Physiologic Monitor Modules, Multiparameter | 440964 | GE Healthcare Technologies | 2016793-003 | SA314525713GA | PDMET | PDM 2 | 5102-16527 | SJS-Mother/Baby Unit | 16 | IU | Active
SJS3317 | PDAOHG | GE E-miniC Respiratory Single-width Airway Module | Twanna Hardy | TWLUK | EMPLOYEE | Y | 1 | 1.5 | 07/01/2024 | 08/26/2023 | 2 | M | SJS | SJS | Gas Module | 20-776 | Physiologic Monitor Modules, Exhaled Carbon Dioxide | 440964 | GE Healthcare Technologies | E-MiniC-00 | 7200277 |  |  | 5102-16527 | SJS-Mother/Baby Unit | 16 | IU | Active
SJS3318 | PDAOHG | GE E-miniC Respiratory Single-width Airway Module | Twanna Hardy | TWLUK | EMPLOYEE | Y | 1 | 1.5 | 07/01/2024 | 08/26/2023 | 2 | M | SJS | SJS | Gas Module | 20-776 | Physiologic Monitor Modules, Exhaled Carbon Dioxide | 440964 | GE Healthcare Technologies | E-MiniC-00 | 7200216 |  |  | 5102-16527 | SJS-Mother/Baby Unit | 16 | IU | Active
SJS3319 | PGEANP | GE ANNUAL PDM | Darren Eaton | DAEAT | EMPLOYEE | Y | 1 | 0.5 | 09/01/2024 | 09/27/2023 | 2 | M | SJS | SJS | Patient Data Module | 20-784 | Physiologic Monitor Modules, Multiparameter | 440964 | GE Healthcare Technologies | 2016793-003 | SA314525726GA | PDMET | PDM 2 | 5102-16527 | SJS-Mother/Baby Unit | 16 | IU | Active
SJS3320 | PMOPHV | Monitors, Physiologic, Vital Signs | Twanna Hardy | TWLUK | EMPLOYEE | Y | 1 | 1 | 07/01/2024 | 08/30/2023 | 2 | M | SJS | SJS | Vital Signs Monitor | 25-209 | Monitors, Physiologic, Vital Signs | 101850 | Welch Allyn Inc A Subsidiary | VSM 6000 SERIES | 100063193614 |  |  | 5102-16527 | SJS-Mother/Baby Unit | 15 | IU | Active
SJS3321 | PMOPHV | Monitors, Physiologic, Vital Signs | Twanna Hardy | TWLUK | EMPLOYEE | Y | 1 | 1 | 07/01/2024 | 08/30/2023 | 2 | M | SJS | SJS | Vital Signs Monitor | 25-209 | Monitors, Physiologic, Vital Signs | 101850 | Welch Allyn Inc A Subsidiary | VSM 6000 SERIES | 100016074614 |  |  | 5102-16527 | SJS-Mother/Baby Unit | 15 | IU | Active
SJS3322 | PMOPHV | Monitors, Physiologic, Vital Signs | Twanna Hardy | TWLUK | EMPLOYEE | Y | 1 | 1 | 07/01/2024 | 08/31/2023 | 2 | M | SJS | SJS | Vital Signs Monitor | 25-209 | Monitors, Physiologic, Vital Signs | 101850 | Welch Allyn Inc A Subsidiary | VSM 6000 SERIES | 100065613614 |  |  | 5102-16527 | SJS-Mother/Baby Unit | 15 | IU | Active
SJS3323 | PMOPHV | Monitors, Physiologic, Vital Signs | Twanna Hardy | TWLUK | EMPLOYEE | Y | 1 | 1 | 07/01/2024 | 08/30/2023 | 2 | M | SJS | SJS | Vital Signs Monitor | 25-209 | Monitors, Physiologic, Vital Signs | 101850 | Welch Allyn Inc A Subsidiary | VSM 6000 SERIES | 100065113614 |  |  | 5102-16527 | SJS-Mother/Baby Unit | 15 | IU | Active
SJS3324 | P179 | Scale, Patient. | Twanna Hardy | TWLUK | EMPLOYEE | Y | 1 | 0.5 | 07/01/2024 | 08/24/2023 | 2 | M | SJS | SJS | Diaper Scale | 18-465 | Scales, Clinical, Precision | 103689 | seca North America | 852 | 8852088140151 |  |  | 5102-16527 | SJS-Mother/Baby Unit | 12 | IU | Active
SJS3325 | P179 | Scale, Patient. | Twanna Hardy | TWLUK | EMPLOYEE | Y | 1 | 0.5 | 02/01/2025 | 01/29/2024 | 2 | M | SJS | SJS | Diaper Scale | 18-465 | Scales, Clinical, Precision | 103689 | seca North America | 852 | 8852088140139 |  |  | 5102-22100 | SJS-Labor & Delivery | 13 | IU | Active
SJS3326 | P179 | Scale, Patient. | Twanna Hardy | TWLUK | EMPLOYEE | Y | 1 | 0.5 | 02/01/2025 | 01/29/2024 | 2 | M | SJS | SJS | Diaper Scale | 18-465 | Scales, Clinical, Precision | 103689 | seca North America | 852 | 8852088140196 |  |  | 5102-22100 | SJS-Labor & Delivery | 13 | IU | Active
SJS3327 | P-VPM | -Vendor PM | Twanna Hardy | TWLUK | EMPLOYEE | Y | 3 | 0.5 | 03/01/2027 | 03/01/2024 | 2 | M | SJS | SJS | BP test volume fixture | CC-040 | Test Equipment | 101850 | Welch Allyn Inc A Subsidiary | 407672 | 3529 |  |  | 5102-88570 | SJS-Clinical Engineering | 13 | IU | Active
SJS3328 | PANCAE | Annual Care E Vac 3 PM | Twanna Hardy | TWLUK | EMPLOYEE | Y | 1 | 0.5 | 07/01/2024 | 08/30/2023 | 2 | M | SJS | SJS | Portable Suction | 27-657 | Aspirators, Airway | 452041 | Ohio Medical Corp | 758000 | CDP0547 |  |  | 5102-16527 | SJS-Mother/Baby Unit | 12 | IU | Active
SJS3328 | P3YEB1 | 3 Year Battery Replacement and Annual Care E Vac 3 PM | Twanna Hardy | TWLUK | EMPLOYEE | Y | 3 | 1.2 | 07/01/2024 |  | 2 | M | SJS | SJS | Portable Suction | 27-657 | Aspirators, Airway | 452041 | Ohio Medical Corp | 758000 | CDP0547 |  |  | 5102-16527 | SJS-Mother/Baby Unit | 12 | IU | Active
SJS3329 | PANCAE | Annual Care E Vac 3 PM | Twanna Hardy | TWLUK | EMPLOYEE | Y | 1 | 0.5 | 07/01/2024 | 08/24/2023 | 2 | M | SJS | SJS | Portable Suction | 27-657 | Aspirators, Airway | 452041 | Ohio Medical Corp | 758000 | CDR0718 |  |  | 5102-16527 | SJS-Mother/Baby Unit | 12 | IU | Active
SJS3329 | P3YEB1 | 3 Year Battery Replacement and Annual Care E Vac 3 PM | Twanna Hardy | TWLUK | EMPLOYEE | Y | 3 | 1.2 | 07/01/2024 |  | 2 | M | SJS | SJS | Portable Suction | 27-657 | Aspirators, Airway | 452041 | Ohio Medical Corp | 758000 | CDR0718 |  |  | 5102-16527 | SJS-Mother/Baby Unit | 12 | IU | Active
SJS3330 | PANCAE | Annual Care E Vac 3 PM | Gil Matos | GIMAT | EMPLOYEE | Y | 1 | 0.5 | 07/01/2024 | 08/07/2023 | 2 | M | SJS | SJS | Portable Suction | 27-657 | Aspirators, Airway | 452041 | Ohio Medical Corp | 758000 | CDP0544 |  |  | 5102-12213 | SJS-Med/Surg/Tele Overflow 3North | 12 | IU | Active
SJS3330 | P3YEB1 | 3 Year Battery Replacement and Annual Care E Vac 3 PM | Gil Matos | GIMAT | EMPLOYEE | Y | 3 | 1.2 | 07/01/2024 |  | 2 | M | SJS | SJS | Portable Suction | 27-657 | Aspirators, Airway | 452041 | Ohio Medical Corp | 758000 | CDP0544 |  |  | 5102-12213 | SJS-Med/Surg/Tele Overflow 3North | 12 | IU | Active
SJS3331 | PMOPHV | Monitors, Physiologic, Vital Signs | Gil Matos | GIMAT | EMPLOYEE | Y | 1 | 0.6 | 04/01/2024 | 04/28/2023 | 2 | M | SJS | SJS | Vital Signs Monitor | 25-209 | Monitors, Physiologic, Vital Signs | 101850 | Welch Allyn Inc A Subsidiary | VSM 6000 SERIES | 100043934917 |  |  | 5102-12213 | SJS-Med/Surg/Tele Overflow 3North | 15 | IU | Active
SJS3332 | P10123 | -Pm Device Using Mfg Procedure | Twanna Hardy | TWLUK | EMPLOYEE | Y | 1 | 0.5 | 07/01/2024 | 08/15/2023 | 2 | M | SJS | SJS | BiliBed Phototherapy Unit | 17-515 | Phototherapy Units, Visible Light, Hyperbilirubinemia | 103640 | Medela Inc | 600.0980 | 14166191 |  |  | 5102-16527 | SJS-Mother/Baby Unit | 13 | IU | Active
SJS3336 | P10123 | -Pm Device Using Mfg Procedure | Twanna Hardy | TWLUK | EMPLOYEE | Y | 1 | 0.92 | 07/01/2024 | 08/21/2023 | 2 | M | SJS | SJS | Bladder Vol and Mass Ultrasnd | 34-698 | Scanning Systems, Ultrasonic, Small-Parts, Urinary Bladder | 103625 | Medline Industries Inc | MDSB10700 | BC700-g9261909 |  |  | 5102-16527 | SJS-Mother/Baby Unit | 17 | IU | Active
SJS3344 | P-VPM | -Vendor PM | Twanna Hardy | TWLUK | EMPLOYEE | Y | 1 | 0.5 | 07/01/2024 | 09/26/2023 | 2 | M | SJS | SJS | Phototherapy Radiometer | 13-278 | Radiometers, Phototherapy | 351254 | Datex-Ohmeda Inc Div GE Health | BILIBLANKET MTR ll | 41001706 |  |  | 5102-16527 | SJS-Mother/Baby Unit | 12 | IU | Active
SJS3345 | PDAOHG | GE E-miniC Respiratory Single-width Airway Module | Twanna Hardy | TWLUK | EMPLOYEE | Y | 1 | 1.5 | 05/01/2024 | 06/26/2023 | 2 | M | SJS | SJS | Gas Module | 20-776 | Physiologic Monitor Modules, Exhaled Carbon Dioxide | 440964 | GE Healthcare Technologies | E-MiniC-00 | 7186284 |  |  | 5102-32100 | SJS-Hemodialysis | 16 | IU | Active
SJS3346 | PDAOHG | GE E-miniC Respiratory Single-width Airway Module | Twanna Hardy | TWLUK | EMPLOYEE | Y | 1 | 1.5 | 05/01/2024 | 06/26/2023 | 2 | M | SJS | SJS | Gas Module | 20-776 | Physiologic Monitor Modules, Exhaled Carbon Dioxide | 440964 | GE Healthcare Technologies | E-MiniC-00 | 7200280 |  |  | 5102-32100 | SJS-Hemodialysis | 16 | IU | Active
SJS3347 | PDAOHG | GE E-miniC Respiratory Single-width Airway Module | Twanna Hardy | TWLUK | EMPLOYEE | Y | 1 | 1.5 | 05/01/2024 | 06/02/2023 | 2 | M | SJS | SJS | Gas Module | 20-776 | Physiologic Monitor Modules, Exhaled Carbon Dioxide | 440964 | GE Healthcare Technologies | E-MiniC-00 | 7200259 |  |  | 5102-32100 | SJS-Hemodialysis | 16 | IU | Active
SJS3352 | P-VPM | -Vendor PM | Twanna Hardy | TWLUK | EMPLOYEE | Y | 1 | 0.5 | 07/01/2024 | 10/27/2023 | 2 | M | SJS | SJS | Phototherapy Radiometer | 13-278 | Radiometers, Phototherapy | 351254 | Datex-Ohmeda Inc Div GE Health | BILIBLANKET MTR ll | 41001711 |  |  | 5102-16527 | SJS-Mother/Baby Unit | 12 | IU | Active
SJS3354 | P--ORS | --- OR Safety Inspection --- | Gerson Colon | 94805 | EMPLOYEE | M | 6 | 0.25 | 04/01/2024 | 10/16/2023 | 2 | M | SJS | SJS | Electrosurgical Unit | 18-232 | Electrosurgical Units, Monopolar/Bipolar, Argon-Enhanced Coagulation | 108422 | ERBE USA Inc | 10140-100 | 11467797 |  |  | 5102-21221 | SJS-Endoscopy | 33 | IU | Active
SJS3354 | P10123 | -Pm Device Using Mfg Procedure | Gerson Colon | 94805 | EMPLOYEE | Y | 1 | 1 | 04/01/2024 | 05/23/2023 | 2 | M | SJS | SJS | Electrosurgical Unit | 18-232 | Electrosurgical Units, Monopolar/Bipolar, Argon-Enhanced Coagulation | 108422 | ERBE USA Inc | 10140-100 | 11467797 |  |  | 5102-21221 | SJS-Endoscopy | 33 | IU | Active
SJS3355 | P--ORS | --- OR Safety Inspection --- | Gerson Colon | 94805 | EMPLOYEE | M | 6 | 0.25 | 04/01/2024 | 10/16/2023 | 2 | M | SJS | SJS | Argon Plasma Coag Module | 17-738 | Gas Delivery Units, Argon-Enhanced Coagulation | 108422 | ERBE USA Inc | 10134-000 | 11466569 |  |  | 5102-21221 | SJS-Endoscopy | 26 | IU | Active
SJS3355 | P69 | Electrosurgical Unit, General Purpose -Esu-. | Gerson Colon | 94805 | EMPLOYEE | Y | 1 | 1 | 04/01/2024 | 05/23/2023 | 2 | M | SJS | SJS | Argon Plasma Coag Module | 17-738 | Gas Delivery Units, Argon-Enhanced Coagulation | 108422 | ERBE USA Inc | 10134-000 | 11466569 |  |  | 5102-21221 | SJS-Endoscopy | 26 | IU | Active
SJS3357 | P10123 | -Pm Device Using Mfg Procedure | Gerson Colon | 94805 | EMPLOYEE | M | 6 | 0.5 | 04/01/2024 | 11/10/2023 | 2 | M | SJS | SJS | Laparoscopic Insufflator | 16-849 | Insufflators, Laparoscopic | 276750 | Olympus America Inc | UCR | 7938805 |  |  | 5102-21221 | SJS-Endoscopy | 33 | IU | Active
SJS3363 | P108 | Lithotriptor, Extracorporeal, Shock Wave. | Darren Eaton | DAEAT | EMPLOYEE | M | 6 | 1.5 | 07/01/2024 | 02/14/2024 | 2 | M | SJS | SJS | Lithotripter | 16-228 | Lithotripters | 276750 | Olympus America Inc | SPL-G | CG1263 |  |  | 5102-21100 | SJS-Surgery | 33 | IU | Active
SJS3367 | P10123 | -Pm Device Using Mfg Procedure | Gil Matos | GIMAT | EMPLOYEE | Y | 1 | 0.3 | 06/01/2024 | 07/21/2023 | 2 | M | SJS | SJS | Audiometric Booths | 10-229 | Audiometric Booths | 102440 | Industrial Acoustics Co | 40A-12 | 10-4560 |  |  | 5100-49120 | SJS-Pedi Satellite SJS MOB | 14 | IU | Active
SJS3370 | P183 | Slit Lamps. | Gil Matos | GIMAT | EMPLOYEE | Y | 1 | 0.9 | 06/01/2024 | 07/24/2023 | 2 | M | SJS | SJS | Slit Lamps | 12-281 | Slit Lamps | 150883 | Topcon Medical Systems Inc | SL-3E | 633009 |  |  | 5100-49120 | SJS-Pedi Satellite SJS MOB | 16 | IU | Active
SJS3371 | P10123 | -Pm Device Using Mfg Procedure | Gil Matos | GIMAT | EMPLOYEE | Y | 1 | 0.5 | 06/01/2024 | 07/24/2023 | 2 | M | SJS | SJS | OPHTHALMIC INSTRUMENT STAND | 15-723 | Chairs, Examination/Treatment, Ophthalmology | 106713 | Reliance Medical Products | 7800 | 78039601032 |  |  | 5100-49120 | SJS-Pedi Satellite SJS MOB | 12 | IU | Active
SJS3372 | P10123 | -Pm Device Using Mfg Procedure | Gil Matos | GIMAT | EMPLOYEE | Y | 1 | 0.5 | 06/01/2024 | 07/24/2023 | 2 | M | SJS | SJS | Phoropters | 24-549 | Refractors, Ophthalmic, Manual | 162917 | Reichert Ophthalmic Instrument | 11635 | 19679-6 |  |  | 5100-49120 | SJS-Pedi Satellite SJS MOB | 11 | IU | Active
SJS3373 | P-VPM | -Vendor PM | Gil Matos | GIMAT | EMPLOYEE | Y | 1 | 1 | 06/01/2024 | 07/24/2023 | 2 | M | SJS | SJS | Keratoscopes | 16-347 | Keratoscopes | 162917 | Reichert Ophthalmic Instrument | 12990 | 15632-4 |  |  | 5100-49120 | SJS-Pedi Satellite SJS MOB | 11 | IU | Active
SJS3377 | P178 | Scale, Infant. | Gerson Colon | 94805 | EMPLOYEE | Y | 1 | 0.5 | 01/01/2025 | 01/29/2024 | 2 | M | SJS | SJS | Infant Scale | 13-462 | Scales, Infant | 108193 | Natus Medical Inc | 56360 | 60-3634 |  |  | 5102-23100 | SJS-Emergency Service | 12 | IU | Active
SJS3380 | P10123 | -Pm Device Using Mfg Procedure | Gil Matos | GIMAT | EMPLOYEE | M | 6 | 1 | 09/01/2024 | 03/12/2024 | 2 | M | SJS | SJS | Blanket Warmer | 10-414 | Warmers, Blanket | 331403 | MAC Medical Inc | DWC2424-TL-G-MB | 090914-705 |  |  | 5102-21500 | SJS-PACU | 13 | IU | Active
SJS3381 | P81CAA | 8100 CareFusion Alaris Pump | Darren Eaton | DAEAT | EMPLOYEE | Y | 1 | 0.75 | 08/01/2024 | 09/22/2023 | 6 | M | SJS | SJS | Large Volume Pump Module | 13-215 | Infusion Pumps, Multitherapy | 378348 | BD | 8100 | 14142792 | LVP | Alaris 2 | 5102-12210 | SJS-Med/Surg Unit II 4East | 20 | IU | Active
SJS3384 | PRPPM | RPT PM | Gerson Colon | 94805 | EMPLOYEE | Y | 1 | 0.5 | 03/01/2025 | 03/11/2024 | 2 | M | SJS | SJS | 4x 15A 15ft Cord HGPower Strip | 34-504 | Electrical Power Strips | 106890 | Tripp Lite | PS-415-HG-OEM | NSNBC125837 |  |  | 5102-35000 | SJS-Respiratory Care Services | 13 | IU | Active
SJS3384 | PRTINI | RPT Initial Inspection | Gerson Colon | 94805 | EMPLOYEE | I | 1 | 1 | 08/23/2017 | 11/23/2017 | 1 | M | SJS | SJS | 4x 15A 15ft Cord HGPower Strip | 34-504 | Electrical Power Strips | 106890 | Tripp Lite | PS-415-HG-OEM | NSNBC125837 |  |  | 5102-35000 | SJS-Respiratory Care Services | 13 | IU | Active
SJS3385 | P86 | Hyperthermia System, Manual Control. | Darren Eaton | DAEAT | EMPLOYEE | Y | 1 | 1 | 04/01/2024 | 05/02/2023 | 2 | M | SJS | SJS | Localized Temp Therapy Pump | 17-647 | Pumps, Circulating-Fluid, Localized Heating | 271227 | Stryker Medical | TP700 | 2020009119003 |  |  | 5102-13100 | SJS-Intensive Care Unit I | 16 | IU | Active
SJS3387 | P86 | Hyperthermia System, Manual Control. | Darren Eaton | DAEAT | EMPLOYEE | Y | 1 | 1 | 12/01/2024 | 11/15/2023 | 2 | M | SJS | SJS | Localized Temp Therapy Pump | 17-647 | Pumps, Circulating-Fluid, Localized Heating | 271227 | Stryker Medical | TP700 | 20200009118891 |  |  | 5102-12250 | SJS-Med/Surg/Tele Unit 4South | 16 | IU | Active
SJS3389 | P10123 | -Pm Device Using Mfg Procedure | Gerson Colon Jr | GECOL | EMPLOYEE | Y | 1 | 4 | 12/01/2024 | 01/25/2024 | 2 | M | SJS | SJS | CFD Mobile C-Arm | 11-758 | Radiographic/Fluoroscopic Units, Mobile (C-ARM) | 453503 | GE Healthcare Surgery | OEC Elite CFD | FBHXTX00086 |  |  | 5102-33020 | SJS-Imaging Central Ops | 19 | IU | Active
SJS3389 | P--ORS | --- OR Safety Inspection --- | Gerson Colon Jr | GECOL | EMPLOYEE | M | 6 | 0.25 | 06/01/2024 | 07/31/2023 | 2 | M | SJS | SJS | CFD Mobile C-Arm | 11-758 | Radiographic/Fluoroscopic Units, Mobile (C-ARM) | 453503 | GE Healthcare Surgery | OEC Elite CFD | FBHXTX00086 |  |  | 5102-33020 | SJS-Imaging Central Ops | 19 | IU | Active
SJS3392 | P-SAGP | -Service Agreement PM | Darren Eaton | DAEAT | EMPLOYEE | M | 6 | 0.5 | 09/01/2024 | 03/01/2024 | 2 | M | SJS | SJS | Rover Waste Management | 23-151 | Waste-Disposal Units, Liquid | 101991 | Stryker Instruments | 0703-001-000 | 1918323453 | ORSTRY | OR STRYKER | 5102-21100 | SJS-Surgery | 33 | IU | Active
SJS3393 | P-SAGP | -Service Agreement PM | Darren Eaton | DAEAT | EMPLOYEE | M | 6 | 0.5 | 09/01/2024 | 03/01/2024 | 2 | M | SJS | SJS | Rover Waste Management | 23-151 | Waste-Disposal Units, Liquid | 101991 | Stryker Instruments | 0703-001-000 | 1926600723 | ORSTRY | OR STRYKER | 5102-21100 | SJS-Surgery | 33 | IU | Active
SJS3394 | P-SAGP | -Service Agreement PM | Darren Eaton | DAEAT | EMPLOYEE | M | 6 | 0.5 | 09/01/2024 | 03/01/2024 | 2 | M | SJS | SJS | Rover Waste Management | 23-151 | Waste-Disposal Units, Liquid | 101991 | Stryker Instruments | 0703-001-000 | 2000823223 | ORSTRY | OR STRYKER | 5102-21100 | SJS-Surgery | 33 | IU | Active
SJS3395 | POVBY2 | 2 Year Blender Overhaul | Gerson Colon | 94805 | EMPLOYEE | Y | 2 | 1 | 03/01/2026 | 03/13/2024 | 6 | M | SJS | SJS | Oxygen Blender | 12-876 | Oxygen-Air Proportioners | 150048 | International Biomedical Inc | 10065 | 00006573 |  |  | 5102-35000 | SJS-Respiratory Care Services | 13 | IU | Active
SJS3395 | P117 | Oxygen-Air Proportioners/Blender Annual PM | Gerson Colon | 94805 | EMPLOYEE | Y | 1 | 0.9 | 03/01/2025 | 09/11/2023 | 6 | M | SJS | SJS | Oxygen Blender | 12-876 | Oxygen-Air Proportioners | 150048 | International Biomedical Inc | 10065 | 00006573 |  |  | 5102-35000 | SJS-Respiratory Care Services | 13 | IU | Active
SJS3405 | P10123 | -Pm Device Using Mfg Procedure | Emanuel Colon | 90769 | EMPLOYEE | Y | 1 | 1 | 06/01/2024 | 07/14/2023 | 2 | M | SJS | SJS | Contrast Media Injector | 17-968 | Injectors, Contrast Media | 105381 | Medrad Inc Unit of Bayer Medic | SOLARIS EP | 100209 |  |  | 5102-33700 | SJS-MRI | 18 | IU | Active
SJS3406 | P91 | Injector, Angiographic -Cardiac Catheterization- | Gerson Colon | 94805 | EMPLOYEE | Y | 1 | 1 | 06/01/2024 | 06/28/2023 | 2 | M | SJS | SJS | Contrast Media Injector | 15-284 | Injectors, Contrast Media, Angiography | 105381 | Medrad Inc Unit of Bayer Medic | MARK 7 | 311657 |  |  | 5102-30695 | SJS-Interventional Services | 18 | IU | Active
SJS3407 | P10123 | -Pm Device Using Mfg Procedure | Emanuel Colon | 90769 | EMPLOYEE | Y | 1 | 1 | 06/01/2024 | 06/28/2023 | 2 | M | SJS | SJS | Contrast Media Injector | 17-968 | Injectors, Contrast Media | 105381 | Medrad Inc Unit of Bayer Medic | STELLANT | 300585 |  |  | 5102-33100 | SJS-CT Scan | 18 | IU | Active
SJS3408 | PMOPHM | Monitors, Physiologic, Multipurpose | Gerson Colon | 94805 | EMPLOYEE | Y | 1 | 0.5 | 01/01/2025 | 12/14/2022 | 2 | M | SJS | SJS | Bedside Physiologic Monitor | 20-171 | Monitors, Physiologic, Multipurpose, Bedside, Modular | 440964 | GE Healthcare Technologies | B450 | SNE19142143SA |  |  | 5102-23100 | SJS-Emergency Service | 16 | IU | Active
SJS3409 | PGEANP | GE ANNUAL PDM | Darren Eaton | DAEAT | EMPLOYEE | Y | 1 | 0.7 | 09/01/2024 | 09/12/2023 | 2 | M | SJS | SJS | Patient Data Module | 20-784 | Physiologic Monitor Modules, Multiparameter | 440964 | GE Healthcare Technologies | 2016793-003 | SPX19160596SA | PDMGC | PDM 3 | 5102-23100 | SJS-Emergency Service | 16 | IU | Active
SJS3410 | PMOPHM | Monitors, Physiologic, Multipurpose | Gerson Colon | 94805 | EMPLOYEE | Y | 1 | 0.5 | 01/01/2025 | 12/14/2022 | 2 | M | SJS | SJS | Bedside Physiologic Monitor | 20-171 | Monitors, Physiologic, Multipurpose, Bedside, Modular | 440964 | GE Healthcare Technologies | B450 | SNE19142201SA |  |  | 5102-23100 | SJS-Emergency Service | 16 | IU | Active
SJS3411 | PGEANP | GE ANNUAL PDM | Darren Eaton | DAEAT | EMPLOYEE | Y | 1 | 0.7 | 09/01/2024 | 09/29/2023 | 2 | M | SJS | SJS | Patient Data Module | 20-784 | Physiologic Monitor Modules, Multiparameter | 440964 | GE Healthcare Technologies | 2016793-003 | SPX19160553SA | PDMGC | PDM 3 | 5102-23100 | SJS-Emergency Service | 16 | IU | Active
SJS3412 | PMOPHV | Monitors, Physiologic, Vital Signs | Gerson Colon | 94805 | EMPLOYEE | Y | 1 | 0.6 | 01/01/2025 | 02/23/2024 | 2 | M | SJS | SJS | Vital Signs Monitor | 25-209 | Monitors, Physiologic, Vital Signs | 101850 | Welch Allyn Inc A Subsidiary | VSM 6000 SERIES | 100081753619 | EMESER | Emergency Service Jan | 5102-23100 | SJS-Emergency Service | 16 | IU | Active
SJS3413 | PMOPHV | Monitors, Physiologic, Vital Signs | Gerson Colon | 94805 | EMPLOYEE | Y | 1 | 0.6 | 01/01/2025 | 02/29/2024 | 2 | M | SJS | SJS | Vital Signs Monitor | 25-209 | Monitors, Physiologic, Vital Signs | 101850 | Welch Allyn Inc A Subsidiary | VSM 6000 SERIES | 100081773619 | EMESER | Emergency Service Jan | 5102-23100 | SJS-Emergency Service | 16 | IU | Active
SJS3414 | PMOPHV | Monitors, Physiologic, Vital Signs | Gerson Colon | 94805 | EMPLOYEE | Y | 1 | 0.6 | 01/01/2025 | 02/24/2024 | 2 | M | SJS | SJS | Vital Signs Monitor | 25-209 | Monitors, Physiologic, Vital Signs | 101850 | Welch Allyn Inc A Subsidiary | VSM 6000 SERIES | 100081783619 | EMESER | Emergency Service Jan | 5102-23100 | SJS-Emergency Service | 16 | IU | Active
SJS3415 | PMOPHV | Monitors, Physiologic, Vital Signs | Gerson Colon | 94805 | EMPLOYEE | Y | 1 | 0.6 | 01/01/2025 | 02/21/2024 | 2 | M | SJS | SJS | Vital Signs Monitor | 25-209 | Monitors, Physiologic, Vital Signs | 101850 | Welch Allyn Inc A Subsidiary | VSM 6000 SERIES | 100083813719 | EMESER | Emergency Service Jan | 5102-23100 | SJS-Emergency Service | 16 | IU | Active
SJS3419 | PANCAE | Annual Care E Vac 3 PM | Twanna Hardy | TWLUK | EMPLOYEE | Y | 1 | 0.5 | 07/01/2024 | 08/18/2023 | 2 | M | SJS | SJS | Portable Suction | 27-657 | Aspirators, Airway | 452041 | Ohio Medical Corp | 758000 | CEV3Y00887 |  |  | 5102-85400 | SJS-Materials Mgmt Purch (Sys Au) | 12 | IU | Active
SJS3419 | P3YEB1 | 3 Year Battery Replacement and Annual Care E Vac 3 PM | Twanna Hardy | TWLUK | EMPLOYEE | Y | 3 | 1.2 | 07/01/2024 |  | 2 | M | SJS | SJS | Portable Suction | 27-657 | Aspirators, Airway | 452041 | Ohio Medical Corp | 758000 | CEV3Y00887 |  |  | 5102-85400 | SJS-Materials Mgmt Purch (Sys Au) | 12 | IU | Active
SJS3420 | PANCAE | Annual Care E Vac 3 PM | Twanna Hardy | TWLUK | EMPLOYEE | Y | 1 | 0.5 | 07/01/2024 | 08/22/2023 | 2 | M | SJS | SJS | Portable Suction | 27-657 | Aspirators, Airway | 452041 | Ohio Medical Corp | 758000 | CEV3Y00888 |  |  | 5102-85400 | SJS-Materials Mgmt Purch (Sys Au) | 12 | IU | Active
SJS3420 | P3YEB1 | 3 Year Battery Replacement and Annual Care E Vac 3 PM | Twanna Hardy | TWLUK | EMPLOYEE | Y | 3 | 1.2 | 07/01/2024 |  | 2 | M | SJS | SJS | Portable Suction | 27-657 | Aspirators, Airway | 452041 | Ohio Medical Corp | 758000 | CEV3Y00888 |  |  | 5102-85400 | SJS-Materials Mgmt Purch (Sys Au) | 12 | IU | Active
SJS3421 | PANCAE | Annual Care E Vac 3 PM | Twanna Hardy | TWLUK | EMPLOYEE | Y | 1 | 0.5 | 07/01/2024 | 08/24/2023 | 2 | M | SJS | SJS | Portable Suction | 27-657 | Aspirators, Airway | 452041 | Ohio Medical Corp | 758000 | CEV3Y00886 |  |  | 5102-85400 | SJS-Materials Mgmt Purch (Sys Au) | 12 | IU | Active
SJS3421 | P3YEB1 | 3 Year Battery Replacement and Annual Care E Vac 3 PM | Twanna Hardy | TWLUK | EMPLOYEE | Y | 3 | 1.2 | 07/01/2024 |  | 2 | M | SJS | SJS | Portable Suction | 27-657 | Aspirators, Airway | 452041 | Ohio Medical Corp | 758000 | CEV3Y00886 |  |  | 5102-85400 | SJS-Materials Mgmt Purch (Sys Au) | 12 | IU | Active
SJS3422 | PANCAE | Annual Care E Vac 3 PM | Twanna Hardy | TWLUK | EMPLOYEE | Y | 1 | 0.5 | 07/01/2024 | 08/24/2023 | 2 | M | SJS | SJS | Portable Suction | 27-657 | Aspirators, Airway | 452041 | Ohio Medical Corp | 758000 | CEV3Y00889 |  |  | 5102-85400 | SJS-Materials Mgmt Purch (Sys Au) | 12 | IU | Active
SJS3422 | P3YEB1 | 3 Year Battery Replacement and Annual Care E Vac 3 PM | Twanna Hardy | TWLUK | EMPLOYEE | Y | 3 | 1.2 | 07/01/2024 |  | 2 | M | SJS | SJS | Portable Suction | 27-657 | Aspirators, Airway | 452041 | Ohio Medical Corp | 758000 | CEV3Y00889 |  |  | 5102-85400 | SJS-Materials Mgmt Purch (Sys Au) | 12 | IU | Active
SJS3441 | PMOPHM | Monitors, Physiologic, Multipurpose | Gerson Colon | 94805 | EMPLOYEE | Y | 1 | 0.5 | 12/01/2024 | 11/06/2023 | 2 | M | SJS | SJS | Bedside Physiologic Monitor | 20-171 | Monitors, Physiologic, Multipurpose, Bedside, Modular | 440964 | GE Healthcare Technologies | B450 | SNE19282097SA |  |  | 5102-12255 | SJS-ED Observation Unit 1South | 15 | IU | Active
SJS3442 | PGEANP | GE ANNUAL PDM | Gerson Colon | 94805 | EMPLOYEE | Y | 1 | 0.7 | 09/01/2024 | 09/22/2023 | 2 | M | SJS | SJS | Patient Data Module | 20-784 | Physiologic Monitor Modules, Multiparameter | 440964 | GE Healthcare Technologies | 2016793-003 | SPX19320780SA | PDMET | PDM 2 | 5102-12255 | SJS-ED Observation Unit 1South | 15 | IU | Active
SJS3443 | PMOPHM | Monitors, Physiologic, Multipurpose | Gerson Colon | 94805 | EMPLOYEE | Y | 1 | 0.5 | 12/01/2024 | 11/06/2023 | 2 | M | SJS | SJS | Bedside Physiologic Monitor | 20-171 | Monitors, Physiologic, Multipurpose, Bedside, Modular | 440964 | GE Healthcare Technologies | B450 | SNE19282043SA |  |  | 5102-12255 | SJS-ED Observation Unit 1South | 15 | IU | Active
SJS3444 | PGEANP | GE ANNUAL PDM | Gerson Colon | 94805 | EMPLOYEE | Y | 1 | 0.7 | 09/01/2024 | 10/20/2023 | 2 | M | SJS | SJS | Patient Data Module | 20-784 | Physiologic Monitor Modules, Multiparameter | 440964 | GE Healthcare Technologies | 2016793-003 | SPX19320809SA | PDMET | PDM 2 | 5102-12255 | SJS-ED Observation Unit 1South | 15 | IU | Active
SJS3445 | PMOPH1 | Monitors, Physiologic, Central Station, Telemetry | Gerson Colon | 94805 | EMPLOYEE | Y | 1 | 0.8 | 12/01/2024 | 12/01/2023 | 2 | M | SJS | SJS | TELE Central Station Computer | 20-179T | Monitors, Physiologic, Central Station, Telemetry | 440964 | GE Healthcare Technologies | MAI700 V2 | SKN19270020SA |  |  | 5102-12255 | SJS-ED Observation Unit 1South | 15 | IU | Active
SJS3453 | PSAFIN | Safety Inspection | Gerson Colon | 94805 | EMPLOYEE | Y | 1 | 0.25 | 04/01/2024 | 04/20/2023 | 2 | M | SJS | SJS | Data Recorder Kit | 34-626 | Recorders, Physiologic, pH, Upper Gastrointestinal Tract, Ingestible Capsule | 391192 | Medtronic Given Imaging Inc | FGS-0347 | DR30817874 |  |  | 5102-21221 | SJS-Endoscopy | 25 | IU | Active
SJS3454 | PSAFIN | Safety Inspection | Gerson Colon | 94805 | EMPLOYEE | Y | 1 | 0.25 | 04/01/2024 | 04/20/2023 | 2 | M | SJS | SJS | PillCam Data Recorder Kit | 34-626 | Recorders, Physiologic, pH, Upper Gastrointestinal Tract, Ingestible Capsule | 391192 | Medtronic Given Imaging Inc | DR 3 | 07290101362968 |  |  | 5102-21221 | SJS-Endoscopy | 25 | IU | Active
SJS3455 | P81CAA | 8100 CareFusion Alaris Pump | Darren Eaton | DAEAT | EMPLOYEE | Y | 1 | 0.75 | 08/01/2024 | 11/15/2023 | 6 | M | SJS | SJS | Large Volume Pump Module | 13-215 | Infusion Pumps, Multitherapy | 378348 | BD | 8100 | 14201428 | LVP | Alaris 2 | 5102-23100 | SJS-Emergency Service | 20 | IU | Active
SJS3458 | P10123 | -Pm Device Using Mfg Procedure | Gerson Colon | 94805 | EMPLOYEE | Y | 1 | 0.5 | 08/01/2024 | 09/11/2023 | 2 | M | SJS | SJS | Nurse Call Console | 15-614 | Hospital Communication Systems, Nurse Call | 103070 | Rauland-Borg Corp | 351200 | M685750201833413188 | RAULAN | Rauland-Borg Corp | 5102-23100 | SJS-Emergency Service | 12 | IU | Active
SJS3464 | P10123 | -Pm Device Using Mfg Procedure | Gerson Colon | 94805 | EMPLOYEE | Y | 1 | 0.5 | 04/01/2024 |  | 2 | M | SJS | SJS | Endoscope Flushing Pump | 13-192 | Pumps | 276750 | Olympus America Inc | OFP-2 | 21421963 |  |  | 5102-21221 | SJS-Endoscopy | 26 | IU | Active
SJS3465 | PSEAG2 | -Service Agreement PM and Required Annual Password Change | Gerson Colon Jr | GECOL | EMPLOYEE | Y | 1 | 1 | 06/01/2024 | 07/31/2023 | 2 | M | SJS | SJS | Nuclear Medicine Work Station | 21-961 | Workstations, Gamma Camera/Single Photon Emission Tomography | 439946 | GE Healthcare USA | Xeleris SPECT | CZC64386XX |  |  | 5102-36000 | SJS-Nuclear Medicine | 11 | IU | Active
SJS3467 | P10123 | -Pm Device Using Mfg Procedure | Darren Eaton | DAEAT | EMPLOYEE | M | 6 | 1 | 06/01/2024 | 11/17/2023 | 2 | M | SJS | SJS | Warmer Single Blanket/Solution | 10-414 | Warmers, Blanket | 331403 | MAC Medical Inc | SWC182464-G-4B | 022020-D09 |  |  | 5102-12250 | SJS-Med/Surg/Tele Unit 4South | 13 | IU | Active
SJS3470 | PMOPHV | Monitors, Physiologic, Vital Signs | Darren Eaton | DAEAT | EMPLOYEE | Y | 1 | 0.6 | 12/01/2024 | 12/26/2023 | 2 | M | SJS | SJS | Vital Signs Monitor | 25-209 | Monitors, Physiologic, Vital Signs | 101850 | Welch Allyn Inc A Subsidiary | VSM 6000 SERIES | 100010840420 |  |  | 5102-12250 | SJS-Med/Surg/Tele Unit 4South | 15 | IU | Active
SJS3471 | PMOPHV | Monitors, Physiologic, Vital Signs | Darren Eaton | DAEAT | EMPLOYEE | Y | 1 | 0.6 | 12/01/2024 | 12/26/2023 | 2 | M | SJS | SJS | Vital Signs Monitor | 25-209 | Monitors, Physiologic, Vital Signs | 101850 | Welch Allyn Inc A Subsidiary | VSM 6000 SERIES | 100018871020 |  |  | 5102-12250 | SJS-Med/Surg/Tele Unit 4South | 15 | IU | Active
SJS3474 | PMOPHV | Monitors, Physiologic, Vital Signs | Darren Eaton | DAEAT | EMPLOYEE | Y | 1 | 0.6 | 12/01/2024 | 12/06/2023 | 2 | M | SJS | SJS | Vital Signs Monitor | 25-209 | Monitors, Physiologic, Vital Signs | 101850 | Welch Allyn Inc A Subsidiary | VSM 6000 SERIES | 100020021020 |  |  | 5102-12250 | SJS-Med/Surg/Tele Unit 4South | 15 | IU | Active
SJS3475 | PMOPHV | Monitors, Physiologic, Vital Signs | Darren Eaton | DAEAT | EMPLOYEE | Y | 1 | 0.6 | 12/01/2024 | 12/13/2023 | 2 | M | SJS | SJS | Vital Signs Monitor | 25-209 | Monitors, Physiologic, Vital Signs | 101850 | Welch Allyn Inc A Subsidiary | VSM 6000 SERIES | 100018921020 |  |  | 5102-12250 | SJS-Med/Surg/Tele Unit 4South | 15 | IU | Active
SJS3476 | PMOPHV | Monitors, Physiologic, Vital Signs | Darren Eaton | DAEAT | EMPLOYEE | Y | 1 | 0.6 | 12/01/2024 | 12/06/2023 | 2 | M | SJS | SJS | Vital Signs Monitor | 25-209 | Monitors, Physiologic, Vital Signs | 101850 | Welch Allyn Inc A Subsidiary | VSM 6000 SERIES | 100017850920 |  |  | 5102-12250 | SJS-Med/Surg/Tele Unit 4South | 15 | IU | Active
SJS3477 | PMOPHV | Monitors, Physiologic, Vital Signs | Darren Eaton | DAEAT | EMPLOYEE | Y | 1 | 0.6 | 12/01/2024 | 12/08/2023 | 2 | M | SJS | SJS | Vital Signs Monitor | 25-209 | Monitors, Physiologic, Vital Signs | 101850 | Welch Allyn Inc A Subsidiary | VSM 6000 SERIES | 100019951020 |  |  | 5102-12250 | SJS-Med/Surg/Tele Unit 4South | 15 | IU | Active
SJS3478 | PMOPH1 | Monitors, Physiologic, Central Station, Telemetry | Darren Eaton | DAEAT | EMPLOYEE | Y | 1 | 0.8 | 12/01/2024 | 11/20/2023 | 2 | M | SJS | SJS | TELE Central Station Computer | 20-179T | Monitors, Physiologic, Central Station, Telemetry | 440964 | GE Healthcare Technologies | MAI700 V2 | SKN20060059SA |  |  | 5102-12250 | SJS-Med/Surg/Tele Unit 4South | 15 | IU | Active
SJS3479 | PMOPH1 | Monitors, Physiologic, Central Station, Telemetry | Darren Eaton | DAEAT | EMPLOYEE | Y | 1 | 0.8 | 12/01/2024 | 11/20/2023 | 2 | M | SJS | SJS | TELE Central Station Computer | 20-179T | Monitors, Physiologic, Central Station, Telemetry | 440964 | GE Healthcare Technologies | MAI700 V2 | SKN20060058SA |  |  | 5102-12250 | SJS-Med/Surg/Tele Unit 4South | 15 | IU | Active
SJS3480 | P10123 | -Pm Device Using Mfg Procedure | Darren Eaton | DAEAT | EMPLOYEE | M | 6 | 1 | 06/01/2024 | 11/17/2023 | 2 | M | SJS | SJS | Warmer Single Blanket/Solution | 10-414 | Warmers, Blanket | 331403 | MAC Medical Inc | SWC182464-G-4B | 022120-D02 |  |  | 5102-12250 | SJS-Med/Surg/Tele Unit 4South | 13 | IU | Active
SJS3481 | PMOPHV | Monitors, Physiologic, Vital Signs | Darren Eaton | DAEAT | EMPLOYEE | Y | 1 | 0.6 | 12/01/2024 | 12/13/2023 | 2 | M | SJS | SJS | Vital Signs Monitor | 25-209 | Monitors, Physiologic, Vital Signs | 101850 | Welch Allyn Inc A Subsidiary | VSM 6000 SERIES | 100018971020 |  |  | 5102-12250 | SJS-Med/Surg/Tele Unit 4South | 15 | IU | Active
SJS3482 | PMOPHV | Monitors, Physiologic, Vital Signs | Darren Eaton | DAEAT | EMPLOYEE | Y | 1 | 0.6 | 12/01/2024 | 12/05/2023 | 2 | M | SJS | SJS | Vital Signs Monitor | 25-209 | Monitors, Physiologic, Vital Signs | 101850 | Welch Allyn Inc A Subsidiary | VSM 6000 SERIES | 100018911020 |  |  | 5102-12250 | SJS-Med/Surg/Tele Unit 4South | 15 | IU | Active
SJS3483 | PMOPHV | Monitors, Physiologic, Vital Signs | Darren Eaton | DAEAT | EMPLOYEE | Y | 1 | 0.6 | 12/01/2024 | 12/07/2023 | 2 | M | SJS | SJS | Vital Signs Monitor | 25-209 | Monitors, Physiologic, Vital Signs | 101850 | Welch Allyn Inc A Subsidiary | VSM 6000 SERIES | 100018991020 |  |  | 5102-12250 | SJS-Med/Surg/Tele Unit 4South | 15 | IU | Active
SJS3484 | PMOPHV | Monitors, Physiologic, Vital Signs | Darren Eaton | DAEAT | EMPLOYEE | Y | 1 | 0.6 | 12/01/2024 | 11/20/2023 | 2 | M | SJS | SJS | Vital Signs Monitor | 25-209 | Monitors, Physiologic, Vital Signs | 101850 | Welch Allyn Inc A Subsidiary | VSM 6000 SERIES | 100019911020 |  |  | 5102-12250 | SJS-Med/Surg/Tele Unit 4South | 15 | IU | Active
SJS3485 | P212 | Table, Operating Room | Darren Eaton | DAEAT | EMPLOYEE | M | 6 | 1.25 | 07/01/2024 | 01/25/2024 | 2 | M | SJS | SJS | DaVinci Surgical Table | 13-961 | Tables, Operating | 441254 | TRUMPF Medical Systems Inc | TS7000dV | 103362773 |  |  | 5102-21100 | SJS-Surgery | 26 | IU | Active
SJS3491 | P10123 | -Pm Device Using Mfg Procedure | Gerson Colon | 94805 | EMPLOYEE | Y | 1 | 0.5 | 03/01/2025 | 03/01/2024 | 2 | M | SJS | SJS | Touch Screen Pulse Oximeter | 17-148 | Oximeters, Pulse | 371567 | Masimo Corp | Radical 7 | 1000038640 |  |  | 5102-35000 | SJS-Respiratory Care Services | 16 | IU | Active
SJS3495 | PMOPH1 | Monitors, Physiologic, Central Station, Telemetry | Gerson Colon | 94805 | EMPLOYEE | Y | 1 | 0.8 | 05/01/2024 | 05/02/2023 | 2 | M | SJS | SJS | TELE Central Station Computer | 20-179T | Monitors, Physiologic, Central Station, Telemetry | 440964 | GE Healthcare Technologies | MAI700 V2 | SKN20060045SA |  |  | 5102-12225 | SJS-Med/Surg Unit I 4West | 15 | IU | Active
SJS3496 | PMOPH1 | Monitors, Physiologic, Central Station, Telemetry | Gerson Colon | 94805 | EMPLOYEE | Y | 1 | 0.8 | 05/01/2024 | 05/02/2023 | 2 | M | SJS | SJS | TELE Central Station Computer | 20-179T | Monitors, Physiologic, Central Station, Telemetry | 440964 | GE Healthcare Technologies | MAI700 V2 | SKN20060046SA |  |  | 5102-12225 | SJS-Med/Surg Unit I 4West | 15 | IU | Active
SJS3497 | PSAFIN | Safety Inspection | Thomas Odaris | 85190 | EMPLOYEE | Y | 1 | 0.25 | 06/01/2024 | 06/26/2023 | 2 | M | SJS | SJS | Sector Transducer 3-8MHz | 14-121 | Transducers, Ultrasonic | 453551 | Philips Healthcare | S9-2 | B3rFK2 |  |  | 5102-33020 | SJS-Imaging Central Ops | 16 | IU | Active
SJS3498 | PSAFIN | Safety Inspection | Thomas Odaris | 85190 | EMPLOYEE | Y | 1 | 0.25 | 06/01/2024 | 06/26/2023 | 2 | M | SJS | SJS | Epicardial Transducer 4-12Mhz | 14-121 | Transducers, Ultrasonic | 453551 | Philips Healthcare | 453561265622 | B3L7NX |  |  | 5102-33020 | SJS-Imaging Central Ops | 16 | IU | Active
SJS3500 | PMOPHM | Monitors, Physiologic, Multipurpose | Gil Matos | GIMAT | EMPLOYEE | Y | 1 | 0.5 | 03/01/2025 | 03/03/2023 | 2 | M | SJS | SJS | Bedside Physiologic Monitor | 20-171 | Monitors, Physiologic, Multipurpose, Bedside, Modular | 440964 | GE Healthcare Technologies | B650 v1 | SEW14313377HA |  |  | 5102-21500 | SJS-PACU | 16 | IU | Active
SJS3501 | PGEANP | GE ANNUAL PDM | Gil Matos | GIMAT | EMPLOYEE | Y | 1 | 0.5 | 09/01/2024 | 09/27/2023 | 2 | M | SJS | SJS | Patient Data Module | 20-784 | Physiologic Monitor Modules, Multiparameter | 440964 | GE Healthcare Technologies | 2016793-003 | SA314336898GA | PDMET | PDM 2 | 5102-21500 | SJS-PACU | 15 | IU | Active
SJS3502 | PMOPHM | Monitors, Physiologic, Multipurpose | Gil Matos | GIMAT | EMPLOYEE | Y | 1 | 0.5 | 03/01/2025 | 03/02/2023 | 2 | M | SJS | SJS | Bedside Physiologic Monitor | 20-171 | Monitors, Physiologic, Multipurpose, Bedside, Modular | 440964 | GE Healthcare Technologies | B650 v1 | SEW14313660HA |  |  | 5102-21500 | SJS-PACU | 16 | IU | Active
SJS3503 | PDAOHG | GE E-miniC Respiratory Single-width Airway Module | Gil Matos | GIMAT | EMPLOYEE | Y | 1 | 1.5 | 03/01/2025 | 03/11/2024 | 2 | M | SJS | SJS | Gas Module | 20-776 | Physiologic Monitor Modules, Exhaled Carbon Dioxide | 440964 | GE Healthcare Technologies | E-MiniC-00 | 7144407 |  |  | 5102-21500 | SJS-PACU | 16 | IU | Active
SJS3504 | PMOPHM | Monitors, Physiologic, Multipurpose | Gil Matos | GIMAT | EMPLOYEE | Y | 1 | 0.5 | 03/01/2025 | 03/02/2023 | 2 | M | SJS | SJS | Bedside Physiologic Monitor | 20-171 | Monitors, Physiologic, Multipurpose, Bedside, Modular | 440964 | GE Healthcare Technologies | B650 v1 | SEW14313691HA |  |  | 5102-21500 | SJS-PACU | 16 | IU | Active
SJS3505 | PGEANP | GE ANNUAL PDM | Gerson Colon | 94805 | EMPLOYEE | Y | 1 | 0.5 | 09/01/2024 | 09/27/2023 | 2 | M | SJS | SJS | Patient Data Module | 20-784 | Physiologic Monitor Modules, Multiparameter | 440964 | GE Healthcare Technologies | 2016793-003 | SA314431452GA | PDMET | PDM 2 | 5102-21355 | SJS-Preop Surgical | 16 | IU | Active
SJS3506 | PMOPHM | Monitors, Physiologic, Multipurpose | Gil Matos | GIMAT | EMPLOYEE | Y | 1 | 0.5 | 03/01/2025 | 03/02/2023 | 2 | M | SJS | SJS | Bedside Physiologic Monitor | 20-171 | Monitors, Physiologic, Multipurpose, Bedside, Modular | 440964 | GE Healthcare Technologies | B650 v1 | SEW14313667HA |  |  | 5102-21500 | SJS-PACU | 16 | IU | Active
SJS3507 | PDAOHG | GE E-miniC Respiratory Single-width Airway Module | Gil Matos | GIMAT | EMPLOYEE | Y | 1 | 1.5 | 03/01/2025 | 03/11/2024 | 2 | M | SJS | SJS | Gas Module | 20-776 | Physiologic Monitor Modules, Exhaled Carbon Dioxide | 440964 | GE Healthcare Technologies | E-MiniC-00 | 7001919 |  |  | 5102-21500 | SJS-PACU | 16 | IU | Active
SJS3510 | PGEANP | GE ANNUAL PDM | Darren Eaton | DAEAT | EMPLOYEE | Y | 1 | 0.5 | 09/01/2024 | 10/04/2023 | 2 | M | SJS | SJS | Patient Data Module | 20-784 | Physiologic Monitor Modules, Multiparameter | 440964 | GE Healthcare Technologies | 2016793-003 | SA314505257GA | PDMTN | PDM 1 | 5102-13100 | SJS-Intensive Care Unit I | 16 | IU | Active
SJS3511 | PGEANP | GE ANNUAL PDM | Darren Eaton | DAEAT | EMPLOYEE | Y | 1 | 0.5 | 09/01/2024 | 09/21/2023 | 2 | M | SJS | SJS | Patient Data Module | 20-784 | Physiologic Monitor Modules, Multiparameter | 440964 | GE Healthcare Technologies | 2016793-003 | SA314337053GA | PDMTN | PDM 1 | 5102-13100 | SJS-Intensive Care Unit I | 15 | IU | Active
SJS3512 | P10123 | -Pm Device Using Mfg Procedure | Darren Eaton | DAEAT | EMPLOYEE | Y | 1 | 0.5 | 04/01/2024 | 04/20/2023 | 2 | M | SJS | SJS | FLEXiS Boom System | 22-613 | Facility Booms, Ceiling-Mounted | 452594 | Stryker Communications | FLEXiS | 04902314702060 |  |  | 5102-13100 | SJS-Intensive Care Unit I | 12 | IU | Active
SJS3513 | PMOPHM | Monitors, Physiologic, Multipurpose | Darren Eaton | DAEAT | EMPLOYEE | Y | 1 | 0.5 | 03/01/2025 | 04/20/2023 | 2 | M | SJS | SJS | Bedside Physiologic Monitor | 20-171 | Monitors, Physiologic, Multipurpose, Bedside, Modular | 440964 | GE Healthcare Technologies | B650 v1 | SEW14325645HA |  |  | 5102-13100 | SJS-Intensive Care Unit I | 16 | IU | Active
SJS3514 | PMOPHM | Monitors, Physiologic, Multipurpose | Gil Matos | GIMAT | EMPLOYEE | Y | 1 | 0.5 | 03/01/2025 | 03/02/2023 | 2 | M | SJS | SJS | Bedside Physiologic Monitor | 20-171 | Monitors, Physiologic, Multipurpose, Bedside, Modular | 440964 | GE Healthcare Technologies | B650 v1 | sew14313694ha |  |  | 5102-21500 | SJS-PACU | 16 | IU | Active
SJS3515 | PMOPHM | Monitors, Physiologic, Multipurpose | Gil Matos | GIMAT | EMPLOYEE | Y | 1 | 0.5 | 03/01/2025 | 03/02/2023 | 2 | M | SJS | SJS | Bedside Physiologic Monitor | 20-171 | Monitors, Physiologic, Multipurpose, Bedside, Modular | 440964 | GE Healthcare Technologies | B650 v1 | sew14313666ha |  |  | 5102-21500 | SJS-PACU | 16 | IU | Active
SJS3516 | PDAOHG | GE E-miniC Respiratory Single-width Airway Module | Gil Matos | GIMAT | EMPLOYEE | Y | 1 | 1.5 | 03/01/2025 | 03/11/2024 | 2 | M | SJS | SJS | Gas Module | 20-776 | Physiologic Monitor Modules, Exhaled Carbon Dioxide | 440964 | GE Healthcare Technologies | E-MiniC-00 | 7148470 |  |  | 5102-21500 | SJS-PACU | 16 | IU | Active
SJS3517 | PGEANP | GE ANNUAL PDM | Twanna Hardy | TWLUK | EMPLOYEE | Y | 1 | 0.5 | 09/01/2024 | 09/26/2023 | 2 | M | SJS | SJS | Patient Data Module | 20-784 | Physiologic Monitor Modules, Multiparameter | 440964 | GE Healthcare Technologies | 2016793-003 | SA314389207GA | PDMTN | PDM 1 | 5102-30695 | SJS-Interventional Services | 15 | IU | Active
SJS3518 | PDAOHG | GE E-miniC Respiratory Single-width Airway Module | Gil Matos | GIMAT | EMPLOYEE | Y | 1 | 1.5 | 03/01/2025 | 03/01/2024 | 2 | M | SJS | SJS | Gas Module | 20-776 | Physiologic Monitor Modules, Exhaled Carbon Dioxide | 440964 | GE Healthcare Technologies | E-MiniC-00 | 7003609 |  |  | 5102-21500 | SJS-PACU | 16 | IU | Active
SJS3519 | PMOPHM | Monitors, Physiologic, Multipurpose | Gil Matos | GIMAT | EMPLOYEE | Y | 1 | 0.5 | 03/01/2025 | 03/02/2023 | 2 | M | SJS | SJS | Bedside Physiologic Monitor | 20-171 | Monitors, Physiologic, Multipurpose, Bedside, Modular | 440964 | GE Healthcare Technologies | B650 v1 | SEW14313661HA |  |  | 5102-21500 | SJS-PACU | 16 | IU | Active
SJS3520 | PMOPHM | Monitors, Physiologic, Multipurpose | Gil Matos | GIMAT | EMPLOYEE | Y | 1 | 0.5 | 03/01/2025 | 03/02/2023 | 2 | M | SJS | SJS | Bedside Physiologic Monitor | 20-171 | Monitors, Physiologic, Multipurpose, Bedside, Modular | 440964 | GE Healthcare Technologies | B650 v1 | sew14313341ha |  |  | 5102-21500 | SJS-PACU | 16 | IU | Active
SJS3521 | PGEANP | GE ANNUAL PDM | Gil Matos | GIMAT | EMPLOYEE | Y | 1 | 0.5 | 09/01/2024 | 09/08/2023 | 2 | M | SJS | SJS | Patient Data Module | 20-784 | Physiologic Monitor Modules, Multiparameter | 440964 | GE Healthcare Technologies | 2016793-003 | SA314337083GA | PDMET | PDM 2 | 5102-21500 | SJS-PACU | 15 | IU | Active
SJS3523 | PGEANP | GE ANNUAL PDM | Darren Eaton | DAEAT | EMPLOYEE | Y | 1 | 0.5 | 09/01/2024 | 10/03/2023 | 2 | M | SJS | SJS | Patient Data Module | 20-784 | Physiologic Monitor Modules, Multiparameter | 440964 | GE Healthcare Technologies | 2016793-003 | SA314336952GA | PDMTN | PDM 1 | 5102-13100 | SJS-Intensive Care Unit I | 15 | IU | Active
SJS3524 | PDAOHG | GE E-miniC Respiratory Single-width Airway Module | Gil Matos | GIMAT | EMPLOYEE | Y | 1 | 1.5 | 03/01/2025 | 03/01/2024 | 2 | M | SJS | SJS | Gas Module | 20-776 | Physiologic Monitor Modules, Exhaled Carbon Dioxide | 440964 | GE Healthcare Technologies | E-MiniC-00 | 7148615 |  |  | 5102-21500 | SJS-PACU | 16 | IU | Active
SJS3525 | PDAOHG | GE E-miniC Respiratory Single-width Airway Module | Gil Matos | GIMAT | EMPLOYEE | Y | 1 | 1.5 | 03/01/2025 | 03/01/2024 | 2 | M | SJS | SJS | Gas Module | 20-776 | Physiologic Monitor Modules, Exhaled Carbon Dioxide | 440964 | GE Healthcare Technologies | E-MiniC-00 | 7148616 |  |  | 5102-21500 | SJS-PACU | 16 | IU | Active
SJS3526 | P-PDEU | LP20/LP20e Pm Device Using Mfg Procedure | Darren Eaton | DAEAT | EMPLOYEE | Y | 1 | 0.75 | 07/01/2024 | 07/29/2022 | 1 | M | SJS | SJS | LP20e Defibrillator/Pacer | 17-882B | Defibrillator/Pacemakers, External, Biphasic | 452575 | Physio-Control Inc | LP20E | 42787939 |  |  | 5102-13100 | SJS-Intensive Care Unit I | 40 | LS | High Risk
SJS3526 | P2YEBA | LP20 2 Year Battery Replacement and PM | Darren Eaton | DAEAT | EMPLOYEE | Y | 2 | 1 | 07/01/2025 | 07/13/2021 | 1 | M | SJS | SJS | LP20e Defibrillator/Pacer | 17-882B | Defibrillator/Pacemakers, External, Biphasic | 452575 | Physio-Control Inc | LP20E | 42787939 |  |  | 5102-13100 | SJS-Intensive Care Unit I | 40 | LS | High Risk
SJS3526 | PLP5YE | LP20 5 Year Coin Battery Replacement | Darren Eaton | DAEAT | EMPLOYEE | Y | 5 | 1.6 | 07/01/2028 | 08/30/2023 | 1 | M | SJS | SJS | LP20e Defibrillator/Pacer | 17-882B | Defibrillator/Pacemakers, External, Biphasic | 452575 | Physio-Control Inc | LP20E | 42787939 |  |  | 5102-13100 | SJS-Intensive Care Unit I | 40 | LS | High Risk
SJS3527 | PGEANP | GE ANNUAL PDM | Gil Matos | GIMAT | EMPLOYEE | Y | 1 | 0.5 | 09/01/2024 | 09/07/2023 | 2 | M | SJS | SJS | Patient Data Module | 20-784 | Physiologic Monitor Modules, Multiparameter | 440964 | GE Healthcare Technologies | 2016793-003 | SA314462670GA | PDMET | PDM 2 | 5102-21500 | SJS-PACU | 16 | IU | Active
SJS3530 | P-PDEU | LP20/LP20e Pm Device Using Mfg Procedure | Darren Eaton | DAEAT | EMPLOYEE | Y | 1 | 0.75 | 07/01/2024 | 12/22/2022 | 1 | M | SJS | SJS | LP20e Defibrillator/Pacer | 17-882B | Defibrillator/Pacemakers, External, Biphasic | 452575 | Physio-Control Inc | LP20E | 42796043 |  |  | 5102-13100 | SJS-Intensive Care Unit I | 40 | LS | High Risk
SJS3530 | P2YEBA | LP20 2 Year Battery Replacement and PM | Darren Eaton | DAEAT | EMPLOYEE | Y | 2 | 1 | 07/01/2025 | 07/23/2021 | 1 | M | SJS | SJS | LP20e Defibrillator/Pacer | 17-882B | Defibrillator/Pacemakers, External, Biphasic | 452575 | Physio-Control Inc | LP20E | 42796043 |  |  | 5102-13100 | SJS-Intensive Care Unit I | 40 | LS | High Risk
SJS3530 | PLP5YE | LP20 5 Year Coin Battery Replacement | Darren Eaton | DAEAT | EMPLOYEE | Y | 5 | 1.6 | 07/01/2028 | 07/20/2023 | 1 | M | SJS | SJS | LP20e Defibrillator/Pacer | 17-882B | Defibrillator/Pacemakers, External, Biphasic | 452575 | Physio-Control Inc | LP20E | 42796043 |  |  | 5102-13100 | SJS-Intensive Care Unit I | 40 | LS | High Risk
SJS3531 | P-PDEU | LP20/LP20e Pm Device Using Mfg Procedure | Darren Eaton | DAEAT | EMPLOYEE | Y | 1 | 0.75 | 07/01/2024 | 07/29/2022 | 1 | M | SJS | SJS | LP20e Defibrillator/Pacer | 17-882B | Defibrillator/Pacemakers, External, Biphasic | 452575 | Physio-Control Inc | LP20E | 42783587 |  |  | 5102-13100 | SJS-Intensive Care Unit I | 40 | LS | High Risk
SJS3531 | P2YEBA | LP20 2 Year Battery Replacement and PM | Darren Eaton | DAEAT | EMPLOYEE | Y | 2 | 1 | 07/01/2025 | 07/23/2021 | 1 | M | SJS | SJS | LP20e Defibrillator/Pacer | 17-882B | Defibrillator/Pacemakers, External, Biphasic | 452575 | Physio-Control Inc | LP20E | 42783587 |  |  | 5102-13100 | SJS-Intensive Care Unit I | 40 | LS | High Risk
SJS3531 | PLP5YE | LP20 5 Year Coin Battery Replacement | Darren Eaton | DAEAT | EMPLOYEE | Y | 5 | 1.6 | 07/01/2028 | 07/14/2023 | 1 | M | SJS | SJS | LP20e Defibrillator/Pacer | 17-882B | Defibrillator/Pacemakers, External, Biphasic | 452575 | Physio-Control Inc | LP20E | 42783587 |  |  | 5102-13100 | SJS-Intensive Care Unit I | 40 | LS | High Risk
SJS3532 | P-PDEU | LP20/LP20e Pm Device Using Mfg Procedure | Twanna Hardy | TWLUK | EMPLOYEE | Y | 1 | 0.75 | 07/01/2024 | 07/27/2022 | 1 | M | SJS | SJS | LP20e Defibrillator/Pacer | 17-882B | Defibrillator/Pacemakers, External, Biphasic | 452575 | Physio-Control Inc | LP20E | 43116005 |  |  | 5102-10000 | SJS-Nursing Administration | 40 | LS | High Risk
SJS3532 | P2YEBA | LP20 2 Year Battery Replacement and PM | Twanna Hardy | TWLUK | EMPLOYEE | Y | 2 | 1 | 07/01/2025 | 07/26/2021 | 1 | M | SJS | SJS | LP20e Defibrillator/Pacer | 17-882B | Defibrillator/Pacemakers, External, Biphasic | 452575 | Physio-Control Inc | LP20E | 43116005 |  |  | 5102-10000 | SJS-Nursing Administration | 40 | LS | High Risk
SJS3532 | PLP5YE | LP20 5 Year Coin Battery Replacement | Twanna Hardy | TWLUK | EMPLOYEE | Y | 5 | 1.6 | 07/01/2028 | 07/14/2023 | 1 | M | SJS | SJS | LP20e Defibrillator/Pacer | 17-882B | Defibrillator/Pacemakers, External, Biphasic | 452575 | Physio-Control Inc | LP20E | 43116005 |  |  | 5102-10000 | SJS-Nursing Administration | 40 | LS | High Risk
SJS3533 | P-PDEU | LP20/LP20e Pm Device Using Mfg Procedure | Twanna Hardy | TWLUK | EMPLOYEE | Y | 1 | 0.75 | 07/01/2024 | 07/07/2022 | 1 | M | SJS | SJS | LP20e Defibrillator/Pacer | 17-882B | Defibrillator/Pacemakers, External, Biphasic | 452575 | Physio-Control Inc | LP20E | 43186661 |  |  | 5102-10000 | SJS-Nursing Administration | 40 | LS | High Risk
SJS3533 | P2YEBA | LP20 2 Year Battery Replacement and PM | Twanna Hardy | TWLUK | EMPLOYEE | Y | 2 | 1 | 07/01/2025 | 07/26/2021 | 1 | M | SJS | SJS | LP20e Defibrillator/Pacer | 17-882B | Defibrillator/Pacemakers, External, Biphasic | 452575 | Physio-Control Inc | LP20E | 43186661 |  |  | 5102-10000 | SJS-Nursing Administration | 40 | LS | High Risk
SJS3533 | PLP5YE | LP20 5 Year Coin Battery Replacement | Twanna Hardy | TWLUK | EMPLOYEE | Y | 5 | 1.6 | 07/01/2028 | 07/17/2023 | 1 | M | SJS | SJS | LP20e Defibrillator/Pacer | 17-882B | Defibrillator/Pacemakers, External, Biphasic | 452575 | Physio-Control Inc | LP20E | 43186661 |  |  | 5102-10000 | SJS-Nursing Administration | 40 | LS | High Risk
SJS3537 | P10123 | -Pm Device Using Mfg Procedure | Gil Matos | GIMAT | EMPLOYEE | M | 6 | 1 | 09/01/2024 | 03/13/2024 | 2 | M | SJS | SJS | Blanket Warmer | 10-414 | Warmers, Blanket | 331403 | MAC Medical Inc | DWC2424-TL-G-MB | 090914-701 |  |  | 5102-21500 | SJS-PACU | 13 | IU | Active
SJS3538 | PANCAE | Annual Care E Vac 3 PM | Twanna Hardy | TWLUK | EMPLOYEE | Y | 1 | 0.5 | 07/01/2024 | 08/24/2023 | 2 | M | SJS | SJS | Portable Suction | 27-657 | Aspirators, Airway | 452041 | Ohio Medical Corp | 758000 | CDP0557 |  |  | 5102-85400 | SJS-Materials Mgmt Purch (Sys Au) | 12 | IU | Active
SJS3538 | P3YEB1 | 3 Year Battery Replacement and Annual Care E Vac 3 PM | Twanna Hardy | TWLUK | EMPLOYEE | Y | 3 | 1.2 | 07/01/2024 |  | 2 | M | SJS | SJS | Portable Suction | 27-657 | Aspirators, Airway | 452041 | Ohio Medical Corp | 758000 | CDP0557 |  |  | 5102-85400 | SJS-Materials Mgmt Purch (Sys Au) | 12 | IU | Active
SJS3539 | PMOPHM | Monitors, Physiologic, Multipurpose | Gerson Colon | 94805 | EMPLOYEE | Y | 1 | 0.5 | 03/01/2025 | 04/04/2023 | 2 | M | SJS | SJS | Bedside Physiologic Monitor | 20-171 | Monitors, Physiologic, Multipurpose, Bedside, Modular | 440964 | GE Healthcare Technologies | B450 | SJA14448678HA |  |  | 5102-21355 | SJS-Preop Surgical | 16 | IU | Active
SJS3540 | PDAOHG | GE E-miniC Respiratory Single-width Airway Module | Gerson Colon | 94805 | EMPLOYEE | Y | 1 | 1.5 | 03/01/2025 | 03/01/2024 | 2 | M | SJS | SJS | Gas Module | 20-776 | Physiologic Monitor Modules, Exhaled Carbon Dioxide | 440964 | GE Healthcare Technologies | E-MiniC-00 | 7169256 |  |  | 5102-21355 | SJS-Preop Surgical | 16 | IU | Active
SJS3541 | PGEANP | GE ANNUAL PDM | Gerson Colon | 94805 | EMPLOYEE | Y | 1 | 0.5 | 09/01/2024 | 09/27/2023 | 2 | M | SJS | SJS | Patient Data Module | 20-784 | Physiologic Monitor Modules, Multiparameter | 440964 | GE Healthcare Technologies | 2016793-003 | SA314431274GA | PDMET | PDM 2 | 5102-21355 | SJS-Preop Surgical | 16 | IU | Active
SJS3542 | PMOPHM | Monitors, Physiologic, Multipurpose | Gerson Colon | 94805 | EMPLOYEE | Y | 1 | 0.5 | 03/01/2025 | 04/04/2023 | 2 | M | SJS | SJS | Bedside Physiologic Monitor | 20-171 | Monitors, Physiologic, Multipurpose, Bedside, Modular | 440964 | GE Healthcare Technologies | B450 | SJA14437383HA |  |  | 5102-21355 | SJS-Preop Surgical | 16 | IU | Active
SJS3543 | PMOPHM | Monitors, Physiologic, Multipurpose | Gerson Colon | 94805 | EMPLOYEE | Y | 1 | 0.5 | 03/01/2025 | 05/02/2023 | 2 | M | SJS | SJS | Bedside Physiologic Monitor | 20-171 | Monitors, Physiologic, Multipurpose, Bedside, Modular | 440964 | GE Healthcare Technologies | B450 | SJA14495861HA |  |  | 5102-21355 | SJS-Preop Surgical | 16 | IU | Active
SJS3544 | PMOPHM | Monitors, Physiologic, Multipurpose | Gerson Colon | 94805 | EMPLOYEE | Y | 1 | 0.5 | 03/01/2025 | 04/04/2023 | 2 | M | SJS | SJS | Bedside Physiologic Monitor | 20-171 | Monitors, Physiologic, Multipurpose, Bedside, Modular | 440964 | GE Healthcare Technologies | B450 | SJA14448686HA |  |  | 5102-21355 | SJS-Preop Surgical | 16 | IU | Active
SJS3545 | PGEANP | GE ANNUAL PDM | Gil Matos | GIMAT | EMPLOYEE | Y | 1 | 0.5 | 09/01/2024 | 09/28/2023 | 2 | M | SJS | SJS | Patient Data Module | 20-784 | Physiologic Monitor Modules, Multiparameter | 440964 | GE Healthcare Technologies | 2016793-003 | sa314326461ga | PDMET | PDM 2 | 5102-21500 | SJS-PACU | 15 | IU | Active
SJS3546 | PMOPHM | Monitors, Physiologic, Multipurpose | Gerson Colon | 94805 | EMPLOYEE | Y | 1 | 0.5 | 03/01/2025 | 04/03/2023 | 2 | M | SJS | SJS | Bedside Physiologic Monitor | 20-171 | Monitors, Physiologic, Multipurpose, Bedside, Modular | 440964 | GE Healthcare Technologies | B450 | SJA14437381HA |  |  | 5102-21355 | SJS-Preop Surgical | 16 | IU | Active
SJS3547 | PDAOHG | GE E-miniC Respiratory Single-width Airway Module | Gerson Colon | 94805 | EMPLOYEE | Y | 1 | 1.5 | 03/01/2025 | 03/01/2024 | 2 | M | SJS | SJS | Gas Module | 20-776 | Physiologic Monitor Modules, Exhaled Carbon Dioxide | 440964 | GE Healthcare Technologies | E-MiniC-00 | 7164570 |  |  | 5102-21355 | SJS-Preop Surgical | 16 | IU | Active
SJS3548 | PMOPHM | Monitors, Physiologic, Multipurpose | Gerson Colon | 94805 | EMPLOYEE | Y | 1 | 0.5 | 03/01/2025 | 04/04/2023 | 2 | M | SJS | SJS | Bedside Physiologic Monitor | 20-171 | Monitors, Physiologic, Multipurpose, Bedside, Modular | 440964 | GE Healthcare Technologies | B450 | SJA14448675HA |  |  | 5102-21355 | SJS-Preop Surgical | 16 | IU | Active
SJS3549 | PGEANP | GE ANNUAL PDM | Gerson Colon | 94805 | EMPLOYEE | Y | 1 | 0.5 | 09/01/2024 | 09/12/2023 | 2 | M | SJS | SJS | Patient Data Module | 20-784 | Physiologic Monitor Modules, Multiparameter | 440964 | GE Healthcare Technologies | 2016793-003 | SA314431367GA | PDMET | PDM 2 | 5102-21355 | SJS-Preop Surgical | 16 | IU | Active
SJS3551 | PMOPHV | Monitors, Physiologic, Vital Signs | Gerson Colon | 94805 | EMPLOYEE | Y | 1 | 1 | 03/01/2025 | 03/01/2024 | 2 | M | SJS | SJS | Vital Signs Monitor | 25-209 | Monitors, Physiologic, Vital Signs | 101850 | Welch Allyn Inc A Subsidiary | VSM 6000 SERIES | 100015984614 |  |  | 5102-21355 | SJS-Preop Surgical | 16 | IU | Active
SJS3552 | PMOPHV | Monitors, Physiologic, Vital Signs | Gerson Colon | 94805 | EMPLOYEE | Y | 1 | 1 | 03/01/2025 | 03/01/2024 | 2 | M | SJS | SJS | Vital Signs Monitor | 25-209 | Monitors, Physiologic, Vital Signs | 101850 | Welch Allyn Inc A Subsidiary | VSM 6000 SERIES | 100065453614 |  |  | 5102-21355 | SJS-Preop Surgical | 16 | IU | Active
SJS3553 | P10123 | -Pm Device Using Mfg Procedure | Darren Eaton | DAEAT | EMPLOYEE | Y | 1 | 0.5 | 04/01/2024 | 04/10/2023 | 2 | M | SJS | SJS | FLEXiS Boom System | 22-613 | Facility Booms, Ceiling-Mounted | 452594 | Stryker Communications | FLEXiS | 04902414702090 |  |  | 5102-13100 | SJS-Intensive Care Unit I | 12 | IU | Active
SJS3554 | P10123 | -Pm Device Using Mfg Procedure | Darren Eaton | DAEAT | EMPLOYEE | Y | 1 | 0.5 | 04/01/2024 | 04/10/2023 | 2 | M | SJS | SJS | FLEXiS Boom System | 22-613 | Facility Booms, Ceiling-Mounted | 452594 | Stryker Communications | FLEXiS | 04902314702071 |  |  | 5102-13100 | SJS-Intensive Care Unit I | 12 | IU | Active
SJS3556 | PMOPHM | Monitors, Physiologic, Multipurpose | Darren Eaton | DAEAT | EMPLOYEE | Y | 1 | 0.5 | 03/01/2025 | 04/14/2023 | 2 | M | SJS | SJS | Bedside Physiologic Monitor | 20-171 | Monitors, Physiologic, Multipurpose, Bedside, Modular | 440964 | GE Healthcare Technologies | B450 | SJA14495858HA |  |  | 5102-13100 | SJS-Intensive Care Unit I | 16 | IU | Active
SJS3557 | PGEANP | GE ANNUAL PDM | Darren Eaton | DAEAT | EMPLOYEE | Y | 1 | 0.5 | 09/01/2024 | 09/06/2023 | 2 | M | SJS | SJS | Patient Data Module | 20-784 | Physiologic Monitor Modules, Multiparameter | 440964 | GE Healthcare Technologies | 2016793-003 | SA314337093GA | PDMTN | PDM 1 | 5102-13100 | SJS-Intensive Care Unit I | 15 | IU | Active
SJS3558 | P10123 | -Pm Device Using Mfg Procedure | Darren Eaton | DAEAT | EMPLOYEE | Y | 1 | 0.5 | 04/01/2024 | 04/13/2023 | 2 | M | SJS | SJS | FLEXiS Boom System | 22-613 | Facility Booms, Ceiling-Mounted | 452594 | Stryker Communications | FLEXiS | 04902314702068 |  |  | 5102-13100 | SJS-Intensive Care Unit I | 12 | IU | Active
SJS3559 | PMOPHM | Monitors, Physiologic, Multipurpose | Darren Eaton | DAEAT | EMPLOYEE | Y | 1 | 0.5 | 03/01/2025 | 04/13/2023 | 2 | M | SJS | SJS | Bedside Physiologic Monitor | 20-171 | Monitors, Physiologic, Multipurpose, Bedside, Modular | 440964 | GE Healthcare Technologies | B650 v1 | SEW14325662HA |  |  | 5102-13100 | SJS-Intensive Care Unit I | 16 | IU | Active
SJS3560 | P10123 | -Pm Device Using Mfg Procedure | Darren Eaton | DAEAT | EMPLOYEE | Y | 1 | 0.5 | 04/01/2024 | 04/12/2023 | 2 | M | SJS | SJS | FLEXiS Boom System | 22-613 | Facility Booms, Ceiling-Mounted | 452594 | Stryker Communications | FLEXiS | 04902414702075 |  |  | 5102-13100 | SJS-Intensive Care Unit I | 12 | IU | Active
SJS3561 | P10123 | -Pm Device Using Mfg Procedure | Darren Eaton | DAEAT | EMPLOYEE | Y | 1 | 0.5 | 04/01/2024 | 04/11/2023 | 2 | M | SJS | SJS | FLEXiS Boom System | 22-613 | Facility Booms, Ceiling-Mounted | 452594 | Stryker Communications | FLEXiS | 04902414702081 |  |  | 5102-13100 | SJS-Intensive Care Unit I | 12 | IU | Active
SJS3562 | P10123 | -Pm Device Using Mfg Procedure | Darren Eaton | DAEAT | EMPLOYEE | Y | 1 | 0.5 | 04/01/2024 | 04/11/2023 | 2 | M | SJS | SJS | FLEXiS Boom System | 22-613 | Facility Booms, Ceiling-Mounted | 452594 | Stryker Communications | FLEXiS | 04902314702065 |  |  | 5102-13100 | SJS-Intensive Care Unit I | 12 | IU | Active
SJS3563 | PMOPHM | Monitors, Physiologic, Multipurpose | Darren Eaton | DAEAT | EMPLOYEE | Y | 1 | 0.5 | 03/01/2025 | 04/11/2023 | 2 | M | SJS | SJS | Bedside Physiologic Monitor | 20-171 | Monitors, Physiologic, Multipurpose, Bedside, Modular | 440964 | GE Healthcare Technologies | B650 v1 | SEW14325664HA |  |  | 5102-13100 | SJS-Intensive Care Unit I | 16 | IU | Active
SJS3565 | P63 | Electrocardiograph, Multi-Channel | Gerson Colon | 94805 | EMPLOYEE | Y | 1 | 1 | 03/01/2025 | 03/01/2024 | 2 | M | SJS | SJS | EKG Mulitchannel Interp | 16-231 | Electrocardiographs, Multichannel, Interpretive | 440964 | GE Healthcare Technologies | MAC 5500HD | SKJ14322407PA |  |  | 5102-21355 | SJS-Preop Surgical | 16 | IU | Active
SJS3566 | PMOPHV | Monitors, Physiologic, Vital Signs | Gerson Colon | 94805 | EMPLOYEE | Y | 1 | 1 | 03/01/2025 | 03/15/2024 | 2 | M | SJS | SJS | Vital Signs Monitor | 25-209 | Monitors, Physiologic, Vital Signs | 101850 | Welch Allyn Inc A Subsidiary | VSM 6000 SERIES | 100015944614 |  |  | 5102-21355 | SJS-Preop Surgical | 16 | IU | Active
SJS3567 | PMOPHM | Monitors, Physiologic, Multipurpose | Gerson Colon | 94805 | EMPLOYEE | Y | 1 | 0.5 | 03/01/2025 | 04/06/2023 | 2 | M | SJS | SJS | Bedside Physiologic Monitor | 20-171 | Monitors, Physiologic, Multipurpose, Bedside, Modular | 440964 | GE Healthcare Technologies | B450 | SJA14437380HA |  |  | 5102-21355 | SJS-Preop Surgical | 16 | IU | Active
SJS3568 | PGEANP | GE ANNUAL PDM | Gil Matos | GIMAT | EMPLOYEE | Y | 1 | 0.5 | 09/01/2024 | 09/20/2023 | 2 | M | SJS | SJS | Patient Data Module | 20-784 | Physiologic Monitor Modules, Multiparameter | 440964 | GE Healthcare Technologies | 2016793-003 | SA314337272GA | PDMET | PDM 2 | 5102-21500 | SJS-PACU | 15 | IU | Active
SJS3569 | PDAOHG | GE E-miniC Respiratory Single-width Airway Module | Gerson Colon | 94805 | EMPLOYEE | Y | 1 | 1.5 | 03/01/2025 | 03/12/2024 | 2 | M | SJS | SJS | Gas Module | 20-776 | Physiologic Monitor Modules, Exhaled Carbon Dioxide | 440964 | GE Healthcare Technologies | E-MiniC-00 | 7169303 |  |  | 5102-21355 | SJS-Preop Surgical | 16 | IU | Active
SJS3570 | PGEANP | GE ANNUAL PDM | Gerson Colon | 94805 | EMPLOYEE | Y | 1 | 0.5 | 09/01/2024 | 09/07/2023 | 2 | M | SJS | SJS | Patient Data Module | 20-784 | Physiologic Monitor Modules, Multiparameter | 440964 | GE Healthcare Technologies | 2016793-003 | SA314483659GA | PDMET | PDM 2 | 5102-21355 | SJS-Preop Surgical | 16 | IU | Active
SJS3572 | PMOPHM | Monitors, Physiologic, Multipurpose | Gerson Colon | 94805 | EMPLOYEE | Y | 1 | 0.5 | 03/01/2025 | 03/28/2023 | 2 | M | SJS | SJS | Bedside Physiologic Monitor | 20-171 | Monitors, Physiologic, Multipurpose, Bedside, Modular | 440964 | GE Healthcare Technologies | B450 | SJA14448676HA |  |  | 5102-21355 | SJS-Preop Surgical | 16 | IU | Active
SJS3573 | PGEANP | GE ANNUAL PDM | Gerson Colon | 94805 | EMPLOYEE | Y | 1 | 0.5 | 09/01/2024 | 09/07/2023 | 2 | M | SJS | SJS | Patient Data Module | 20-784 | Physiologic Monitor Modules, Multiparameter | 440964 | GE Healthcare Technologies | 2016793-003 | SA314431346GA | PDMET | PDM 2 | 5102-21355 | SJS-Preop Surgical | 16 | IU | Active
SJS3574 | P10123 | -Pm Device Using Mfg Procedure | Darren Eaton | DAEAT | EMPLOYEE | Y | 1 | 0.5 | 04/01/2024 | 04/05/2023 | 2 | M | SJS | SJS | FLEXiS Boom System | 22-613 | Facility Booms, Ceiling-Mounted | 452594 | Stryker Communications | FLEXiS | 04902414702077 |  |  | 5102-13100 | SJS-Intensive Care Unit I | 12 | IU | Active
SJS3575 | P10123 | -Pm Device Using Mfg Procedure | Darren Eaton | DAEAT | EMPLOYEE | Y | 1 | 0.5 | 04/01/2024 | 04/05/2023 | 2 | M | SJS | SJS | FLEXiS Boom System | 22-613 | Facility Booms, Ceiling-Mounted | 452594 | Stryker Communications | FLEXiS | 04902314702069 |  |  | 5102-13100 | SJS-Intensive Care Unit I | 12 | IU | Active
SJS3576 | PMOPHM | Monitors, Physiologic, Multipurpose | Darren Eaton | DAEAT | EMPLOYEE | Y | 1 | 0.5 | 03/01/2025 | 04/21/2023 | 2 | M | SJS | SJS | Bedside Physiologic Monitor | 20-171 | Monitors, Physiologic, Multipurpose, Bedside, Modular | 440964 | GE Healthcare Technologies | B650 v1 | SEW14325661HA |  |  | 5102-13100 | SJS-Intensive Care Unit I | 16 | IU | Active
SJS3577 | P10123 | -Pm Device Using Mfg Procedure | Darren Eaton | DAEAT | EMPLOYEE | Y | 1 | 0.5 | 04/01/2024 | 04/05/2023 | 2 | M | SJS | SJS | FLEXiS Boom System | 22-613 | Facility Booms, Ceiling-Mounted | 452594 | Stryker Communications | FLEXiS | 04902414702084 |  |  | 5102-13100 | SJS-Intensive Care Unit I | 12 | IU | Active
SJS3578 | PMOPHM | Monitors, Physiologic, Multipurpose | Darren Eaton | DAEAT | EMPLOYEE | Y | 1 | 0.5 | 03/01/2025 | 04/12/2023 | 2 | M | SJS | SJS | Bedside Physiologic Monitor | 20-171 | Monitors, Physiologic, Multipurpose, Bedside, Modular | 440964 | GE Healthcare Technologies | B650 v1 | SEW14325838HA |  |  | 5102-13100 | SJS-Intensive Care Unit I | 16 | IU | Active
SJS3579 | P10123 | -Pm Device Using Mfg Procedure | Darren Eaton | DAEAT | EMPLOYEE | Y | 1 | 0.5 | 04/01/2024 | 04/05/2023 | 2 | M | SJS | SJS | FLEXiS Boom System | 22-613 | Facility Booms, Ceiling-Mounted | 452594 | Stryker Communications | FLEXiS | 04902314702074 |  |  | 5102-13100 | SJS-Intensive Care Unit I | 12 | IU | Active
SJS3581 | P10123 | -Pm Device Using Mfg Procedure | Darren Eaton | DAEAT | EMPLOYEE | Y | 1 | 0.5 | 04/01/2024 | 04/20/2023 | 2 | M | SJS | SJS | FLEXiS Boom System | 22-613 | Facility Booms, Ceiling-Mounted | 452594 | Stryker Communications | FLEXiS | 04902414702079 |  |  | 5102-13100 | SJS-Intensive Care Unit I | 12 | IU | Active
SJS3582 | PMOPHM | Monitors, Physiologic, Multipurpose | Darren Eaton | DAEAT | EMPLOYEE | Y | 1 | 0.5 | 03/01/2025 | 05/22/2023 | 2 | M | SJS | SJS | Bedside Physiologic Monitor | 20-171 | Monitors, Physiologic, Multipurpose, Bedside, Modular | 440964 | GE Healthcare Technologies | B650 v1 | SEW14325667HA |  |  | 5102-13100 | SJS-Intensive Care Unit I | 16 | IU | Active
SJS3583 | P10123 | -Pm Device Using Mfg Procedure | Darren Eaton | DAEAT | EMPLOYEE | Y | 1 | 0.5 | 04/01/2024 | 04/19/2023 | 2 | M | SJS | SJS | FLEXiS Boom System | 22-613 | Facility Booms, Ceiling-Mounted | 452594 | Stryker Communications | FLEXiS | 04902314702061 |  |  | 5102-13100 | SJS-Intensive Care Unit I | 12 | IU | Active
SJS3584 | PMOPHM | Monitors, Physiologic, Multipurpose | Gerson Colon | 94805 | EMPLOYEE | Y | 1 | 0.5 | 03/01/2025 | 04/10/2023 | 2 | M | SJS | SJS | Bedside Physiologic Monitor | 20-171 | Monitors, Physiologic, Multipurpose, Bedside, Modular | 440964 | GE Healthcare Technologies | B450 | SJA14437382HA |  |  | 5102-21355 | SJS-Preop Surgical | 16 | IU | Active
SJS3585 | PDAOHG | GE E-miniC Respiratory Single-width Airway Module | Gerson Colon | 94805 | EMPLOYEE | Y | 1 | 1.5 | 03/01/2025 | 03/01/2024 | 2 | M | SJS | SJS | Gas Module | 20-776 | Physiologic Monitor Modules, Exhaled Carbon Dioxide | 440964 | GE Healthcare Technologies | E-MiniC-00 | 7169295 |  |  | 5102-21355 | SJS-Preop Surgical | 16 | IU | Active
SJS3586 | PMOPHM | Monitors, Physiologic, Multipurpose | Gerson Colon | 94805 | EMPLOYEE | Y | 1 | 0.5 | 03/01/2025 | 04/10/2023 | 2 | M | SJS | SJS | Bedside Physiologic Monitor | 20-171 | Monitors, Physiologic, Multipurpose, Bedside, Modular | 440964 | GE Healthcare Technologies | B450 | SJA14460928HA |  |  | 5102-21355 | SJS-Preop Surgical | 16 | IU | Active
SJS3587 | PDAOHG | GE E-miniC Respiratory Single-width Airway Module | Gerson Colon | 94805 | EMPLOYEE | Y | 1 | 1.5 | 03/01/2025 | 03/01/2024 | 2 | M | SJS | SJS | Gas Module | 20-776 | Physiologic Monitor Modules, Exhaled Carbon Dioxide | 440964 | GE Healthcare Technologies | E-MiniC-00 | 7169320 |  |  | 5102-21355 | SJS-Preop Surgical | 16 | IU | Active
SJS3588 | PGEANP | GE ANNUAL PDM | Gerson Colon | 94805 | EMPLOYEE | Y | 1 | 0.5 | 09/01/2024 | 10/27/2023 | 2 | M | SJS | SJS | Patient Data Module | 20-784 | Physiologic Monitor Modules, Multiparameter | 440964 | GE Healthcare Technologies | 2016793-003 | SA314431370GA | PDMET | PDM 2 | 5102-21355 | SJS-Preop Surgical | 16 | IU | Active
SJS3589 | PDAOHG | GE E-miniC Respiratory Single-width Airway Module | Darren Eaton | DAEAT | EMPLOYEE | Y | 1 | 1.5 | 04/01/2024 | 04/10/2023 | 2 | M | SJS | SJS | Gas Module | 20-776 | Physiologic Monitor Modules, Exhaled Carbon Dioxide | 440964 | GE Healthcare Technologies | E-MiniC-00 | 7150940 |  |  | 5102-13100 | SJS-Intensive Care Unit I | 16 | IU | Active
SJS3591 | PDAOHG | GE E-miniC Respiratory Single-width Airway Module | Darren Eaton | DAEAT | EMPLOYEE | Y | 1 | 1.5 | 04/01/2024 | 04/06/2023 | 2 | M | SJS | SJS | Gas Module | 20-776 | Physiologic Monitor Modules, Exhaled Carbon Dioxide | 440964 | GE Healthcare Technologies | E-MiniC-00 | 7150923 |  |  | 5102-13100 | SJS-Intensive Care Unit I | 16 | IU | Active
SJS3592 | PDAOHG | GE E-miniC Respiratory Single-width Airway Module | Gil Matos | GIMAT | EMPLOYEE | Y | 1 | 1.5 | 05/01/2024 | 02/22/2024 | 2 | M | SJS | SJS | Gas Module | 20-776 | Physiologic Monitor Modules, Exhaled Carbon Dioxide | 440964 | GE Healthcare Technologies | E-MiniC-00 | 7195439 |  |  | 5102-12210 | SJS-Med/Surg Unit II 4East | 16 | IU | Active
SJS3594 | PGEANP | GE ANNUAL PDM | Darren Eaton | DAEAT | EMPLOYEE | Y | 1 | 0.5 | 09/01/2024 | 10/03/2023 | 2 | M | SJS | SJS | Patient Data Module | 20-784 | Physiologic Monitor Modules, Multiparameter | 440964 | GE Healthcare Technologies | 2016793-003 | SA314337181GA | PDMTN | PDM 1 | 5102-13100 | SJS-Intensive Care Unit I | 15 | IU | Active
SJS3595 | PDAOHG | GE E-miniC Respiratory Single-width Airway Module | Darren Eaton | DAEAT | EMPLOYEE | Y | 1 | 1.5 | 04/01/2024 | 04/05/2023 | 2 | M | SJS | SJS | Gas Module | 20-776 | Physiologic Monitor Modules, Exhaled Carbon Dioxide | 440964 | GE Healthcare Technologies | E-MiniC-00 | 7150888 |  |  | 5102-13100 | SJS-Intensive Care Unit I | 16 | IU | Active
SJS3598 | PDAOHG | GE E-miniC Respiratory Single-width Airway Module | Darren Eaton | DAEAT | EMPLOYEE | Y | 1 | 1.5 | 04/01/2024 | 04/05/2023 | 2 | M | SJS | SJS | Gas Module | 20-776 | Physiologic Monitor Modules, Exhaled Carbon Dioxide | 440964 | GE Healthcare Technologies | E-MiniC-00 | 7137495 |  |  | 5102-13100 | SJS-Intensive Care Unit I | 16 | IU | Active
SJS3599 | PDAOHG | GE E-miniC Respiratory Single-width Airway Module | Gerson Colon | 94805 | EMPLOYEE | Y | 1 | 1.5 | 05/01/2024 | 06/28/2023 | 2 | M | SJS | SJS | Gas Module | 20-776 | Physiologic Monitor Modules, Exhaled Carbon Dioxide | 440964 | GE Healthcare Technologies | E-MiniC-00 | 7194565 |  |  | 5102-12225 | SJS-Med/Surg Unit I 4West | 16 | IU | Active
SJS3600 | PDAOHG | GE E-miniC Respiratory Single-width Airway Module | Twanna Hardy | TWLUK | EMPLOYEE | Y | 1 | 1.5 | 07/01/2024 | 08/31/2023 | 2 | M | SJS | SJS | Gas Module | 20-776 | Physiologic Monitor Modules, Exhaled Carbon Dioxide | 440964 | GE Healthcare Technologies | E-MiniC-00 | 7186351 |  |  | 5102-16527 | SJS-Mother/Baby Unit | 16 | IU | Active
SJS3601 | PDAOHG | GE E-miniC Respiratory Single-width Airway Module | Darren Eaton | DAEAT | EMPLOYEE | Y | 1 | 1.5 | 04/01/2024 | 04/28/2023 | 2 | M | SJS | SJS | Gas Module | 20-776 | Physiologic Monitor Modules, Exhaled Carbon Dioxide | 440964 | GE Healthcare Technologies | E-MiniC-00 | 7138811 |  |  | 5102-13100 | SJS-Intensive Care Unit I | 16 | IU | Active
SJS3602 | PDAOHG | GE E-miniC Respiratory Single-width Airway Module | Darren Eaton | DAEAT | EMPLOYEE | Y | 1 | 1.5 | 04/01/2024 | 04/03/2023 | 2 | M | SJS | SJS | Gas Module | 20-776 | Physiologic Monitor Modules, Exhaled Carbon Dioxide | 440964 | GE Healthcare Technologies | E-MiniC-00 | 7150935 |  |  | 5102-13100 | SJS-Intensive Care Unit I | 16 | IU | Active
SJS3604 | PDAOHG | GE E-miniC Respiratory Single-width Airway Module | Darren Eaton | DAEAT | EMPLOYEE | Y | 1 | 1.5 | 04/01/2024 | 04/17/2023 | 2 | M | SJS | SJS | Gas Module | 20-776 | Physiologic Monitor Modules, Exhaled Carbon Dioxide | 440964 | GE Healthcare Technologies | E-MiniC-00 | 7185823 |  |  | 5102-13100 | SJS-Intensive Care Unit I | 16 | IU | Active
SJS3607 | PDAOHG | GE E-miniC Respiratory Single-width Airway Module | Darren Eaton | DAEAT | EMPLOYEE | Y | 1 | 1.5 | 04/01/2024 | 04/05/2023 | 2 | M | SJS | SJS | Gas Module | 20-776 | Physiologic Monitor Modules, Exhaled Carbon Dioxide | 440964 | GE Healthcare Technologies | E-MiniC-00 | 7137434 |  |  | 5102-13100 | SJS-Intensive Care Unit I | 16 | IU | Active
SJS3608 | PDAOHG | GE E-miniC Respiratory Single-width Airway Module | Darren Eaton | DAEAT | EMPLOYEE | Y | 1 | 1.5 | 04/01/2024 | 04/20/2023 | 2 | M | SJS | SJS | Gas Module | 20-776 | Physiologic Monitor Modules, Exhaled Carbon Dioxide | 440964 | GE Healthcare Technologies | E-MiniC-00 | 7137441 |  |  | 5102-13100 | SJS-Intensive Care Unit I | 16 | IU | Active
SJS3609 | PGEANP | GE ANNUAL PDM | Gil Matos | GIMAT | EMPLOYEE | Y | 1 | 0.5 | 09/01/2024 | 09/29/2023 | 2 | M | SJS | SJS | Patient Data Module | 20-784 | Physiologic Monitor Modules, Multiparameter | 440964 | GE Healthcare Technologies | 2016793-003 | SA314337274GA | PDMET | PDM 2 | 5102-21500 | SJS-PACU | 15 | IU | Active
SJS3610 | PGEANP | GE ANNUAL PDM | Gil Matos | GIMAT | EMPLOYEE | Y | 1 | 0.5 | 09/01/2024 | 09/19/2023 | 2 | M | SJS | SJS | Patient Data Module | 20-784 | Physiologic Monitor Modules, Multiparameter | 440964 | GE Healthcare Technologies | 2016793-003 | sa314337271ga | PDMET | PDM 2 | 5102-21500 | SJS-PACU | 15 | IU | Active
SJS3611 | PGEANP | GE ANNUAL PDM | Darren Eaton | DAEAT | EMPLOYEE | Y | 1 | 0.5 | 09/01/2024 | 09/08/2023 | 2 | M | SJS | SJS | Patient Data Module | 20-784 | Physiologic Monitor Modules, Multiparameter | 440964 | GE Healthcare Technologies | 2016793-003 | SA314337262GA | PDMTN | PDM 1 | 5102-13100 | SJS-Intensive Care Unit I | 15 | IU | Active
SJS3612 | PGEANP | GE ANNUAL PDM | Gerson Colon | 94805 | EMPLOYEE | Y | 1 | 0.5 | 09/01/2024 | 09/07/2023 | 2 | M | SJS | SJS | Patient Data Module | 20-784 | Physiologic Monitor Modules, Multiparameter | 440964 | GE Healthcare Technologies | 2016793-003 | SA314483710GA | PDMET | PDM 2 | 5102-21355 | SJS-Preop Surgical | 16 | IU | Active
SJS3617 | PANCAE | Annual Care E Vac 3 PM | Gil Matos | GIMAT | EMPLOYEE | Y | 1 | 0.5 | 07/01/2024 | 08/07/2023 | 2 | M | SJS | SJS | Portable Suction | 27-657 | Aspirators, Airway | 452041 | Ohio Medical Corp | 758000 | CDR0716 |  |  | 5102-21500 | SJS-PACU | 13 | IU | Active
SJS3617 | P3YEB1 | 3 Year Battery Replacement and Annual Care E Vac 3 PM | Gil Matos | GIMAT | EMPLOYEE | Y | 3 | 1.2 | 07/01/2024 |  | 2 | M | SJS | SJS | Portable Suction | 27-657 | Aspirators, Airway | 452041 | Ohio Medical Corp | 758000 | CDR0716 |  |  | 5102-21500 | SJS-PACU | 13 | IU | Active
SJS3618 | PANCAE | Annual Care E Vac 3 PM | Gil Matos | GIMAT | EMPLOYEE | Y | 1 | 0.5 | 07/01/2024 | 08/07/2023 | 2 | M | SJS | SJS | Portable Suction | 27-657 | Aspirators, Airway | 452041 | Ohio Medical Corp | 758000 | CDP0504 |  |  | 5102-21500 | SJS-PACU | 13 | IU | Active
SJS3618 | P3YEB1 | 3 Year Battery Replacement and Annual Care E Vac 3 PM | Gil Matos | GIMAT | EMPLOYEE | Y | 3 | 1.2 | 07/01/2024 |  | 2 | M | SJS | SJS | Portable Suction | 27-657 | Aspirators, Airway | 452041 | Ohio Medical Corp | 758000 | CDP0504 |  |  | 5102-21500 | SJS-PACU | 13 | IU | Active
SJS3620 | PMOPHM | Monitors, Physiologic, Multipurpose | Darren Eaton | DAEAT | EMPLOYEE | Y | 1 | 0.5 | 03/01/2025 | 04/21/2023 | 2 | M | SJS | SJS | Bedside Physiologic Monitor | 20-171 | Monitors, Physiologic, Multipurpose, Bedside, Modular | 440964 | GE Healthcare Technologies | B650 v1 | SEW14325642HA |  |  | 5102-13100 | SJS-Intensive Care Unit I | 16 | IU | Active
SJS3621 | P10123 | -Pm Device Using Mfg Procedure | Darren Eaton | DAEAT | EMPLOYEE | Y | 1 | 0.5 | 04/01/2024 | 04/07/2023 | 2 | M | SJS | SJS | FLEXiS Boom System | 22-613 | Facility Booms, Ceiling-Mounted | 452594 | Stryker Communications | FLEXiS | 04902314702072 |  |  | 5102-13100 | SJS-Intensive Care Unit I | 12 | IU | Active
SJS3622 | P10123 | -Pm Device Using Mfg Procedure | Darren Eaton | DAEAT | EMPLOYEE | Y | 1 | 0.5 | 04/01/2024 | 04/07/2023 | 2 | M | SJS | SJS | FLEXiS Boom System | 22-613 | Facility Booms, Ceiling-Mounted | 452594 | Stryker Communications | FLEXiS | 04902414702076 |  |  | 5102-13100 | SJS-Intensive Care Unit I | 12 | IU | Active
SJS3623 | PDAOHG | GE E-miniC Respiratory Single-width Airway Module | Darren Eaton | DAEAT | EMPLOYEE | Y | 1 | 1.5 | 04/01/2024 | 06/01/2023 | 2 | M | SJS | SJS | Gas Module | 20-776 | Physiologic Monitor Modules, Exhaled Carbon Dioxide | 440964 | GE Healthcare Technologies | E-MiniC-00 | 7186288 |  |  | 5102-13100 | SJS-Intensive Care Unit I | 16 | IU | Active
SJS3624 | PGEANP | GE ANNUAL PDM | Gil Matos | GIMAT | EMPLOYEE | Y | 1 | 0.5 | 09/01/2024 | 09/20/2023 | 2 | M | SJS | SJS | Patient Data Module | 20-784 | Physiologic Monitor Modules, Multiparameter | 440964 | GE Healthcare Technologies | 2016793-003 | SA314336948GA | PDMET | PDM 2 | 5102-21500 | SJS-PACU | 15 | IU | Active
SJS3630 | PDAOHG | GE E-miniC Respiratory Single-width Airway Module | Darren Eaton | DAEAT | EMPLOYEE | Y | 1 | 1.5 | 04/01/2024 | 04/05/2023 | 2 | M | SJS | SJS | Gas Module | 20-776 | Physiologic Monitor Modules, Exhaled Carbon Dioxide | 440964 | GE Healthcare Technologies | E-MiniC-00 | 7185820 |  |  | 5102-13100 | SJS-Intensive Care Unit I | 16 | IU | Active
SJS3631 | PDAOHG | GE E-miniC Respiratory Single-width Airway Module | Darren Eaton | DAEAT | EMPLOYEE | Y | 1 | 1.5 | 04/01/2024 | 04/05/2023 | 2 | M | SJS | SJS | Gas Module | 20-776 | Physiologic Monitor Modules, Exhaled Carbon Dioxide | 440964 | GE Healthcare Technologies | E-MiniC-00 | 7150936 |  |  | 5102-13100 | SJS-Intensive Care Unit I | 16 | IU | Active
SJS3634 | PMOPHM | Monitors, Physiologic, Multipurpose | Darren Eaton | DAEAT | EMPLOYEE | Y | 1 | 0.5 | 03/01/2025 | 04/10/2023 | 2 | M | SJS | SJS | Bedside Physiologic Monitor | 20-171 | Monitors, Physiologic, Multipurpose, Bedside, Modular | 440964 | GE Healthcare Technologies | B650 v1 | SEW15088633HA |  |  | 5102-13100 | SJS-Intensive Care Unit I | 16 | IU | Active
SJS3635 | P10123 | -Pm Device Using Mfg Procedure | Darren Eaton | DAEAT | EMPLOYEE | Y | 1 | 0.5 | 04/01/2024 | 04/11/2023 | 2 | M | SJS | SJS | FLEXiS Boom System | 22-613 | Facility Booms, Ceiling-Mounted | 452594 | Stryker Communications | FLEXiS | 04902414702089 |  |  | 5102-13100 | SJS-Intensive Care Unit I | 12 | IU | Active
SJS3636 | PMOPHM | Monitors, Physiologic, Multipurpose | Darren Eaton | DAEAT | EMPLOYEE | Y | 1 | 0.5 | 03/01/2025 | 04/11/2023 | 2 | M | SJS | SJS | Bedside Physiologic Monitor | 20-171 | Monitors, Physiologic, Multipurpose, Bedside, Modular | 440964 | GE Healthcare Technologies | B650 v1 | SEW14325665HA |  |  | 5102-13100 | SJS-Intensive Care Unit I | 16 | IU | Active
SJS3637 | P10123 | -Pm Device Using Mfg Procedure | Darren Eaton | DAEAT | EMPLOYEE | Y | 1 | 0.5 | 04/01/2024 | 04/11/2023 | 2 | M | SJS | SJS | FLEXiS Boom System | 22-613 | Facility Booms, Ceiling-Mounted | 452594 | Stryker Communications | FLEXiS | 04902314702066 |  |  | 5102-13100 | SJS-Intensive Care Unit I | 12 | IU | Active
SJS3640 | PMOPHM | Monitors, Physiologic, Multipurpose | Darren Eaton | DAEAT | EMPLOYEE | Y | 1 | 0.5 | 03/01/2025 | 04/07/2023 | 2 | M | SJS | SJS | Bedside Physiologic Monitor | 20-171 | Monitors, Physiologic, Multipurpose, Bedside, Modular | 440964 | GE Healthcare Technologies | B450 | SJA14484649HA |  |  | 5102-13100 | SJS-Intensive Care Unit I | 16 | IU | Active
SJS3641 | P10123 | -Pm Device Using Mfg Procedure | Darren Eaton | DAEAT | EMPLOYEE | Y | 1 | 0.5 | 04/01/2024 | 04/24/2023 | 2 | M | SJS | SJS | Video Laryngoscope | 23-532 | Laryngoscopes, Rigid, Video | 451928 | Verathon Inc | Glidescope | AN145345 |  |  | 5102-13100 | SJS-Intensive Care Unit I | 12 | IU | Active
SJS3642 | P28STA | 2861 Stryker Air Pump | Darren Eaton | DAEAT | EMPLOYEE | Y | 1 | 0.5 | 04/01/2024 | 04/18/2023 | 2 | M | SJS | SJS | Air Mattress Pump | 18-147 | Mattress System, Alternating Pressure | 271227 | Stryker Medical | 2861 | 14H05450 |  |  | 5102-13100 | SJS-Intensive Care Unit I | 13 | IU | Active
SJS3647 | PMOPHM | Monitors, Physiologic, Multipurpose | Darren Eaton | DAEAT | EMPLOYEE | Y | 1 | 0.5 | 03/01/2025 | 04/21/2023 | 2 | M | SJS | SJS | Bedside Physiologic Monitor | 20-171 | Monitors, Physiologic, Multipurpose, Bedside, Modular | 440964 | GE Healthcare Technologies | B450 | SJA14507582HA |  |  | 5102-13100 | SJS-Intensive Care Unit I | 16 | IU | Active
SJS3648 | PDAOHG | GE E-miniC Respiratory Single-width Airway Module | Gerson Colon | 94805 | EMPLOYEE | Y | 1 | 1.5 | 03/01/2025 | 03/01/2024 | 2 | M | SJS | SJS | Gas Module | 20-776 | Physiologic Monitor Modules, Exhaled Carbon Dioxide | 440964 | GE Healthcare Technologies | E-MiniC-00 | 7169336 |  |  | 5102-21355 | SJS-Preop Surgical | 16 | IU | Active
SJS3650 | PDAOHG | GE E-miniC Respiratory Single-width Airway Module | Darren Eaton | DAEAT | EMPLOYEE | Y | 1 | 1.5 | 04/01/2024 | 04/05/2023 | 2 | M | SJS | SJS | Gas Module | 20-776 | Physiologic Monitor Modules, Exhaled Carbon Dioxide | 440964 | GE Healthcare Technologies | E-MiniC-00 | 7137439 |  |  | 5102-13100 | SJS-Intensive Care Unit I | 16 | IU | Active
SJS3652 | PGEANP | GE ANNUAL PDM | Darren Eaton | DAEAT | EMPLOYEE | Y | 1 | 0.5 | 09/01/2024 | 09/18/2023 | 2 | M | SJS | SJS | Patient Data Module | 20-784 | Physiologic Monitor Modules, Multiparameter | 440964 | GE Healthcare Technologies | 2016793-003 | SA314337277GA | PDMTN | PDM 1 | 5102-13100 | SJS-Intensive Care Unit I | 15 | IU | Active
SJS3656 | P10123 | -Pm Device Using Mfg Procedure | Darren Eaton | DAEAT | EMPLOYEE | M | 6 | 1 | 04/01/2024 | 10/23/2023 | 2 | M | SJS | SJS | Blanket Warmer | 10-414 | Warmers, Blanket | 331403 | MAC Medical Inc | SWC2460-TL-G-MB | 082914-707 |  |  | 5102-13100 | SJS-Intensive Care Unit I | 13 | IU | Active
SJS3661 | P-PDEU | LP20/LP20e Pm Device Using Mfg Procedure | Gerson Colon | 94805 | EMPLOYEE | Y | 1 | 0.75 | 07/01/2024 | 07/07/2022 | 1 | M | SJS | SJS | LP20e Defibrillator/Pacer | 17-882B | Defibrillator/Pacemakers, External, Biphasic | 452575 | Physio-Control Inc | LP20E | 43110454 |  |  | 5102-12225 | SJS-Med/Surg Unit I 4West | 40 | LS | High Risk
SJS3661 | P2YEBA | LP20 2 Year Battery Replacement and PM | Gerson Colon | 94805 | EMPLOYEE | Y | 2 | 1 | 07/01/2025 | 07/26/2021 | 1 | M | SJS | SJS | LP20e Defibrillator/Pacer | 17-882B | Defibrillator/Pacemakers, External, Biphasic | 452575 | Physio-Control Inc | LP20E | 43110454 |  |  | 5102-12225 | SJS-Med/Surg Unit I 4West | 40 | LS | High Risk
SJS3661 | PLP5YE | LP20 5 Year Coin Battery Replacement | Gerson Colon | 94805 | EMPLOYEE | Y | 5 | 1.6 | 07/01/2028 | 07/21/2023 | 1 | M | SJS | SJS | LP20e Defibrillator/Pacer | 17-882B | Defibrillator/Pacemakers, External, Biphasic | 452575 | Physio-Control Inc | LP20E | 43110454 |  |  | 5102-12225 | SJS-Med/Surg Unit I 4West | 40 | LS | High Risk
SJS3662 | P-PDEU | LP20/LP20e Pm Device Using Mfg Procedure | Gerson Colon | 94805 | EMPLOYEE | Y | 1 | 0.75 | 07/01/2024 | 07/29/2022 | 1 | M | SJS | SJS | LP20e Defibrillator/Pacer | 17-882B | Defibrillator/Pacemakers, External, Biphasic | 452575 | Physio-Control Inc | LP20E | 42792003 |  |  | 5102-12225 | SJS-Med/Surg Unit I 4West | 40 | LS | High Risk
SJS3662 | P2YEBA | LP20 2 Year Battery Replacement and PM | Gerson Colon | 94805 | EMPLOYEE | Y | 2 | 1 | 07/01/2025 | 07/26/2021 | 1 | M | SJS | SJS | LP20e Defibrillator/Pacer | 17-882B | Defibrillator/Pacemakers, External, Biphasic | 452575 | Physio-Control Inc | LP20E | 42792003 |  |  | 5102-12225 | SJS-Med/Surg Unit I 4West | 40 | LS | High Risk
SJS3662 | PLP5YE | LP20 5 Year Coin Battery Replacement | Gerson Colon | 94805 | EMPLOYEE | Y | 5 | 1.6 | 07/01/2028 | 07/03/2023 | 1 | M | SJS | SJS | LP20e Defibrillator/Pacer | 17-882B | Defibrillator/Pacemakers, External, Biphasic | 452575 | Physio-Control Inc | LP20E | 42792003 |  |  | 5102-12225 | SJS-Med/Surg Unit I 4West | 40 | LS | High Risk
SJS3663 | PANCAE | Annual Care E Vac 3 PM | Darren Eaton | DAEAT | EMPLOYEE | Y | 1 | 0.5 | 07/01/2024 | 08/07/2023 | 2 | M | SJS | SJS | Portable Suction | 27-657 | Aspirators, Airway | 452041 | Ohio Medical Corp | 758000 | CDP0549 |  |  | 5102-13100 | SJS-Intensive Care Unit I | 13 | IU | Active
SJS3663 | P3YEB1 | 3 Year Battery Replacement and Annual Care E Vac 3 PM | Darren Eaton | DAEAT | EMPLOYEE | Y | 3 | 1.2 | 07/01/2024 |  | 2 | M | SJS | SJS | Portable Suction | 27-657 | Aspirators, Airway | 452041 | Ohio Medical Corp | 758000 | CDP0549 |  |  | 5102-13100 | SJS-Intensive Care Unit I | 13 | IU | Active
SJS3664 | PANCAE | Annual Care E Vac 3 PM | Darren Eaton | DAEAT | EMPLOYEE | Y | 1 | 0.5 | 07/01/2024 | 08/07/2023 | 2 | M | SJS | SJS | Portable Suction | 27-657 | Aspirators, Airway | 452041 | Ohio Medical Corp | 758000 | CDP0553 |  |  | 5102-13100 | SJS-Intensive Care Unit I | 13 | IU | Active
SJS3664 | P3YEB1 | 3 Year Battery Replacement and Annual Care E Vac 3 PM | Darren Eaton | DAEAT | EMPLOYEE | Y | 3 | 1.2 | 07/01/2024 |  | 2 | M | SJS | SJS | Portable Suction | 27-657 | Aspirators, Airway | 452041 | Ohio Medical Corp | 758000 | CDP0553 |  |  | 5102-13100 | SJS-Intensive Care Unit I | 13 | IU | Active
SJS3665 | PANCAE | Annual Care E Vac 3 PM | Darren Eaton | DAEAT | EMPLOYEE | Y | 1 | 0.5 | 07/01/2024 | 08/07/2023 | 2 | M | SJS | SJS | Portable Suction | 27-657 | Aspirators, Airway | 452041 | Ohio Medical Corp | 758000 | CDP0503 |  |  | 5102-13100 | SJS-Intensive Care Unit I | 13 | IU | Active
SJS3665 | P3YEB1 | 3 Year Battery Replacement and Annual Care E Vac 3 PM | Darren Eaton | DAEAT | EMPLOYEE | Y | 3 | 1.2 | 07/01/2024 |  | 2 | M | SJS | SJS | Portable Suction | 27-657 | Aspirators, Airway | 452041 | Ohio Medical Corp | 758000 | CDP0503 |  |  | 5102-13100 | SJS-Intensive Care Unit I | 13 | IU | Active
SJS3666 | P10123 | -Pm Device Using Mfg Procedure | Darren Eaton | DAEAT | EMPLOYEE | Y | 1 | 0.5 | 04/01/2024 | 04/04/2023 | 2 | M | SJS | SJS | FLEXiS Boom System | 22-613 | Facility Booms, Ceiling-Mounted | 452594 | Stryker Communications | FLEXiS | 04902414702087 |  |  | 5102-13100 | SJS-Intensive Care Unit I | 12 | IU | Active
SJS3667 | PMOPHM | Monitors, Physiologic, Multipurpose | Darren Eaton | DAEAT | EMPLOYEE | Y | 1 | 0.5 | 03/01/2025 | 04/12/2023 | 2 | M | SJS | SJS | Bedside Physiologic Monitor | 20-171 | Monitors, Physiologic, Multipurpose, Bedside, Modular | 440964 | GE Healthcare Technologies | B650 v1 | SEW14325666HA |  |  | 5102-13100 | SJS-Intensive Care Unit I | 16 | IU | Active
SJS3668 | P10123 | -Pm Device Using Mfg Procedure | Darren Eaton | DAEAT | EMPLOYEE | Y | 1 | 0.5 | 04/01/2024 | 04/04/2023 | 2 | M | SJS | SJS | FLEXiS Boom System | 22-613 | Facility Booms, Ceiling-Mounted | 452594 | Stryker Communications | FLEXiS | 04902314702063 |  |  | 5102-13100 | SJS-Intensive Care Unit I | 12 | IU | Active
SJS3669 | P-PDEU | LP20/LP20e Pm Device Using Mfg Procedure | Gerson Colon | 94805 | EMPLOYEE | Y | 1 | 0.75 | 07/01/2024 | 07/29/2022 | 1 | M | SJS | SJS | LP20e Defibrillator/Pacer | 17-882B | Defibrillator/Pacemakers, External, Biphasic | 452575 | Physio-Control Inc | LP20E | 42795721 |  |  | 5102-12225 | SJS-Med/Surg Unit I 4West | 40 | LS | High Risk
SJS3669 | P2YEBA | LP20 2 Year Battery Replacement and PM | Gerson Colon | 94805 | EMPLOYEE | Y | 2 | 1 | 07/01/2025 | 09/20/2021 | 1 | M | SJS | SJS | LP20e Defibrillator/Pacer | 17-882B | Defibrillator/Pacemakers, External, Biphasic | 452575 | Physio-Control Inc | LP20E | 42795721 |  |  | 5102-12225 | SJS-Med/Surg Unit I 4West | 40 | LS | High Risk
SJS3669 | PLP5YE | LP20 5 Year Coin Battery Replacement | Gerson Colon | 94805 | EMPLOYEE | Y | 5 | 1.6 | 07/01/2028 | 07/03/2023 | 1 | M | SJS | SJS | LP20e Defibrillator/Pacer | 17-882B | Defibrillator/Pacemakers, External, Biphasic | 452575 | Physio-Control Inc | LP20E | 42795721 |  |  | 5102-12225 | SJS-Med/Surg Unit I 4West | 40 | LS | High Risk
SJS3670 | P-PDEU | LP20/LP20e Pm Device Using Mfg Procedure | Twanna Hardy | TWLUK | EMPLOYEE | Y | 1 | 0.75 | 07/01/2024 | 07/28/2022 | 1 | M | SJS | SJS | LP20e Defibrillator/Pacer | 17-882B | Defibrillator/Pacemakers, External, Biphasic | 452575 | Physio-Control Inc | LP20E | 42796248 |  |  | 5102-32100 | SJS-Hemodialysis | 40 | LS | High Risk
SJS3670 | P2YEBA | LP20 2 Year Battery Replacement and PM | Twanna Hardy | TWLUK | EMPLOYEE | Y | 2 | 1 | 07/01/2025 | 07/13/2021 | 1 | M | SJS | SJS | LP20e Defibrillator/Pacer | 17-882B | Defibrillator/Pacemakers, External, Biphasic | 452575 | Physio-Control Inc | LP20E | 42796248 |  |  | 5102-32100 | SJS-Hemodialysis | 40 | LS | High Risk
SJS3670 | PLP5YE | LP20 5 Year Coin Battery Replacement | Twanna Hardy | TWLUK | EMPLOYEE | Y | 5 | 1.6 | 07/01/2028 | 07/18/2023 | 1 | M | SJS | SJS | LP20e Defibrillator/Pacer | 17-882B | Defibrillator/Pacemakers, External, Biphasic | 452575 | Physio-Control Inc | LP20E | 42796248 |  |  | 5102-32100 | SJS-Hemodialysis | 40 | LS | High Risk
SJS3677 | P10123 | -Pm Device Using Mfg Procedure | Darren Eaton | DAEAT | EMPLOYEE | Y | 1 | 0.5 | 04/01/2024 | 05/03/2023 | 2 | M | SJS | SJS | Lateral Air Transfer System | 19-016 | Patient Transfer Aids, Lateral Transfer | 271227 | Stryker Medical | 3060 | C1410123462 |  |  | 5102-13100 | SJS-Intensive Care Unit I | 13 | IU | Active
SJS3678 | P10123 | -Pm Device Using Mfg Procedure | Darren Eaton | DAEAT | EMPLOYEE | Y | 1 | 0.5 | 04/01/2024 | 04/21/2023 | 2 | M | SJS | SJS | FLEXiS Boom System | 22-613 | Facility Booms, Ceiling-Mounted | 452594 | Stryker Communications | FLEXiS | 04902314702064 |  |  | 5102-13100 | SJS-Intensive Care Unit I | 12 | IU | Active
SJS3679 | PMOPHM | Monitors, Physiologic, Multipurpose | Darren Eaton | DAEAT | EMPLOYEE | Y | 1 | 0.5 | 03/01/2025 | 04/10/2023 | 2 | M | SJS | SJS | Bedside Physiologic Monitor | 20-171 | Monitors, Physiologic, Multipurpose, Bedside, Modular | 440964 | GE Healthcare Technologies | B450 | SJA14495883HA |  |  | 5102-13100 | SJS-Intensive Care Unit I | 16 | IU | Active
SJS3680 | PGEANP | GE ANNUAL PDM | Darren Eaton | DAEAT | EMPLOYEE | Y | 1 | 0.5 | 09/01/2024 | 09/06/2023 | 2 | M | SJS | SJS | Patient Data Module | 20-784 | Physiologic Monitor Modules, Multiparameter | 440964 | GE Healthcare Technologies | 2016793-003 | SA314337049GA | PDMTN | PDM 1 | 5102-13100 | SJS-Intensive Care Unit I | 15 | IU | Active
SJS3681 | PDAOHG | GE E-miniC Respiratory Single-width Airway Module | Gerson Colon | 94805 | EMPLOYEE | Y | 1 | 1.5 | 03/01/2025 | 03/01/2024 | 2 | M | SJS | SJS | Gas Module | 20-776 | Physiologic Monitor Modules, Exhaled Carbon Dioxide | 440964 | GE Healthcare Technologies | E-MiniC-00 | 7162574 |  |  | 5102-21355 | SJS-Preop Surgical | 16 | IU | Active
SJS3682 | P10123 | -Pm Device Using Mfg Procedure | Darren Eaton | DAEAT | EMPLOYEE | Y | 1 | 0.5 | 04/01/2024 | 04/21/2023 | 2 | M | SJS | SJS | FLEXiS Boom System | 22-613 | Facility Booms, Ceiling-Mounted | 452594 | Stryker Communications | FLEXiS | 04902314702070 |  |  | 5102-13100 | SJS-Intensive Care Unit I | 12 | IU | Active
SJS3683 | PMOPHM | Monitors, Physiologic, Multipurpose | Darren Eaton | DAEAT | EMPLOYEE | Y | 1 | 0.5 | 03/01/2025 | 04/21/2023 | 2 | M | SJS | SJS | Bedside Physiologic Monitor | 20-171 | Monitors, Physiologic, Multipurpose, Bedside, Modular | 440964 | GE Healthcare Technologies | B650 v1 | SEW14325637HA |  |  | 5102-13100 | SJS-Intensive Care Unit I | 16 | IU | Active
SJS3684 | P10123 | -Pm Device Using Mfg Procedure | Darren Eaton | DAEAT | EMPLOYEE | Y | 1 | 0.5 | 04/01/2024 | 04/21/2023 | 2 | M | SJS | SJS | FLEXiS Boom System | 22-613 | Facility Booms, Ceiling-Mounted | 452594 | Stryker Communications | FLEXiS | 04902414702086 |  |  | 5102-13100 | SJS-Intensive Care Unit I | 12 | IU | Active
SJS3688 | PGEANP | GE ANNUAL PDM | Darren Eaton | DAEAT | EMPLOYEE | Y | 1 | 0.5 | 09/01/2024 | 10/02/2023 | 2 | M | SJS | SJS | Patient Data Module | 20-784 | Physiologic Monitor Modules, Multiparameter | 440964 | GE Healthcare Technologies | 2016793-003 | SA314462672GA | PDMTN | PDM 1 | 5102-13100 | SJS-Intensive Care Unit I | 16 | IU | Active
SJS3689 | PGEANP | GE ANNUAL PDM | Darren Eaton | DAEAT | EMPLOYEE | Y | 1 | 0.5 | 09/01/2024 | 09/25/2023 | 2 | M | SJS | SJS | Patient Data Module | 20-784 | Physiologic Monitor Modules, Multiparameter | 440964 | GE Healthcare Technologies | 2016793-003 | SA314462691GA | PDMTN | PDM 1 | 5102-13100 | SJS-Intensive Care Unit I | 16 | IU | Active
SJS3692 | PDAOHG | GE E-miniC Respiratory Single-width Airway Module | Gerson Colon | 94805 | EMPLOYEE | Y | 1 | 1.5 | 03/01/2025 | 03/01/2024 | 2 | M | SJS | SJS | Gas Module | 20-776 | Physiologic Monitor Modules, Exhaled Carbon Dioxide | 440964 | GE Healthcare Technologies | E-MiniC-00 | 7169395 |  |  | 5102-21355 | SJS-Preop Surgical | 16 | IU | Active
SJS3693 | PMOPHM | Monitors, Physiologic, Multipurpose | Darren Eaton | DAEAT | EMPLOYEE | Y | 1 | 0.5 | 03/01/2025 | 04/12/2023 | 2 | M | SJS | SJS | Bedside Physiologic Monitor | 20-171 | Monitors, Physiologic, Multipurpose, Bedside, Modular | 440964 | GE Healthcare Technologies | B450 | SJA14484634HA |  |  | 5102-13100 | SJS-Intensive Care Unit I | 16 | IU | Active
SJS3694 | PMOPHM | Monitors, Physiologic, Multipurpose | Darren Eaton | DAEAT | EMPLOYEE | Y | 1 | 0.5 | 03/01/2025 | 04/13/2023 | 2 | M | SJS | SJS | Bedside Physiologic Monitor | 20-171 | Monitors, Physiologic, Multipurpose, Bedside, Modular | 440964 | GE Healthcare Technologies | B450 | SJA14495860HA |  |  | 5102-13100 | SJS-Intensive Care Unit I | 16 | IU | Active
SJS3695 | PANCAE | Annual Care E Vac 3 PM | Darren Eaton | DAEAT | EMPLOYEE | Y | 1 | 0.5 | 07/01/2024 | 08/31/2023 | 2 | M | SJS | SJS | Portable Suction | 27-657 | Aspirators, Airway | 452041 | Ohio Medical Corp | 758000 | CDP0552 |  |  | 5102-13100 | SJS-Intensive Care Unit I | 13 | MI | Missing
SJS3695 | P3YEB1 | 3 Year Battery Replacement and Annual Care E Vac 3 PM | Darren Eaton | DAEAT | EMPLOYEE | Y | 3 | 1.2 | 07/01/2024 |  | 2 | M | SJS | SJS | Portable Suction | 27-657 | Aspirators, Airway | 452041 | Ohio Medical Corp | 758000 | CDP0552 |  |  | 5102-13100 | SJS-Intensive Care Unit I | 13 | MI | Missing
SJS3696 | P10123 | -Pm Device Using Mfg Procedure | Twanna Hardy | TWLUK | EMPLOYEE | Y | 1 | 0.5 | 04/01/2024 | 05/30/2023 | 2 | M | SJS | SJS | LP1000 Trainer | 15-059 | Simulators | 452575 | Physio-Control Inc | 99996-000117 | 140100653 |  |  | 5102-10000 | SJS-Nursing Administration | 10 | IU | Active
SJS3697 | P10123 | -Pm Device Using Mfg Procedure | Darren Eaton | DAEAT | EMPLOYEE | Y | 1 | 0.5 | 04/01/2024 | 06/27/2023 | 2 | M | SJS | SJS | Diaper Scale | 18-465 | Scales, Clinical, Precision | 103689 | seca North America | 856 | 8856359150089 |  |  | 5102-13100 | SJS-Intensive Care Unit I | 13 | IU | Active
SJS3698 | PDAOHG | GE E-miniC Respiratory Single-width Airway Module | Gerson Colon | 94805 | EMPLOYEE | Y | 1 | 1.5 | 05/01/2024 | 06/02/2023 | 2 | M | SJS | SJS | Gas Module | 20-776 | Physiologic Monitor Modules, Exhaled Carbon Dioxide | 440964 | GE Healthcare Technologies | E-MiniC-00 | 7195859 |  |  | 5102-12225 | SJS-Med/Surg Unit I 4West | 16 | IU | Active
SJS3699 | PANCAE | Annual Care E Vac 3 PM | Twanna Hardy | TWLUK | EMPLOYEE | Y | 1 | 0.5 | 07/01/2024 | 08/15/2023 | 2 | M | SJS | SJS | Portable Suction | 27-657 | Aspirators, Airway | 452041 | Ohio Medical Corp | 758000 | CDP0554 |  |  | 5102-10000 | SJS-Nursing Administration | 12 | IU | Active
SJS3699 | P3YEB1 | 3 Year Battery Replacement and Annual Care E Vac 3 PM | Twanna Hardy | TWLUK | EMPLOYEE | Y | 3 | 1.2 | 07/01/2024 |  | 2 | M | SJS | SJS | Portable Suction | 27-657 | Aspirators, Airway | 452041 | Ohio Medical Corp | 758000 | CDP0554 |  |  | 5102-10000 | SJS-Nursing Administration | 12 | IU | Active
SJS3705 | PGEANP | GE ANNUAL PDM | Darren Eaton | DAEAT | EMPLOYEE | Y | 1 | 0.5 | 09/01/2024 | 09/25/2023 | 2 | M | SJS | SJS | Patient Data Module | 20-784 | Physiologic Monitor Modules, Multiparameter | 440964 | GE Healthcare Technologies | 2016793-003 | SA314494504GA | PDMTN | PDM 1 | 5102-13100 | SJS-Intensive Care Unit I | 16 | IU | Active
SJS3711 | PMOPHM | Monitors, Physiologic, Multipurpose | Darren Eaton | DAEAT | EMPLOYEE | Y | 1 | 0.5 | 03/01/2025 | 05/22/2023 | 2 | M | SJS | SJS | Bedside Physiologic Monitor | 20-171 | Monitors, Physiologic, Multipurpose, Bedside, Modular | 440964 | GE Healthcare Technologies | B450 | SJA14370528HA |  |  | 5102-13100 | SJS-Intensive Care Unit I | 16 | IU | Active
SJS3729 | P10123 | -Pm Device Using Mfg Procedure | Gerson Colon | 94805 | EMPLOYEE | M | 6 | 1 | 05/01/2024 | 11/03/2023 | 2 | M | SJS | SJS | Blanket Warmer | 10-414 | Warmers, Blanket | 331403 | MAC Medical Inc | SWC2460-TL-G-MB | 090414-701 |  |  | 5102-12225 | SJS-Med/Surg Unit I 4West | 13 | IU | Active
SJS3730 | P10123 | -Pm Device Using Mfg Procedure | Gerson Colon | 94805 | EMPLOYEE | Y | 1 | 0.5 | 05/01/2024 | 06/08/2022 | 2 | M | SJS | SJS | ApexPro Telemetry Receiver | 13-987A | Monitors, Telemetry Receiver | 440964 | GE Healthcare Technologies | APEXPRO RCVR SYS | RTS14414757GA |  |  | 5102-12225 | SJS-Med/Surg Unit I 4West | 11 | IU | Active
SJS3730 | P2YEGE | 2 Year GE ApexPro Receiver Calibration | Gerson Colon | 94805 | EMPLOYEE | Y | 2 | 2 | 05/01/2025 | 06/20/2023 | 2 | M | SJS | SJS | ApexPro Telemetry Receiver | 13-987A | Monitors, Telemetry Receiver | 440964 | GE Healthcare Technologies | APEXPRO RCVR SYS | RTS14414757GA |  |  | 5102-12225 | SJS-Med/Surg Unit I 4West | 11 | IU | Active
SJS3731 | P10123 | -Pm Device Using Mfg Procedure | Gerson Colon | 94805 | EMPLOYEE | Y | 1 | 0.5 | 05/01/2024 | 06/20/2023 | 2 | M | SJS | SJS | Telemetry Server | 21-973 | Network Servers | 440964 | GE Healthcare Technologies | MP100R | SEE14512822GA |  |  | 5102-12225 | SJS-Med/Surg Unit I 4West | 17 | IU | Active
SJS3732 | P10123 | -Pm Device Using Mfg Procedure | Gerson Colon | 94805 | EMPLOYEE | Y | 1 | 0.5 | 05/01/2024 | 06/08/2022 | 2 | M | SJS | SJS | ApexPro Telemetry Receiver | 13-987A | Monitors, Telemetry Receiver | 440964 | GE Healthcare Technologies | APEXPRO RCVR SYS | RTS14414754GA |  |  | 5102-12225 | SJS-Med/Surg Unit I 4West | 11 | IU | Active
SJS3732 | P2YEGE | 2 Year GE ApexPro Receiver Calibration | Gerson Colon | 94805 | EMPLOYEE | Y | 2 | 2 | 05/01/2025 | 06/20/2023 | 2 | M | SJS | SJS | ApexPro Telemetry Receiver | 13-987A | Monitors, Telemetry Receiver | 440964 | GE Healthcare Technologies | APEXPRO RCVR SYS | RTS14414754GA |  |  | 5102-12225 | SJS-Med/Surg Unit I 4West | 11 | IU | Active
SJS3733 | P10123 | -Pm Device Using Mfg Procedure | Gerson Colon | 94805 | EMPLOYEE | Y | 1 | 0.5 | 05/01/2024 | 06/20/2023 | 2 | M | SJS | SJS | Telemetry Server | 21-973 | Network Servers | 440964 | GE Healthcare Technologies | MP100R | SEE14512826GA |  |  | 5102-12225 | SJS-Med/Surg Unit I 4West | 17 | IU | Active
SJS3734 | P10123 | -Pm Device Using Mfg Procedure | Gerson Colon | 94805 | EMPLOYEE | Y | 1 | 0.5 | 05/01/2024 | 06/08/2022 | 2 | M | SJS | SJS | ApexPro Telemetry Receiver | 13-987A | Monitors, Telemetry Receiver | 440964 | GE Healthcare Technologies | APEXPRO RCVR SYS | RTS14304660GA |  |  | 5102-12225 | SJS-Med/Surg Unit I 4West | 11 | IU | Active
SJS3734 | P2YEGE | 2 Year GE ApexPro Receiver Calibration | Gerson Colon | 94805 | EMPLOYEE | Y | 2 | 2 | 05/01/2025 | 06/20/2023 | 2 | M | SJS | SJS | ApexPro Telemetry Receiver | 13-987A | Monitors, Telemetry Receiver | 440964 | GE Healthcare Technologies | APEXPRO RCVR SYS | RTS14304660GA |  |  | 5102-12225 | SJS-Med/Surg Unit I 4West | 11 | IU | Active
SJS3736 | P10123 | -Pm Device Using Mfg Procedure | Gerson Colon | 94805 | EMPLOYEE | Y | 1 | 0.5 | 05/01/2024 | 06/20/2023 | 2 | M | SJS | SJS | Telemetry Server | 21-973 | Network Servers | 440964 | GE Healthcare Technologies | MP100R | SEE15292766SA |  |  | 5102-12225 | SJS-Med/Surg Unit I 4West | 17 | IU | Active
SJS3737 | P10123 | -Pm Device Using Mfg Procedure | Gerson Colon | 94805 | EMPLOYEE | Y | 1 | 0.8 | 05/01/2024 | 06/08/2022 | 2 | M | SJS | SJS | ApexPro Telemetry Receiver | 13-987A | Monitors, Telemetry Receiver | 440964 | GE Healthcare Technologies | APEXPRO RCVR SYS | RTS15064905GA |  |  | 5102-12225 | SJS-Med/Surg Unit I 4West | 11 | IU | Active
SJS3737 | P2YEGE | 2 Year GE ApexPro Receiver Calibration | Gerson Colon | 94805 | EMPLOYEE | Y | 2 | 2 | 05/01/2025 | 06/20/2023 | 2 | M | SJS | SJS | ApexPro Telemetry Receiver | 13-987A | Monitors, Telemetry Receiver | 440964 | GE Healthcare Technologies | APEXPRO RCVR SYS | RTS15064905GA |  |  | 5102-12225 | SJS-Med/Surg Unit I 4West | 11 | IU | Active
SJS3738 | P10123 | -Pm Device Using Mfg Procedure | Gerson Colon | 94805 | EMPLOYEE | Y | 1 | 0.8 | 05/01/2024 | 06/08/2022 | 2 | M | SJS | SJS | ApexPro Telemetry Receiver | 13-987A | Monitors, Telemetry Receiver | 440964 | GE Healthcare Technologies | APEXPRO RCVR SYS | RTS16380006SA |  |  | 5102-12225 | SJS-Med/Surg Unit I 4West | 11 | IU | Active
SJS3738 | P2YEGE | 2 Year GE ApexPro Receiver Calibration | Gerson Colon | 94805 | EMPLOYEE | Y | 2 | 2 | 05/01/2025 | 06/20/2023 | 2 | M | SJS | SJS | ApexPro Telemetry Receiver | 13-987A | Monitors, Telemetry Receiver | 440964 | GE Healthcare Technologies | APEXPRO RCVR SYS | RTS16380006SA |  |  | 5102-12225 | SJS-Med/Surg Unit I 4West | 11 | IU | Active
SJS3739 | P10123 | -Pm Device Using Mfg Procedure | Gerson Colon | 94805 | EMPLOYEE | Y | 1 | 0.5 | 05/01/2024 | 06/20/2023 | 2 | M | SJS | SJS | Telemetry Server | 21-973 | Network Servers | 440964 | GE Healthcare Technologies | MP100R | SEE16360012SA |  |  | 5102-12225 | SJS-Med/Surg Unit I 4West | 17 | IU | Active
SJS3740 | P10123 | -Pm Device Using Mfg Procedure | Gerson Colon | 94805 | EMPLOYEE | Y | 1 | 0.8 | 05/01/2024 | 06/08/2022 | 2 | M | SJS | SJS | ApexPro Telemetry Receiver | 13-987A | Monitors, Telemetry Receiver | 440964 | GE Healthcare Technologies | APEXPRO RCVR SYS | RTS16380007SA |  |  | 5102-12225 | SJS-Med/Surg Unit I 4West | 11 | IU | Active
SJS3740 | P2YEGE | 2 Year GE ApexPro Receiver Calibration | Gerson Colon | 94805 | EMPLOYEE | Y | 2 | 2 | 05/01/2025 | 06/20/2023 | 2 | M | SJS | SJS | ApexPro Telemetry Receiver | 13-987A | Monitors, Telemetry Receiver | 440964 | GE Healthcare Technologies | APEXPRO RCVR SYS | RTS16380007SA |  |  | 5102-12225 | SJS-Med/Surg Unit I 4West | 11 | IU | Active
SJS3741 | P10123 | -Pm Device Using Mfg Procedure | Gerson Colon | 94805 | EMPLOYEE | Y | 1 | 0.5 | 05/01/2024 | 06/20/2023 | 2 | M | SJS | SJS | Telemetry Server | 21-973 | Network Servers | 440964 | GE Healthcare Technologies | MP100R | SEE16360013SA |  |  | 5102-12225 | SJS-Med/Surg Unit I 4West | 17 | IU | Active
SJS4000 | P10123 | -Pm Device Using Mfg Procedure | Twanna Hardy | TWLUK | EMPLOYEE | Y | 1 | 0.5 | 03/01/2025 |  | 2 | M | SJS | SJS | Precision Electronic Balance | 18-465 | Scales, Clinical, Precision | 179812 | A & D Medical | EJ-200 | 5A2867150 |  |  | 5102-88570 | SJS-Clinical Engineering | 12 | IU | Active
SJS4001 | PMOPHM | Monitors, Physiologic, Multipurpose | Darren Eaton | DAEAT | EMPLOYEE | Y | 1 | 0.5 | 03/01/2025 | 04/18/2023 | 2 | M | SJS | SJS | Bedside Physiologic Monitor | 20-171 | Monitors, Physiologic, Multipurpose, Bedside, Modular | 440964 | GE Healthcare Technologies | B450 | SJA14495857HA |  |  | 5102-13100 | SJS-Intensive Care Unit I | 16 | IU | Active
SJS4003 | P10123 | -Pm Device Using Mfg Procedure | Gil Matos | GIMAT | EMPLOYEE | Y | 1 | 0.92 | 03/01/2025 | 03/01/2024 | 2 | M | SJS | SJS | Bladder Vol and Mass Ultrasnd | 34-698 | Scanning Systems, Ultrasonic, Small-Parts, Urinary Bladder | 103625 | Medline Industries Inc | MDSB10700 | BC700-G9260009 |  |  | 5102-21500 | SJS-PACU | 17 | IU | Active
SJS4004 | P-VPM | -Vendor PM | Twanna Hardy | TWLUK | EMPLOYEE | Y | 1 | 0.5 | 03/01/2025 | 03/01/2024 | 2 | M | SJS | SJS | Electrical Safety Analyzer | CC-040 | Test Equipment | R10051 | Rigel Medical | SafeTest 50 | 44K-0914 |  |  | 5102-88570 | SJS-Clinical Engineering | 13 | IU | Active
SJS4005 | P-VPM | -Vendor PM | Twanna Hardy | TWLUK | EMPLOYEE | Y | 1 | 0.5 | 03/01/2025 | 03/01/2024 | 2 | M | SJS | SJS | Electrical Safety Analyzer | CC-040 | Test Equipment | R10051 | Rigel Medical | SafeTest 50 | 44K-0910 |  |  | 5102-88570 | SJS-Clinical Engineering | 13 | IU | Active
SJS4006 | P--ORS | --- OR Safety Inspection --- | Gerson Colon | 94805 | EMPLOYEE | M | 6 | 0.25 | 04/01/2024 | 10/17/2023 | 2 | M | SJS | SJS | LCD HD Video Monitor | 16-603 | Monitors, Video | 276750 | Olympus America Inc | OEV-262H | 7417204 |  |  | 5102-21221 | SJS-Endoscopy | 18 | IU | Active
SJS4013 | PMOPHV | Monitors, Physiologic, Vital Signs | Twanna Hardy | TWLUK | EMPLOYEE | Y | 1 | 1 | 07/01/2024 | 08/30/2023 | 2 | M | SJS | SJS | Vital Signs Monitor | 25-209 | Monitors, Physiologic, Vital Signs | 101850 | Welch Allyn Inc A Subsidiary | VSM 6000 SERIES | 100065283614 |  |  | 5102-16527 | SJS-Mother/Baby Unit | 15 | IU | Active
SJS4016 | PMOPHM | Monitors, Physiologic, Multipurpose | Darren Eaton | DAEAT | EMPLOYEE | Y | 1 | 0.5 | 03/01/2025 | 05/23/2023 | 2 | M | SJS | SJS | Bedside Physiologic Monitor | 20-171 | Monitors, Physiologic, Multipurpose, Bedside, Modular | 440964 | GE Healthcare Technologies | B450 | SJA14495863HA |  |  | 5102-13100 | SJS-Intensive Care Unit I | 16 | IU | Active
SJS4017 | P10123 | -Pm Device Using Mfg Procedure | Darren Eaton | DAEAT | EMPLOYEE | Y | 1 | 0.5 | 04/01/2024 | 04/21/2023 | 2 | M | SJS | SJS | FLEXiS Boom System | 22-613 | Facility Booms, Ceiling-Mounted | 452594 | Stryker Communications | FLEXiS | 04902414702080 |  |  | 5102-13100 | SJS-Intensive Care Unit I | 12 | IU | Active
SJS4019 | P10123 | -Pm Device Using Mfg Procedure | Darren Eaton | DAEAT | EMPLOYEE | Y | 1 | 0.5 | 04/01/2024 | 04/21/2023 | 2 | M | SJS | SJS | FLEXiS Boom System | 22-613 | Facility Booms, Ceiling-Mounted | 452594 | Stryker Communications | FLEXiS | 04902314702073 |  |  | 5102-13100 | SJS-Intensive Care Unit I | 12 | IU | Active
SJS4027 | P10123 | -Pm Device Using Mfg Procedure | Darren Eaton | DAEAT | EMPLOYEE | M | 6 | 1 | 04/01/2024 | 10/23/2023 | 2 | M | SJS | SJS | Blanket Warmer | 10-414 | Warmers, Blanket | 331403 | MAC Medical Inc | SWC2460-TL-G-MB | 082914-708 |  |  | 5102-13100 | SJS-Intensive Care Unit I | 13 | IU | Active
SJS4028 | PMOPHV | Monitors, Physiologic, Vital Signs | Twanna Hardy | TWLUK | EMPLOYEE | Y | 1 | 1 | 07/01/2024 | 08/18/2023 | 2 | M | SJS | SJS | Vital Signs Monitor | 25-209 | Monitors, Physiologic, Vital Signs | 101850 | Welch Allyn Inc A Subsidiary | VSM 6000 SERIES | 100065513614 |  |  | 5102-16527 | SJS-Mother/Baby Unit | 15 | IU | Active
SJS4034 | P10123 | -Pm Device Using Mfg Procedure | Gerson Colon | 94805 | EMPLOYEE | Y | 1 | 0.92 | 05/01/2024 | 05/09/2023 | 2 | M | SJS | SJS | Bladder Vol and Mass Ultrasnd | 34-698 | Scanning Systems, Ultrasonic, Small-Parts, Urinary Bladder | 103625 | Medline Industries Inc | MDSB10700 | BC700-G9263209 |  |  | 5102-12225 | SJS-Med/Surg Unit I 4West | 17 | IU | Active
SJS4035 | PGEANP | GE ANNUAL PDM | Gil Matos | GIMAT | EMPLOYEE | Y | 1 | 0.5 | 09/01/2024 | 09/26/2023 | 2 | M | SJS | SJS | Patient Data Module | 20-784 | Physiologic Monitor Modules, Multiparameter | 440964 | GE Healthcare Technologies | 2016793-003 | SA314473640GA | PDMET | PDM 2 | 5102-12210 | SJS-Med/Surg Unit II 4East | 16 | IU | Active
SJS4036 | P10123 | -Pm Device Using Mfg Procedure | Darren Eaton | DAEAT | EMPLOYEE | Y | 1 | 0.5 | 06/01/2024 | 06/14/2023 | 2 | M | SJS | SJS | Treadmill Vital Signs Monitor | 25-209 | Monitors, Physiologic, Vital Signs | 106877 | SunTech Medical Inc | TANGO M2 | M00052324 |  |  | 5102-36000 | SJS-Nuclear Medicine | 15 | IU | Active
SJS4037 | P10123 | -Pm Device Using Mfg Procedure | Darren Eaton | DAEAT | EMPLOYEE | Y | 1 | 0.5 | 06/01/2024 | 06/14/2023 | 2 | M | SJS | SJS | Treadmill Vital Signs Monitor | 25-209 | Monitors, Physiologic, Vital Signs | 106877 | SunTech Medical Inc | TANGO M2 | M00052325 |  |  | 5102-36000 | SJS-Nuclear Medicine | 15 | IU | Active
SJS4038 | P10123 | -Pm Device Using Mfg Procedure | Gerson Colon | 94805 | EMPLOYEE | Y | 1 | 0.5 | 05/01/2024 | 06/19/2023 | 2 | M | SJS | SJS | Bedside Commode Transfer Aid | 15-693 | Patient Transfer Aids | 459448 | LiftSeat Corp | LS600-AP-655-1 | LS66011056 |  |  | 5102-12225 | SJS-Med/Surg Unit I 4West | 12 | IU | Active
SJS4040 | P28STA | 2861 Stryker Air Pump | Gil Matos | GIMAT | EMPLOYEE | Y | 1 | 0.5 | 05/01/2024 | 06/29/2023 | 2 | M | SJS | SJS | Air Mattress Pump | 18-147 | Mattress System, Alternating Pressure | 271227 | Stryker Medical | 2861 | 14H05447 |  |  | 5102-12210 | SJS-Med/Surg Unit II 4East | 13 | IU | Active
SJS4047 | PANCAE | Annual Care E Vac 3 PM | Gil Matos | GIMAT | EMPLOYEE | Y | 1 | 0.5 | 07/01/2024 | 08/24/2023 | 2 | M | SJS | SJS | Portable Suction | 27-657 | Aspirators, Airway | 452041 | Ohio Medical Corp | 758000 | CDR0714 |  |  | 5102-12210 | SJS-Med/Surg Unit II 4East | 12 | IU | Active
SJS4047 | P3YEB1 | 3 Year Battery Replacement and Annual Care E Vac 3 PM | Gil Matos | GIMAT | EMPLOYEE | Y | 3 | 1.2 | 07/01/2024 |  | 2 | M | SJS | SJS | Portable Suction | 27-657 | Aspirators, Airway | 452041 | Ohio Medical Corp | 758000 | CDR0714 |  |  | 5102-12210 | SJS-Med/Surg Unit II 4East | 12 | IU | Active
SJS4048 | PSAFIN | Safety Inspection | Darren Eaton | DAEAT | EMPLOYEE | M | 6 | 0.3 | 07/01/2024 | 02/21/2024 | 2 | M | SJS | SJS | Hybrid Graphic Printer | 23-101 | Printers, Video, Color | 182624 | Sony Electronics Inc Medical S | UP-X898MD | 7100384 |  |  | 5102-21100 | SJS-Surgery | 20 | IU | Active
SJS4052 | P--ORS | --- OR Safety Inspection --- | Darren Eaton | DAEAT | EMPLOYEE | M | 6 | 0.25 | 06/01/2024 | 11/30/2023 | 2 | M | SJS | SJS | Radiology Verification Console | 20-916 | Brachytherapy Applicators, Manual, Interstitial/Intracavitary | 108483 | Merit Medical Systems Inc | CHK-01 | 7058 |  |  | 5102-33510 | SJS-Breast Center | 20 | IU | Active
SJS4054 | P10123 | -Pm Device Using Mfg Procedure | Gerson Colon | 94805 | EMPLOYEE | Y | 1 | 0.5 | 05/01/2024 | 05/11/2023 | 2 | M | SJS | SJS | Test Tube Rocker | 15-178 | Laboratory Shakers | 451895 | Thermo Fisher Scientific Inc | M48725 | C1862141146284 |  |  | 5102-31400 | SJS-Lab Central Preocessing | 16 | IU | Active
SJS4055 | P-SAGP | -Service Agreement PM | Gerson Colon | 94805 | EMPLOYEE | Y | 1 | 0.5 | 05/01/2024 | 06/23/2023 | 2 | M | SJS | SJS | Hematology Analyzer | 17-741 | Analyzers, Laboratory, Hematology, Cell Counting, Automated | 340083 | Beckman Coulter Inc | DxH 600 | AW31237 |  |  | 5102-31000 | SJS-Laboratory Services | 14 | IU | Active
SJS4056 | P-SAGP | -Service Agreement PM | Gerson Colon | 94805 | EMPLOYEE | Y | 1 | 0.5 | 05/01/2024 | 06/23/2023 | 2 | M | SJS | SJS | Hematology Analyzer | 17-741 | Analyzers, Laboratory, Hematology, Cell Counting, Automated | 340083 | Beckman Coulter Inc | DxH 600 | AW31239 |  |  | 5102-31000 | SJS-Laboratory Services | 14 | IU | Active
SJS4059 | P10123 | -Pm Device Using Mfg Procedure | Gerson Colon | 94805 | EMPLOYEE | Y | 1 | 0.5 | 05/01/2024 | 05/09/2023 | 2 | M | SJS | SJS | Automated Urine Analyzer | 16-378 | Analyzers, Laboratory, Urine, Automated | 340083 | Beckman Coulter Inc | IRICELL 1500 | V04774 |  |  | 5102-31400 | SJS-Lab Central Preocessing | 14 | IU | Active
SJS4060 | P-SAGP | -Service Agreement PM | Gerson Colon | 94805 | EMPLOYEE | Y | 1 | 0.5 | 05/01/2024 | 05/09/2023 | 2 | M | SJS | SJS | Urine Microscopy Analyzer | 16-378 | Analyzers, Laboratory, Urine, Automated | 340083 | Beckman Coulter Inc | IQ200 | 9862 |  |  | 5102-31400 | SJS-Lab Central Preocessing | 14 | IU | Active
SJS4067 | P10123 | -Pm Device Using Mfg Procedure | Gerson Colon | 94805 | EMPLOYEE | Y | 1 | 0.5 | 05/01/2024 | 05/18/2023 | 2 | M | SJS | SJS | Bedside Commode Transfer Aid | 15-693 | Patient Transfer Aids | 459448 | LiftSeat Corp | LS600-AP-655-1 | LS66011055 |  |  | 5102-12225 | SJS-Med/Surg Unit I 4West | 12 | IU | Active
SJS4069 | PANCAE | Annual Care E Vac 3 PM | Gerson Colon | 94805 | EMPLOYEE | Y | 1 | 0.5 | 07/01/2024 | 08/15/2023 | 2 | M | SJS | SJS | Portable Suction | 27-657 | Aspirators, Airway | 452041 | Ohio Medical Corp | 758000 | CDP0565 |  |  | 5102-12225 | SJS-Med/Surg Unit I 4West | 12 | IU | Active
SJS4069 | P3YEB1 | 3 Year Battery Replacement and Annual Care E Vac 3 PM | Gerson Colon | 94805 | EMPLOYEE | Y | 3 | 1.2 | 07/01/2024 |  | 2 | M | SJS | SJS | Portable Suction | 27-657 | Aspirators, Airway | 452041 | Ohio Medical Corp | 758000 | CDP0565 |  |  | 5102-12225 | SJS-Med/Surg Unit I 4West | 12 | IU | Active
SJS4072 | P178 | Scale, Infant. | Gil Matos | GIMAT | EMPLOYEE | Y | 1 | 0.5 | 06/01/2024 | 07/31/2023 | 2 | M | SJS | SJS | Portable Infant Scale | 13-462 | Scales, Infant | 101735 | SR Instruments Inc | SR241 | WO-44460-034 |  |  | 5100-49120 | SJS-Pedi Satellite SJS MOB | 12 | MI | Missing
SJS4073 | P10123 | -Pm Device Using Mfg Procedure | Gil Matos | GIMAT | EMPLOYEE | Y | 1 | 0.5 | 06/01/2024 | 06/22/2023 | 2 | M | SJS | SJS | Power Otolaryngology Chair | 10-794 | Chairs, Examination/Treatment, Otorhinolaryngology | 103304 | Midmark Corp | 498-001 | DH001975 |  |  | 5100-49134 | SJS-Pedi Satellite Brandon | 13 | IU | Active
SJS4075 | P10123 | -Pm Device Using Mfg Procedure | Gil Matos | GIMAT | EMPLOYEE | Y | 1 | 0.5 | 06/01/2024 | 06/22/2023 | 2 | M | SJS | SJS | Power Otolaryngology Chair | 10-794 | Chairs, Examination/Treatment, Otorhinolaryngology | 103304 | Midmark Corp | 498-001 | DH002007 |  |  | 5100-49134 | SJS-Pedi Satellite Brandon | 13 | IU | Active
SJS4076 | P10123 | -Pm Device Using Mfg Procedure | Gil Matos | GIMAT | EMPLOYEE | Y | 1 | 0.5 | 06/01/2024 | 07/24/2023 | 2 | M | SJS | SJS | Phoropters | 24-549 | Refractors, Ophthalmic, Manual | 162917 | Reichert Ophthalmic Instrument | 11635 | 16750-3 |  |  | 5100-49120 | SJS-Pedi Satellite SJS MOB | 11 | IU | Active
SJS4077 | P-VPM | -Vendor PM | Gil Matos | GIMAT | EMPLOYEE | Y | 1 | 0.45 | 06/01/2024 | 07/24/2023 | 2 | M | SJS | SJS | Keratoscopes | 16-347 | Keratoscopes | 162917 | Reichert Ophthalmic Instrument | 12990 | 16986-6 |  |  | 5100-49120 | SJS-Pedi Satellite SJS MOB | 11 | IU | Active
SJS4078 | P10123 | -Pm Device Using Mfg Procedure | Gil Matos | GIMAT | EMPLOYEE | Y | 1 | 0.25 | 06/01/2024 | 07/24/2023 | 2 | M | SJS | SJS | Control Table | 15-723 | Chairs, Examination/Treatment, Ophthalmology | 106713 | Reliance Medical Products | 7720 | 0175383 |  |  | 5100-49134 | SJS-Pedi Satellite Brandon | 12 | IU | Active
SJS4079 | P183 | Slit Lamps. | Gil Matos | GIMAT | EMPLOYEE | Y | 1 | 0.9 | 06/01/2024 | 07/24/2023 | 2 | M | SJS | SJS | Slit Lamp | 12-281 | Slit Lamps | 105511 | Torbot Group Inc | SL4E | 643672 |  |  | 5100-49120 | SJS-Pedi Satellite SJS MOB | 16 | IU | Active
SJS4080 | P183 | Slit Lamps. | Gil Matos | GIMAT | EMPLOYEE | Y | 1 | 0.9 | 06/01/2024 | 07/24/2023 | 2 | M | SJS | SJS | Slit Lamp | 12-281 | Slit Lamps | 155744 | COW Industries Inc | ID-5 | NA |  |  | 5100-49120 | SJS-Pedi Satellite SJS MOB | 16 | IU | Active
SJS4081 | P10123 | -Pm Device Using Mfg Procedure | Gil Matos | GIMAT | EMPLOYEE | Y | 1 | 0.45 | 06/01/2024 |  | 2 | M | SJS | SJS | Lensometer | 12-326 | Lensometers | 108200 | Marco Ophthalmic Inc | 101 | 38059 |  |  | 5100-49120 | SJS-Pedi Satellite SJS MOB | 12 | IU | Active
SJS4082 | P179 | Scale, Patient. | Gil Matos | GIMAT | EMPLOYEE | Y | 1 | 0.5 | 12/01/2024 | 11/22/2023 | 2 | M | SJS | SJS | Digital Floor Scale | 18-458 | Scales, Patient, Platform, Electronic | 101735 | SR Instruments Inc | SR565i | WO-45741-001 |  |  | 5102-37250 | SJS-Outpatient Infusion Therapy | 12 | IU | Active
SJS4083 | P218 | Tonometer | Gil Matos | GIMAT | EMPLOYEE | Y | 1 | 1 | 06/01/2024 | 06/05/2023 | 2 | M | SJS | SJS | Pen-Like NonContact Tonometer | 24-811 | Ophthalmic Tonometers, Noncontact | 162917 | Reichert Ophthalmic Instrument | XL | 4E302 |  |  | 5100-49120 | SJS-Pedi Satellite SJS MOB | 12 | IU | Active
SJS4101 | P10123 | -Pm Device Using Mfg Procedure | Gerson Colon | 94805 | EMPLOYEE | Y | 1 | 0.5 | 05/01/2024 | 06/28/2023 | 2 | M | SJS | SJS | Oximeters- Pulse | 17-148 | Oximeters, Pulse | 371567 | Masimo Corp | RAD-5 | N86813 |  |  | 5102-12225 | SJS-Med/Surg Unit I 4West | 15 | IU | Active
SJS4102 | P-SAGP | -Service Agreement PM | Gerson Colon | 94805 | EMPLOYEE | Y | 1 | 0.5 | 05/01/2024 | 06/23/2023 | 2 | M | SJS | SJS | Hematology Analyzer | 17-741 | Analyzers, Laboratory, Hematology, Cell Counting, Automated | 340083 | Beckman Coulter Inc | DM1200 | 33334 |  |  | 5102-31400 | SJS-Lab Central Preocessing | 14 | IU | Active
SJS4103 | PANCAE | Annual Care E Vac 3 PM | Gil Matos | GIMAT | EMPLOYEE | Y | 1 | 0.5 | 07/01/2024 | 08/18/2023 | 2 | M | SJS | SJS | Portable Suction | 27-657 | Aspirators, Airway | 452041 | Ohio Medical Corp | 758000 | CDP0545 |  |  | 5102-12210 | SJS-Med/Surg Unit II 4East | 12 | IU | Active
SJS4103 | P3YEB1 | 3 Year Battery Replacement and Annual Care E Vac 3 PM | Gil Matos | GIMAT | EMPLOYEE | Y | 3 | 1.2 | 07/01/2024 |  | 2 | M | SJS | SJS | Portable Suction | 27-657 | Aspirators, Airway | 452041 | Ohio Medical Corp | 758000 | CDP0545 |  |  | 5102-12210 | SJS-Med/Surg Unit II 4East | 12 | IU | Active
SJS4112 | P80CAA | 8015 CareFusion Alaris Pump | Gerson Colon | 94805 | EMPLOYEE | Y | 2 | 0.8 | 08/01/2025 | 10/17/2023 | 6 | M | SJS | SJS | Pump Control Unit | 26-655 | Controllers, Infusion Pump Systems, Programmable | 378348 | BD | 8015 BD | 15591361 | PCU | Alaris 1 | 5102-23100 | SJS-Emergency Service | 21 | IU | Active
SJS4114 | P80CAA | 8015 CareFusion Alaris Pump | Gerson Colon | 94805 | EMPLOYEE | Y | 2 | 0.8 | 08/01/2025 | 10/11/2023 | 6 | M | SJS | SJS | Pump Control Unit | 26-655 | Controllers, Infusion Pump Systems, Programmable | 378348 | BD | 8015 BD | 15591371 | PCU | Alaris 1 | 5102-23100 | SJS-Emergency Service | 21 | IU | Active
SJS4117 | P80CAA | 8015 CareFusion Alaris Pump | Gerson Colon | 94805 | EMPLOYEE | Y | 2 | 0.8 | 08/01/2025 | 10/25/2023 | 6 | M | SJS | SJS | Pump Control Unit | 26-655 | Controllers, Infusion Pump Systems, Programmable | 378348 | BD | 8015 BD | 15591218 | PCU | Alaris 1 | 5102-23100 | SJS-Emergency Service | 21 | IU | Active
SJS4118 | P80CAA | 8015 CareFusion Alaris Pump | Gerson Colon | 94805 | EMPLOYEE | Y | 2 | 0.8 | 08/01/2025 | 08/21/2023 | 6 | M | SJS | SJS | Pump Control Unit | 26-655 | Controllers, Infusion Pump Systems, Programmable | 378348 | BD | 8015 BD | 15591290 | PCU | Alaris 1 | 5102-23100 | SJS-Emergency Service | 21 | IU | Active
SJS4119 | P80CAA | 8015 CareFusion Alaris Pump | Gerson Colon | 94805 | EMPLOYEE | Y | 2 | 0.8 | 08/01/2025 | 12/12/2023 | 6 | M | SJS | SJS | Pump Control Unit | 26-655 | Controllers, Infusion Pump Systems, Programmable | 378348 | BD | 8015 BD | 15589920 | PCU | Alaris 1 | 5102-23100 | SJS-Emergency Service | 21 | IU | Active
SJS4120 | P80CAA | 8015 CareFusion Alaris Pump | Gerson Colon | 94805 | EMPLOYEE | Y | 2 | 0.8 | 08/01/2025 | 10/11/2023 | 6 | M | SJS | SJS | Pump Control Unit | 26-655 | Controllers, Infusion Pump Systems, Programmable | 378348 | BD | 8015 BD | 15591473 | PCU | Alaris 1 | 5102-23100 | SJS-Emergency Service | 21 | IU | Active
SJS4121 | P80CAA | 8015 CareFusion Alaris Pump | Gerson Colon | 94805 | EMPLOYEE | Y | 2 | 0.8 | 08/01/2025 | 08/21/2023 | 6 | M | SJS | SJS | Pump Control Unit | 26-655 | Controllers, Infusion Pump Systems, Programmable | 378348 | BD | 8015 BD | 15591360 | PCU | Alaris 1 | 5102-23100 | SJS-Emergency Service | 21 | IU | Active
SJS4123 | P80CAA | 8015 CareFusion Alaris Pump | Gerson Colon | 94805 | EMPLOYEE | Y | 2 | 0.8 | 08/01/2025 | 10/26/2023 | 6 | M | SJS | SJS | Pump Control Unit | 26-655 | Controllers, Infusion Pump Systems, Programmable | 378348 | BD | 8015 BD | 15590986 | PCU | Alaris 1 | 5102-23100 | SJS-Emergency Service | 21 | IU | Active
SJS4124 | P80CAA | 8015 CareFusion Alaris Pump | Gerson Colon | 94805 | EMPLOYEE | Y | 2 | 0.8 | 08/01/2025 | 01/05/2024 | 6 | M | SJS | SJS | Pump Control Unit | 26-655 | Controllers, Infusion Pump Systems, Programmable | 378348 | BD | 8015 BD | 15591189 | PCU | Alaris 1 | 5102-23100 | SJS-Emergency Service | 21 | IU | Active
SJS4125 | P80CAA | 8015 CareFusion Alaris Pump | Gerson Colon | 94805 | EMPLOYEE | Y | 2 | 0.8 | 08/01/2025 | 08/21/2023 | 6 | M | SJS | SJS | Pump Control Unit | 26-655 | Controllers, Infusion Pump Systems, Programmable | 378348 | BD | 8015 BD | 15590269 | PCU | Alaris 1 | 5102-23100 | SJS-Emergency Service | 21 | IU | Active
SJS4126 | P80CAA | 8015 CareFusion Alaris Pump | Gerson Colon | 94805 | EMPLOYEE | Y | 2 | 0.8 | 08/01/2025 | 10/04/2023 | 6 | M | SJS | SJS | Pump Control Unit | 26-655 | Controllers, Infusion Pump Systems, Programmable | 378348 | BD | 8015 BD | 15591357 | PCU | Alaris 1 | 5102-23100 | SJS-Emergency Service | 21 | IU | Active
SJS4127 | P80CAA | 8015 CareFusion Alaris Pump | Gerson Colon | 94805 | EMPLOYEE | Y | 2 | 0.8 | 08/01/2025 | 07/31/2023 | 6 | M | SJS | SJS | Pump Control Unit | 26-655 | Controllers, Infusion Pump Systems, Programmable | 378348 | BD | 8015 BD | 15591455 | PCU | Alaris 1 | 5102-23100 | SJS-Emergency Service | 21 | IU | Active
SJS4128 | P80CAA | 8015 CareFusion Alaris Pump | Gerson Colon | 94805 | EMPLOYEE | Y | 2 | 0.8 | 08/01/2025 | 10/17/2023 | 6 | M | SJS | SJS | Pump Control Unit | 26-655 | Controllers, Infusion Pump Systems, Programmable | 378348 | BD | 8015 BD | 15590593 | PCU | Alaris 1 | 5102-23100 | SJS-Emergency Service | 21 | IU | Active
SJS4129 | P80CAA | 8015 CareFusion Alaris Pump | Gerson Colon | 94805 | EMPLOYEE | Y | 2 | 0.8 | 08/01/2025 | 01/04/2024 | 6 | M | SJS | SJS | Pump Control Unit | 26-655 | Controllers, Infusion Pump Systems, Programmable | 378348 | BD | 8015 BD | 15589881 | PCU | Alaris 1 | 5102-23100 | SJS-Emergency Service | 21 | IU | Active
SJS4130 | P80CAA | 8015 CareFusion Alaris Pump | Gerson Colon | 94805 | EMPLOYEE | Y | 2 | 0.8 | 08/01/2025 | 12/14/2023 | 6 | M | SJS | SJS | Pump Control Unit | 26-655 | Controllers, Infusion Pump Systems, Programmable | 378348 | BD | 8015 BD | 15590073 | PCU | Alaris 1 | 5102-23100 | SJS-Emergency Service | 21 | IU | Active
SJS4133 | P80CAA | 8015 CareFusion Alaris Pump | Gerson Colon | 94805 | EMPLOYEE | Y | 2 | 0.8 | 08/01/2025 | 12/22/2023 | 6 | M | SJS | SJS | Pump Control Unit | 26-655 | Controllers, Infusion Pump Systems, Programmable | 378348 | BD | 8015 BD | 15591386 | PCU | Alaris 1 | 5102-23100 | SJS-Emergency Service | 21 | IU | Active
SJS4134 | P80CAA | 8015 CareFusion Alaris Pump | Gerson Colon | 94805 | EMPLOYEE | Y | 2 | 0.8 | 08/01/2025 | 12/13/2023 | 6 | M | SJS | SJS | Pump Control Unit | 26-655 | Controllers, Infusion Pump Systems, Programmable | 378348 | BD | 8015 BD | 15591403 | PCU | Alaris 1 | 5102-23100 | SJS-Emergency Service | 21 | IU | Active
SJS4136 | P80CAA | 8015 CareFusion Alaris Pump | Gerson Colon | 94805 | EMPLOYEE | Y | 2 | 0.8 | 08/01/2025 | 10/05/2023 | 6 | M | SJS | SJS | Pump Control Unit | 26-655 | Controllers, Infusion Pump Systems, Programmable | 378348 | BD | 8015 BD | 15590262 | PCU | Alaris 1 | 5102-23100 | SJS-Emergency Service | 21 | IU | Active
SJS4137 | P80CAA | 8015 CareFusion Alaris Pump | Gerson Colon | 94805 | EMPLOYEE | Y | 2 | 0.8 | 08/01/2025 | 08/21/2023 | 6 | M | SJS | SJS | Pump Control Unit | 26-655 | Controllers, Infusion Pump Systems, Programmable | 378348 | BD | 8015 BD | 15590969 | PCU | Alaris 1 | 5102-23100 | SJS-Emergency Service | 21 | IU | Active
SJS4141 | P80CAA | 8015 CareFusion Alaris Pump | Gerson Colon | 94805 | EMPLOYEE | Y | 2 | 0.8 | 08/01/2025 | 12/13/2023 | 6 | M | SJS | SJS | Pump Control Unit | 26-655 | Controllers, Infusion Pump Systems, Programmable | 378348 | BD | 8015 BD | 15589804 | PCU | Alaris 1 | 5102-23100 | SJS-Emergency Service | 21 | IU | Active
SJS4142 | P80CAA | 8015 CareFusion Alaris Pump | Gerson Colon | 94805 | EMPLOYEE | Y | 2 | 0.8 | 08/01/2025 | 12/26/2023 | 6 | M | SJS | SJS | Pump Control Unit | 26-655 | Controllers, Infusion Pump Systems, Programmable | 378348 | BD | 8015 BD | 15591359 | PCU | Alaris 1 | 5102-23100 | SJS-Emergency Service | 21 | IU | Active
SJS4145 | P80CAA | 8015 CareFusion Alaris Pump | Gerson Colon | 94805 | EMPLOYEE | Y | 2 | 0.8 | 08/01/2025 | 09/18/2023 | 6 | M | SJS | SJS | Pump Control Unit | 26-655 | Controllers, Infusion Pump Systems, Programmable | 378348 | BD | 8015 BD | 15590216 | PCU | Alaris 1 | 5102-23100 | SJS-Emergency Service | 21 | IU | Active
SJS4146 | P80CAA | 8015 CareFusion Alaris Pump | Gerson Colon | 94805 | EMPLOYEE | Y | 2 | 0.8 | 08/01/2025 | 01/04/2024 | 6 | M | SJS | SJS | Pump Control Unit | 26-655 | Controllers, Infusion Pump Systems, Programmable | 378348 | BD | 8015 BD | 15591308 | PCU | Alaris 1 | 5102-23100 | SJS-Emergency Service | 21 | IU | Active
SJS4150 | P80CAA | 8015 CareFusion Alaris Pump | Gerson Colon | 94805 | EMPLOYEE | Y | 2 | 0.8 | 08/01/2025 | 12/11/2023 | 6 | M | SJS | SJS | Pump Control Unit | 26-655 | Controllers, Infusion Pump Systems, Programmable | 378348 | BD | 8015 BD | 15590650 | PCU | Alaris 1 | 5102-23100 | SJS-Emergency Service | 21 | IU | Active
SJS4151 | P80CAA | 8015 CareFusion Alaris Pump | Gerson Colon | 94805 | EMPLOYEE | Y | 2 | 0.8 | 08/01/2025 | 12/14/2023 | 6 | M | SJS | SJS | Pump Control Unit | 26-655 | Controllers, Infusion Pump Systems, Programmable | 378348 | BD | 8015 BD | 15591128 | PCU | Alaris 1 | 5102-23100 | SJS-Emergency Service | 21 | IU | Active
SJS4154 | P80CAA | 8015 CareFusion Alaris Pump | Gerson Colon | 94805 | EMPLOYEE | Y | 2 | 0.8 | 08/01/2025 | 01/03/2024 | 6 | M | SJS | SJS | Pump Control Unit | 26-655 | Controllers, Infusion Pump Systems, Programmable | 378348 | BD | 8015 BD | 15590251 | PCU | Alaris 1 | 5102-23100 | SJS-Emergency Service | 21 | IU | Active
SJS4156 | P80CAA | 8015 CareFusion Alaris Pump | Gerson Colon | 94805 | EMPLOYEE | Y | 2 | 0.8 | 08/01/2025 | 12/14/2023 | 6 | M | SJS | SJS | Pump Control Unit | 26-655 | Controllers, Infusion Pump Systems, Programmable | 378348 | BD | 8015 BD | 15591192 | PCU | Alaris 1 | 5102-23100 | SJS-Emergency Service | 21 | IU | Active
SJS4157 | P80CAA | 8015 CareFusion Alaris Pump | Gerson Colon | 94805 | EMPLOYEE | Y | 2 | 0.8 | 08/01/2025 | 10/10/2023 | 6 | M | SJS | SJS | Pump Control Unit | 26-655 | Controllers, Infusion Pump Systems, Programmable | 378348 | BD | 8015 BD | 15590250 | PCU | Alaris 1 | 5102-23100 | SJS-Emergency Service | 21 | IU | Active
SJS4158 | P80CAA | 8015 CareFusion Alaris Pump | Gerson Colon | 94805 | EMPLOYEE | Y | 2 | 0.8 | 08/01/2025 | 12/29/2023 | 6 | M | SJS | SJS | Pump Control Unit | 26-655 | Controllers, Infusion Pump Systems, Programmable | 378348 | BD | 8015 BD | 15590991 | PCU | Alaris 1 | 5102-23100 | SJS-Emergency Service | 21 | IU | Active
SJS4159 | P80CAA | 8015 CareFusion Alaris Pump | Gerson Colon | 94805 | EMPLOYEE | Y | 2 | 0.8 | 08/01/2025 | 01/02/2024 | 6 | M | SJS | SJS | Pump Control Unit | 26-655 | Controllers, Infusion Pump Systems, Programmable | 378348 | BD | 8015 BD | 15590339 | PCU | Alaris 1 | 5102-23100 | SJS-Emergency Service | 21 | IU | Active
SJS4160 | P80CAA | 8015 CareFusion Alaris Pump | Gerson Colon | 94805 | EMPLOYEE | Y | 2 | 0.8 | 08/01/2025 | 10/05/2023 | 6 | M | SJS | SJS | Pump Control Unit | 26-655 | Controllers, Infusion Pump Systems, Programmable | 378348 | BD | 8015 BD | 15591199 | PCU | Alaris 1 | 5102-23100 | SJS-Emergency Service | 21 | IU | Active
SJS4161 | P80CAA | 8015 CareFusion Alaris Pump | Gerson Colon | 94805 | EMPLOYEE | Y | 2 | 0.8 | 08/01/2025 | 10/20/2023 | 6 | M | SJS | SJS | Pump Control Unit | 26-655 | Controllers, Infusion Pump Systems, Programmable | 378348 | BD | 8015 BD | 15591367 | PCU | Alaris 1 | 5102-23100 | SJS-Emergency Service | 21 | IU | Active
SJS4162 | P80CAA | 8015 CareFusion Alaris Pump | Gerson Colon | 94805 | EMPLOYEE | Y | 2 | 0.8 | 08/01/2025 | 10/17/2023 | 6 | M | SJS | SJS | Pump Control Unit | 26-655 | Controllers, Infusion Pump Systems, Programmable | 378348 | BD | 8015 BD | 15591377 | PCU | Alaris 1 | 5102-23100 | SJS-Emergency Service | 21 | IU | Active
SJS4164 | P166 | Pump, Infusion, Syringe. | Twanna Hardy | TWLUK | EMPLOYEE | Y | 1 | 0.75 | 06/01/2024 | 08/10/2023 | 6 | M | SJS | SJS | Syringe Pump | 13-217 | Infusion Pumps, Multitherapy, Syringe | 378348 | BD | 8110 | 15596758 | SYRING | Alaris 8110 | 5102-23100 | SJS-Emergency Service | 20 | IU | Active
SJS4166 | P166 | Pump, Infusion, Syringe. | Twanna Hardy | TWLUK | EMPLOYEE | Y | 1 | 0.75 | 06/01/2024 | 06/28/2023 | 6 | M | SJS | SJS | Syringe Pump | 13-217 | Infusion Pumps, Multitherapy, Syringe | 378348 | BD | 8110 | 15596495 | SYRING | Alaris 8110 | 5102-23100 | SJS-Emergency Service | 20 | IU | Active
SJS4167 | P166 | Pump, Infusion, Syringe. | Twanna Hardy | TWLUK | EMPLOYEE | Y | 1 | 0.75 | 06/01/2024 | 10/10/2023 | 6 | M | SJS | SJS | Syringe Pump | 13-217 | Infusion Pumps, Multitherapy, Syringe | 378348 | BD | 8110 | 15596973 | SYRING | Alaris 8110 | 5102-23100 | SJS-Emergency Service | 20 | IU | Active
SJS4169 | P166 | Pump, Infusion, Syringe. | Twanna Hardy | TWLUK | EMPLOYEE | Y | 1 | 0.75 | 06/01/2024 | 08/16/2023 | 6 | M | SJS | SJS | Syringe Pump | 13-217 | Infusion Pumps, Multitherapy, Syringe | 378348 | BD | 8110 | 15597030 | SYRING | Alaris 8110 | 5102-23100 | SJS-Emergency Service | 20 | IU | Active
SJS4170 | P166 | Pump, Infusion, Syringe. | Twanna Hardy | TWLUK | EMPLOYEE | Y | 1 | 0.75 | 06/01/2024 | 10/19/2023 | 6 | M | SJS | SJS | Syringe Pump | 13-217 | Infusion Pumps, Multitherapy, Syringe | 378348 | BD | 8110 | 15596497 | SYRING | Alaris 8110 | 5102-23100 | SJS-Emergency Service | 20 | IU | Active
SJS4171 | P166 | Pump, Infusion, Syringe. | Twanna Hardy | TWLUK | EMPLOYEE | Y | 1 | 0.75 | 06/01/2024 | 08/11/2023 | 6 | M | SJS | SJS | Syringe Pump | 13-217 | Infusion Pumps, Multitherapy, Syringe | 378348 | BD | 8110 | 15597013 | SYRING | Alaris 8110 | 5102-23100 | SJS-Emergency Service | 20 | IU | Active
SJS4172 | P166 | Pump, Infusion, Syringe. | Twanna Hardy | TWLUK | EMPLOYEE | Y | 1 | 0.75 | 06/01/2024 | 08/17/2023 | 6 | M | SJS | SJS | Syringe Pump | 13-217 | Infusion Pumps, Multitherapy, Syringe | 378348 | BD | 8110 | 15596483 | SYRING | Alaris 8110 | 5102-23100 | SJS-Emergency Service | 20 | IU | Active
SJS4173 | P166 | Pump, Infusion, Syringe. | Twanna Hardy | TWLUK | EMPLOYEE | Y | 1 | 0.75 | 06/01/2024 | 08/14/2023 | 6 | M | SJS | SJS | Syringe Pump | 13-217 | Infusion Pumps, Multitherapy, Syringe | 378348 | BD | 8110 | 15596353 | SYRING | Alaris 8110 | 5102-23100 | SJS-Emergency Service | 20 | IU | Active
SJS4174 | P166 | Pump, Infusion, Syringe. | Twanna Hardy | TWLUK | EMPLOYEE | Y | 1 | 0.75 | 06/01/2024 | 08/10/2023 | 6 | M | SJS | SJS | Syringe Pump | 13-217 | Infusion Pumps, Multitherapy, Syringe | 378348 | BD | 8110 | 15596995 | SYRING | Alaris 8110 | 5102-23100 | SJS-Emergency Service | 20 | IU | Active
SJS4175 | P166 | Pump, Infusion, Syringe. | Twanna Hardy | TWLUK | EMPLOYEE | Y | 1 | 0.75 | 06/01/2024 | 08/18/2023 | 6 | M | SJS | SJS | Syringe Pump | 13-217 | Infusion Pumps, Multitherapy, Syringe | 378348 | BD | 8110 | 15596878 | SYRING | Alaris 8110 | 5102-23100 | SJS-Emergency Service | 20 | IU | Active
SJS4177 | P166 | Pump, Infusion, Syringe. | Twanna Hardy | TWLUK | EMPLOYEE | Y | 1 | 0.75 | 06/01/2024 | 08/14/2023 | 6 | M | SJS | SJS | Syringe Pump | 13-217 | Infusion Pumps, Multitherapy, Syringe | 378348 | BD | 8110 | 15596337 | SYRING | Alaris 8110 | 5102-23100 | SJS-Emergency Service | 20 | IU | Active
SJS4178 | P165A | Pump, Infusion, Epidural-Pca. | Twanna Hardy | TWLUK | EMPLOYEE | Y | 1 | 0.7 | 06/01/2024 | 08/21/2023 | 6 | M | SJS | SJS | Patient Controlled Pump | 16-924 | Infusion Pumps, Analgesic, Patient-Controlled | 378348 | BD | 8120 | 15421224 | PCA | Alaris 8120 | 5102-23100 | SJS-Emergency Service | 20 | IU | Active
SJS4179 | P81CAA | 8100 CareFusion Alaris Pump | Darren Eaton | DAEAT | EMPLOYEE | Y | 1 | 0.5 | 08/01/2024 | 10/17/2023 | 6 | M | SJS | SJS | Large Volume Pump Module | 13-215 | Infusion Pumps, Multitherapy | 378348 | BD | 8100 BD | 15597656 | LVP | Alaris 2 | 5102-23100 | SJS-Emergency Service | 20 | IU | Active
SJS4180 | P81CAA | 8100 CareFusion Alaris Pump | Darren Eaton | DAEAT | EMPLOYEE | Y | 1 | 0.5 | 08/01/2024 | 10/27/2023 | 6 | M | SJS | SJS | Large Volume Pump Module | 13-215 | Infusion Pumps, Multitherapy | 378348 | BD | 8100 BD | 15597138 | LVP | Alaris 2 | 5102-23100 | SJS-Emergency Service | 20 | IU | Active
SJS4181 | P81CAA | 8100 CareFusion Alaris Pump | Darren Eaton | DAEAT | EMPLOYEE | Y | 1 | 0.5 | 08/01/2024 | 10/31/2023 | 6 | M | SJS | SJS | Large Volume Pump Module | 13-215 | Infusion Pumps, Multitherapy | 378348 | BD | 8100 BD | 15597576 | LVP | Alaris 2 | 5102-23100 | SJS-Emergency Service | 20 | IU | Active
SJS4182 | P81CAA | 8100 CareFusion Alaris Pump | Darren Eaton | DAEAT | EMPLOYEE | Y | 1 | 0.5 | 08/01/2024 | 12/26/2023 | 6 | M | SJS | SJS | Large Volume Pump Module | 13-215 | Infusion Pumps, Multitherapy | 378348 | BD | 8100 BD | 15597587 | LVP | Alaris 2 | 5102-23100 | SJS-Emergency Service | 20 | IU | Active
SJS4183 | P81CAA | 8100 CareFusion Alaris Pump | Darren Eaton | DAEAT | EMPLOYEE | Y | 1 | 0.5 | 08/01/2024 | 10/24/2023 | 6 | M | SJS | SJS | Large Volume Pump Module | 13-215 | Infusion Pumps, Multitherapy | 378348 | BD | 8100 BD | 15597695 | LVP | Alaris 2 | 5102-23100 | SJS-Emergency Service | 20 | IU | Active
SJS4184 | P81CAA | 8100 CareFusion Alaris Pump | Darren Eaton | DAEAT | EMPLOYEE | Y | 1 | 0.5 | 08/01/2024 | 08/25/2023 | 6 | M | SJS | SJS | Large Volume Pump Module | 13-215 | Infusion Pumps, Multitherapy | 378348 | BD | 8100 BD | 15597534 | LVP | Alaris 2 | 5102-23100 | SJS-Emergency Service | 20 | IU | Active
SJS4185 | P81CAA | 8100 CareFusion Alaris Pump | Darren Eaton | DAEAT | EMPLOYEE | Y | 1 | 0.5 | 08/01/2024 | 10/13/2023 | 6 | M | SJS | SJS | Large Volume Pump Module | 13-215 | Infusion Pumps, Multitherapy | 378348 | BD | 8100 BD | 15597759 | LVP | Alaris 2 | 5102-23100 | SJS-Emergency Service | 20 | IU | Active
SJS4186 | P81CAA | 8100 CareFusion Alaris Pump | Darren Eaton | DAEAT | EMPLOYEE | Y | 1 | 0.5 | 08/01/2024 | 10/27/2023 | 6 | M | SJS | SJS | Large Volume Pump Module | 13-215 | Infusion Pumps, Multitherapy | 378348 | BD | 8100 BD | 15597611 | LVP | Alaris 2 | 5102-23100 | SJS-Emergency Service | 20 | IU | Active
SJS4187 | P81CAA | 8100 CareFusion Alaris Pump | Darren Eaton | DAEAT | EMPLOYEE | Y | 1 | 0.5 | 08/01/2024 | 10/18/2023 | 6 | M | SJS | SJS | Large Volume Pump Module | 13-215 | Infusion Pumps, Multitherapy | 378348 | BD | 8100 BD | 15597629 | LVP | Alaris 2 | 5102-23100 | SJS-Emergency Service | 20 | IU | Active
SJS4188 | P81CAA | 8100 CareFusion Alaris Pump | Darren Eaton | DAEAT | EMPLOYEE | Y | 1 | 0.5 | 08/01/2024 | 11/01/2023 | 6 | M | SJS | SJS | Large Volume Pump Module | 13-215 | Infusion Pumps, Multitherapy | 378348 | BD | 8100 BD | 15597236 | LVP | Alaris 2 | 5102-23100 | SJS-Emergency Service | 20 | IU | Active
SJS4189 | P81CAA | 8100 CareFusion Alaris Pump | Darren Eaton | DAEAT | EMPLOYEE | Y | 1 | 0.5 | 08/01/2024 | 08/15/2023 | 6 | M | SJS | SJS | Large Volume Pump Module | 13-215 | Infusion Pumps, Multitherapy | 378348 | BD | 8100 BD | 15597217 | LVP | Alaris 2 | 5102-23100 | SJS-Emergency Service | 20 | IU | Active
SJS4190 | P81CAA | 8100 CareFusion Alaris Pump | Darren Eaton | DAEAT | EMPLOYEE | Y | 1 | 0.5 | 08/01/2024 | 10/31/2023 | 6 | M | SJS | SJS | Large Volume Pump Module | 13-215 | Infusion Pumps, Multitherapy | 378348 | BD | 8100 BD | 15597145 | LVP | Alaris 2 | 5102-23100 | SJS-Emergency Service | 20 | IU | Active
SJS4191 | P81CAA | 8100 CareFusion Alaris Pump | Darren Eaton | DAEAT | EMPLOYEE | Y | 1 | 0.5 | 08/01/2024 | 11/09/2023 | 6 | M | SJS | SJS | Large Volume Pump Module | 13-215 | Infusion Pumps, Multitherapy | 378348 | BD | 8100 BD | 15597275 | LVP | Alaris 2 | 5102-23100 | SJS-Emergency Service | 20 | IU | Active
SJS4192 | P81CAA | 8100 CareFusion Alaris Pump | Darren Eaton | DAEAT | EMPLOYEE | Y | 1 | 0.5 | 08/01/2024 | 10/25/2023 | 6 | M | SJS | SJS | Large Volume Pump Module | 13-215 | Infusion Pumps, Multitherapy | 378348 | BD | 8100 BD | 15597287 | LVP | Alaris 2 | 5102-23100 | SJS-Emergency Service | 20 | IU | Active
SJS4193 | P81CAA | 8100 CareFusion Alaris Pump | Darren Eaton | DAEAT | EMPLOYEE | Y | 1 | 0.5 | 08/01/2024 | 10/24/2023 | 6 | M | SJS | SJS | Large Volume Pump Module | 13-215 | Infusion Pumps, Multitherapy | 378348 | BD | 8100 BD | 15597293 | LVP | Alaris 2 | 5102-23100 | SJS-Emergency Service | 20 | IU | Active
SJS4194 | P81CAA | 8100 CareFusion Alaris Pump | Darren Eaton | DAEAT | EMPLOYEE | Y | 1 | 0.5 | 08/01/2024 | 11/06/2023 | 6 | M | SJS | SJS | Large Volume Pump Module | 13-215 | Infusion Pumps, Multitherapy | 378348 | BD | 8100 BD | 15597208 | LVP | Alaris 2 | 5102-23100 | SJS-Emergency Service | 20 | IU | Active
SJS4195 | P81CAA | 8100 CareFusion Alaris Pump | Darren Eaton | DAEAT | EMPLOYEE | Y | 1 | 0.5 | 08/01/2024 | 10/02/2023 | 6 | M | SJS | SJS | Large Volume Pump Module | 13-215 | Infusion Pumps, Multitherapy | 378348 | BD | 8100 BD | 15597268 | LVP | Alaris 2 | 5102-23100 | SJS-Emergency Service | 20 | IU | Active
SJS4196 | P81CAA | 8100 CareFusion Alaris Pump | Darren Eaton | DAEAT | EMPLOYEE | Y | 1 | 0.5 | 08/01/2024 | 12/08/2023 | 6 | M | SJS | SJS | Large Volume Pump Module | 13-215 | Infusion Pumps, Multitherapy | 378348 | BD | 8100 BD | 15597149 | LVP | Alaris 2 | 5102-23100 | SJS-Emergency Service | 20 | IU | Active
SJS4197 | P81CAA | 8100 CareFusion Alaris Pump | Darren Eaton | DAEAT | EMPLOYEE | Y | 1 | 0.5 | 08/01/2024 | 08/25/2023 | 6 | M | SJS | SJS | Large Volume Pump Module | 13-215 | Infusion Pumps, Multitherapy | 378348 | BD | 8100 BD | 15597232 | LVP | Alaris 2 | 5102-23100 | SJS-Emergency Service | 20 | IU | Active
SJS4198 | P81CAA | 8100 CareFusion Alaris Pump | Darren Eaton | DAEAT | EMPLOYEE | Y | 1 | 0.5 | 08/01/2024 | 12/15/2023 | 6 | M | SJS | SJS | Large Volume Pump Module | 13-215 | Infusion Pumps, Multitherapy | 378348 | BD | 8100 BD | 15597264 | LVP | Alaris 2 | 5102-23100 | SJS-Emergency Service | 20 | IU | Active
SJS4199 | P81CAA | 8100 CareFusion Alaris Pump | Darren Eaton | DAEAT | EMPLOYEE | Y | 1 | 0.5 | 08/01/2024 | 10/27/2023 | 6 | M | SJS | SJS | Large Volume Pump Module | 13-215 | Infusion Pumps, Multitherapy | 378348 | BD | 8100 BD | 15597290 | LVP | Alaris 2 | 5102-23100 | SJS-Emergency Service | 20 | IU | Active
SJS4200 | P81CAA | 8100 CareFusion Alaris Pump | Darren Eaton | DAEAT | EMPLOYEE | Y | 1 | 0.5 | 08/01/2024 | 08/09/2023 | 6 | M | SJS | SJS | Large Volume Pump Module | 13-215 | Infusion Pumps, Multitherapy | 378348 | BD | 8100 BD | 15597875 | LVP | Alaris 2 | 5102-23100 | SJS-Emergency Service | 20 | IU | Active
SJS4201 | P81CAA | 8100 CareFusion Alaris Pump | Darren Eaton | DAEAT | EMPLOYEE | Y | 1 | 0.5 | 08/01/2024 | 11/07/2023 | 6 | M | SJS | SJS | Large Volume Pump Module | 13-215 | Infusion Pumps, Multitherapy | 378348 | BD | 8100 BD | 15597523 | LVP | Alaris 2 | 5102-23100 | SJS-Emergency Service | 20 | IU | Active
SJS4202 | P81CAA | 8100 CareFusion Alaris Pump | Darren Eaton | DAEAT | EMPLOYEE | Y | 1 | 0.5 | 08/01/2024 | 11/08/2023 | 6 | M | SJS | SJS | Large Volume Pump Module | 13-215 | Infusion Pumps, Multitherapy | 378348 | BD | 8100 BD | 15597728 | LVP | Alaris 2 | 5102-23100 | SJS-Emergency Service | 20 | IU | Active
SJS4203 | P81CAA | 8100 CareFusion Alaris Pump | Darren Eaton | DAEAT | EMPLOYEE | Y | 1 | 0.5 | 08/01/2024 | 08/14/2023 | 6 | M | SJS | SJS | Large Volume Pump Module | 13-215 | Infusion Pumps, Multitherapy | 378348 | BD | 8100 BD | 15597647 | LVP | Alaris 2 | 5102-23100 | SJS-Emergency Service | 20 | IU | Active
SJS4204 | P81CAA | 8100 CareFusion Alaris Pump | Darren Eaton | DAEAT | EMPLOYEE | Y | 1 | 0.5 | 08/01/2024 | 08/09/2023 | 6 | M | SJS | SJS | Large Volume Pump Module | 13-215 | Infusion Pumps, Multitherapy | 378348 | BD | 8100 BD | 15597181 | LVP | Alaris 2 | 5102-23100 | SJS-Emergency Service | 20 | IU | Active
SJS4205 | P81CAA | 8100 CareFusion Alaris Pump | Darren Eaton | DAEAT | EMPLOYEE | Y | 1 | 0.5 | 08/01/2024 | 08/23/2023 | 6 | M | SJS | SJS | Large Volume Pump Module | 13-215 | Infusion Pumps, Multitherapy | 378348 | BD | 8100 BD | 15597641 | LVP | Alaris 2 | 5102-23100 | SJS-Emergency Service | 20 | IU | Active
SJS4206 | P81CAA | 8100 CareFusion Alaris Pump | Darren Eaton | DAEAT | EMPLOYEE | Y | 1 | 0.5 | 08/01/2024 | 08/15/2023 | 6 | M | SJS | SJS | Large Volume Pump Module | 13-215 | Infusion Pumps, Multitherapy | 378348 | BD | 8100 BD | 15597884 | LVP | Alaris 2 | 5102-23100 | SJS-Emergency Service | 20 | IU | Active
SJS4207 | P81CAA | 8100 CareFusion Alaris Pump | Darren Eaton | DAEAT | EMPLOYEE | Y | 1 | 0.5 | 08/01/2024 | 10/17/2023 | 6 | M | SJS | SJS | Large Volume Pump Module | 13-215 | Infusion Pumps, Multitherapy | 378348 | BD | 8100 BD | 15597265 | LVP | Alaris 2 | 5102-23100 | SJS-Emergency Service | 20 | IU | Active
SJS4208 | P81CAA | 8100 CareFusion Alaris Pump | Darren Eaton | DAEAT | EMPLOYEE | Y | 1 | 0.5 | 08/01/2024 | 11/06/2023 | 6 | M | SJS | SJS | Large Volume Pump Module | 13-215 | Infusion Pumps, Multitherapy | 378348 | BD | 8100 BD | 15597833 | LVP | Alaris 2 | 5102-23100 | SJS-Emergency Service | 20 | IU | Active
SJS4209 | P81CAA | 8100 CareFusion Alaris Pump | Darren Eaton | DAEAT | EMPLOYEE | Y | 1 | 0.5 | 08/01/2024 | 10/23/2023 | 6 | M | SJS | SJS | Large Volume Pump Module | 13-215 | Infusion Pumps, Multitherapy | 378348 | BD | 8100 BD | 15597732 | LVP | Alaris 2 | 5102-23100 | SJS-Emergency Service | 20 | IU | Active
SJS4210 | P81CAA | 8100 CareFusion Alaris Pump | Darren Eaton | DAEAT | EMPLOYEE | Y | 1 | 0.5 | 08/01/2024 | 08/21/2023 | 6 | M | SJS | SJS | Large Volume Pump Module | 13-215 | Infusion Pumps, Multitherapy | 378348 | BD | 8100 BD | 15589613 | LVP | Alaris 2 | 5102-23100 | SJS-Emergency Service | 20 | IU | Active
SJS4211 | P81CAA | 8100 CareFusion Alaris Pump | Darren Eaton | DAEAT | EMPLOYEE | Y | 1 | 0.5 | 08/01/2024 | 08/15/2023 | 6 | M | SJS | SJS | Large Volume Pump Module | 13-215 | Infusion Pumps, Multitherapy | 378348 | BD | 8100 BD | 15597886 | LVP | Alaris 2 | 5102-23100 | SJS-Emergency Service | 20 | MI | Missing
SJS4212 | P81CAA | 8100 CareFusion Alaris Pump | Darren Eaton | DAEAT | EMPLOYEE | Y | 1 | 0.5 | 08/01/2024 | 12/16/2023 | 6 | M | SJS | SJS | Large Volume Pump Module | 13-215 | Infusion Pumps, Multitherapy | 378348 | BD | 8100 BD | 15597727 | LVP | Alaris 2 | 5102-23100 | SJS-Emergency Service | 20 | IU | Active
SJS4213 | P81CAA | 8100 CareFusion Alaris Pump | Darren Eaton | DAEAT | EMPLOYEE | Y | 1 | 0.5 | 08/01/2024 | 11/15/2023 | 6 | M | SJS | SJS | Large Volume Pump Module | 13-215 | Infusion Pumps, Multitherapy | 378348 | BD | 8100 BD | 15597811 | LVP | Alaris 2 | 5102-23100 | SJS-Emergency Service | 20 | IU | Active
SJS4214 | P81CAA | 8100 CareFusion Alaris Pump | Darren Eaton | DAEAT | EMPLOYEE | Y | 1 | 0.5 | 08/01/2024 | 10/12/2023 | 6 | M | SJS | SJS | Large Volume Pump Module | 13-215 | Infusion Pumps, Multitherapy | 378348 | BD | 8100 BD | 15597697 | LVP | Alaris 2 | 5102-23100 | SJS-Emergency Service | 20 | IU | Active
SJS4215 | P81CAA | 8100 CareFusion Alaris Pump | Darren Eaton | DAEAT | EMPLOYEE | Y | 1 | 0.5 | 08/01/2024 | 08/30/2023 | 6 | M | SJS | SJS | Large Volume Pump Module | 13-215 | Infusion Pumps, Multitherapy | 378348 | BD | 8100 BD | 15597843 | LVP | Alaris 2 | 5102-23100 | SJS-Emergency Service | 20 | IU | Active
SJS4216 | P81CAA | 8100 CareFusion Alaris Pump | Darren Eaton | DAEAT | EMPLOYEE | Y | 1 | 0.5 | 08/01/2024 | 10/25/2023 | 6 | M | SJS | SJS | Large Volume Pump Module | 13-215 | Infusion Pumps, Multitherapy | 378348 | BD | 8100 BD | 15597729 | LVP | Alaris 2 | 5102-23100 | SJS-Emergency Service | 20 | IU | Active
SJS4217 | P81CAA | 8100 CareFusion Alaris Pump | Darren Eaton | DAEAT | EMPLOYEE | Y | 1 | 0.5 | 08/01/2024 | 10/31/2023 | 6 | M | SJS | SJS | Large Volume Pump Module | 13-215 | Infusion Pumps, Multitherapy | 378348 | BD | 8100 BD | 15597650 | LVP | Alaris 2 | 5102-23100 | SJS-Emergency Service | 20 | IU | Active
SJS4218 | P81CAA | 8100 CareFusion Alaris Pump | Darren Eaton | DAEAT | EMPLOYEE | Y | 1 | 0.5 | 08/01/2024 | 10/31/2023 | 6 | M | SJS | SJS | Large Volume Pump Module | 13-215 | Infusion Pumps, Multitherapy | 378348 | BD | 8100 BD | 15597710 | LVP | Alaris 2 | 5102-23100 | SJS-Emergency Service | 20 | IU | Active
SJS4219 | P81CAA | 8100 CareFusion Alaris Pump | Darren Eaton | DAEAT | EMPLOYEE | Y | 1 | 0.5 | 08/01/2024 | 10/10/2023 | 6 | M | SJS | SJS | Large Volume Pump Module | 13-215 | Infusion Pumps, Multitherapy | 378348 | BD | 8100 BD | 15597713 | LVP | Alaris 2 | 5102-23100 | SJS-Emergency Service | 20 | IU | Active
SJS4220 | P81CAA | 8100 CareFusion Alaris Pump | Darren Eaton | DAEAT | EMPLOYEE | Y | 1 | 0.5 | 08/01/2024 | 11/01/2023 | 6 | M | SJS | SJS | Large Volume Pump Module | 13-215 | Infusion Pumps, Multitherapy | 378348 | BD | 8100 BD | 15597272 | LVP | Alaris 2 | 5102-23100 | SJS-Emergency Service | 20 | IU | Active
SJS4221 | P81CAA | 8100 CareFusion Alaris Pump | Darren Eaton | DAEAT | EMPLOYEE | Y | 1 | 0.5 | 08/01/2024 | 11/10/2023 | 6 | M | SJS | SJS | Large Volume Pump Module | 13-215 | Infusion Pumps, Multitherapy | 378348 | BD | 8100 BD | 15597655 | LVP | Alaris 2 | 5102-23100 | SJS-Emergency Service | 20 | IU | Active
SJS4222 | P81CAA | 8100 CareFusion Alaris Pump | Darren Eaton | DAEAT | EMPLOYEE | Y | 1 | 0.5 | 08/01/2024 | 11/14/2023 | 6 | M | SJS | SJS | Large Volume Pump Module | 13-215 | Infusion Pumps, Multitherapy | 378348 | BD | 8100 BD | 15597202 | LVP | Alaris 2 | 5102-23100 | SJS-Emergency Service | 20 | IU | Active
SJS4223 | P81CAA | 8100 CareFusion Alaris Pump | Darren Eaton | DAEAT | EMPLOYEE | Y | 1 | 0.5 | 08/01/2024 | 10/03/2023 | 6 | M | SJS | SJS | Large Volume Pump Module | 13-215 | Infusion Pumps, Multitherapy | 378348 | BD | 8100 BD | 15597657 | LVP | Alaris 2 | 5102-23100 | SJS-Emergency Service | 20 | IU | Active
SJS4224 | P81CAA | 8100 CareFusion Alaris Pump | Darren Eaton | DAEAT | EMPLOYEE | Y | 1 | 0.5 | 08/01/2024 | 10/23/2023 | 6 | M | SJS | SJS | Large Volume Pump Module | 13-215 | Infusion Pumps, Multitherapy | 378348 | BD | 8100 BD | 15597712 | LVP | Alaris 2 | 5102-23100 | SJS-Emergency Service | 20 | IU | Active
SJS4225 | P81CAA | 8100 CareFusion Alaris Pump | Darren Eaton | DAEAT | EMPLOYEE | Y | 1 | 0.5 | 08/01/2024 | 10/17/2023 | 6 | M | SJS | SJS | Large Volume Pump Module | 13-215 | Infusion Pumps, Multitherapy | 378348 | BD | 8100 BD | 15597270 | LVP | Alaris 2 | 5102-23100 | SJS-Emergency Service | 20 | IU | Active
SJS4226 | P81CAA | 8100 CareFusion Alaris Pump | Darren Eaton | DAEAT | EMPLOYEE | Y | 1 | 0.5 | 08/01/2024 | 08/22/2023 | 6 | M | SJS | SJS | Large Volume Pump Module | 13-215 | Infusion Pumps, Multitherapy | 378348 | BD | 8100 BD | 15597267 | LVP | Alaris 2 | 5102-23100 | SJS-Emergency Service | 20 | IU | Active
SJS4227 | P81CAA | 8100 CareFusion Alaris Pump | Darren Eaton | DAEAT | EMPLOYEE | Y | 1 | 0.5 | 08/01/2024 | 10/17/2023 | 6 | M | SJS | SJS | Large Volume Pump Module | 13-215 | Infusion Pumps, Multitherapy | 378348 | BD | 8100 BD | 15597669 | LVP | Alaris 2 | 5102-23100 | SJS-Emergency Service | 20 | IU | Active
SJS4228 | P81CAA | 8100 CareFusion Alaris Pump | Darren Eaton | DAEAT | EMPLOYEE | Y | 1 | 0.5 | 08/01/2024 | 11/13/2023 | 6 | M | SJS | SJS | Large Volume Pump Module | 13-215 | Infusion Pumps, Multitherapy | 378348 | BD | 8100 BD | 15597664 | LVP | Alaris 2 | 5102-23100 | SJS-Emergency Service | 20 | IU | Active
SJS4229 | P81CAA | 8100 CareFusion Alaris Pump | Darren Eaton | DAEAT | EMPLOYEE | Y | 1 | 0.5 | 08/01/2024 | 11/03/2023 | 6 | M | SJS | SJS | Large Volume Pump Module | 13-215 | Infusion Pumps, Multitherapy | 378348 | BD | 8100 BD | 15597616 | LVP | Alaris 2 | 5102-23100 | SJS-Emergency Service | 20 | IU | Active
SJS4230 | P81CAA | 8100 CareFusion Alaris Pump | Darren Eaton | DAEAT | EMPLOYEE | Y | 1 | 0.5 | 08/01/2024 | 10/30/2023 | 6 | M | SJS | SJS | Large Volume Pump Module | 13-215 | Infusion Pumps, Multitherapy | 378348 | BD | 8100 BD | 15597285 | LVP | Alaris 2 | 5102-23100 | SJS-Emergency Service | 20 | IU | Active
SJS4231 | P81CAA | 8100 CareFusion Alaris Pump | Darren Eaton | DAEAT | EMPLOYEE | Y | 1 | 0.5 | 08/01/2024 | 08/30/2023 | 6 | M | SJS | SJS | Large Volume Pump Module | 13-215 | Infusion Pumps, Multitherapy | 378348 | BD | 8100 BD | 15597630 | LVP | Alaris 2 | 5102-23100 | SJS-Emergency Service | 20 | IU | Active
SJS4232 | P81CAA | 8100 CareFusion Alaris Pump | Darren Eaton | DAEAT | EMPLOYEE | Y | 1 | 0.5 | 08/01/2024 | 08/14/2023 | 6 | M | SJS | SJS | Large Volume Pump Module | 13-215 | Infusion Pumps, Multitherapy | 378348 | BD | 8100 BD | 15597280 | LVP | Alaris 2 | 5102-23100 | SJS-Emergency Service | 20 | IU | Active
SJS4233 | P81CAA | 8100 CareFusion Alaris Pump | Darren Eaton | DAEAT | EMPLOYEE | Y | 1 | 0.5 | 08/01/2024 | 11/02/2023 | 6 | M | SJS | SJS | Large Volume Pump Module | 13-215 | Infusion Pumps, Multitherapy | 378348 | BD | 8100 BD | 15597263 | LVP | Alaris 2 | 5102-23100 | SJS-Emergency Service | 20 | IU | Active
SJS4234 | P81CAA | 8100 CareFusion Alaris Pump | Darren Eaton | DAEAT | EMPLOYEE | Y | 1 | 0.5 | 08/01/2024 | 08/25/2023 | 6 | M | SJS | SJS | Large Volume Pump Module | 13-215 | Infusion Pumps, Multitherapy | 378348 | BD | 8100 BD | 15597674 | LVP | Alaris 2 | 5102-23100 | SJS-Emergency Service | 20 | IU | Active
SJS4235 | P81CAA | 8100 CareFusion Alaris Pump | Darren Eaton | DAEAT | EMPLOYEE | Y | 1 | 0.5 | 08/01/2024 | 10/26/2023 | 6 | M | SJS | SJS | Large Volume Pump Module | 13-215 | Infusion Pumps, Multitherapy | 378348 | BD | 8100 BD | 15597158 | LVP | Alaris 2 | 5102-23100 | SJS-Emergency Service | 20 | IU | Active
SJS4236 | P81CAA | 8100 CareFusion Alaris Pump | Darren Eaton | DAEAT | EMPLOYEE | Y | 1 | 0.5 | 08/01/2024 | 11/20/2023 | 6 | M | SJS | SJS | Large Volume Pump Module | 13-215 | Infusion Pumps, Multitherapy | 378348 | BD | 8100 BD | 15597573 | LVP | Alaris 2 | 5102-23100 | SJS-Emergency Service | 20 | IU | Active
SJS4237 | P81CAA | 8100 CareFusion Alaris Pump | Darren Eaton | DAEAT | EMPLOYEE | Y | 1 | 0.5 | 08/01/2024 | 11/21/2023 | 6 | M | SJS | SJS | Large Volume Pump Module | 13-215 | Infusion Pumps, Multitherapy | 378348 | BD | 8100 BD | 15597720 | LVP | Alaris 2 | 5102-23100 | SJS-Emergency Service | 20 | IU | Active
SJS4238 | P81CAA | 8100 CareFusion Alaris Pump | Darren Eaton | DAEAT | EMPLOYEE | Y | 1 | 0.5 | 08/01/2024 | 08/17/2023 | 6 | M | SJS | SJS | Large Volume Pump Module | 13-215 | Infusion Pumps, Multitherapy | 378348 | BD | 8100 BD | 15597959 | LVP | Alaris 2 | 5102-23100 | SJS-Emergency Service | 20 | IU | Active
SJS4239 | P81CAA | 8100 CareFusion Alaris Pump | Darren Eaton | DAEAT | EMPLOYEE | Y | 1 | 0.5 | 08/01/2024 | 10/25/2023 | 6 | M | SJS | SJS | Large Volume Pump Module | 13-215 | Infusion Pumps, Multitherapy | 378348 | BD | 8100 BD | 15597279 | LVP | Alaris 2 | 5102-23100 | SJS-Emergency Service | 20 | IU | Active
SJS4240 | P81CAA | 8100 CareFusion Alaris Pump | Darren Eaton | DAEAT | EMPLOYEE | Y | 1 | 0.5 | 08/01/2024 | 08/16/2023 | 6 | M | SJS | SJS | Large Volume Pump Module | 13-215 | Infusion Pumps, Multitherapy | 378348 | BD | 8100 BD | 15588020 | LVP | Alaris 2 | 5102-23100 | SJS-Emergency Service | 20 | IU | Active
SJS4241 | P81CAA | 8100 CareFusion Alaris Pump | Darren Eaton | DAEAT | EMPLOYEE | Y | 1 | 0.5 | 08/01/2024 | 10/24/2023 | 6 | M | SJS | SJS | Large Volume Pump Module | 13-215 | Infusion Pumps, Multitherapy | 378348 | BD | 8100 BD | 15597296 | LVP | Alaris 2 | 5102-23100 | SJS-Emergency Service | 20 | IU | Active
SJS4242 | P81CAA | 8100 CareFusion Alaris Pump | Darren Eaton | DAEAT | EMPLOYEE | Y | 1 | 0.5 | 08/01/2024 | 08/17/2023 | 6 | M | SJS | SJS | Large Volume Pump Module | 13-215 | Infusion Pumps, Multitherapy | 378348 | BD | 8100 BD | 15597603 | LVP | Alaris 2 | 5102-23100 | SJS-Emergency Service | 20 | IU | Active
SJS4243 | P81CAA | 8100 CareFusion Alaris Pump | Darren Eaton | DAEAT | EMPLOYEE | Y | 1 | 0.5 | 08/01/2024 | 08/21/2023 | 6 | M | SJS | SJS | Large Volume Pump Module | 13-215 | Infusion Pumps, Multitherapy | 378348 | BD | 8100 BD | 15597643 | LVP | Alaris 2 | 5102-23100 | SJS-Emergency Service | 20 | IU | Active
SJS4244 | P81CAA | 8100 CareFusion Alaris Pump | Darren Eaton | DAEAT | EMPLOYEE | Y | 1 | 0.5 | 08/01/2024 | 11/15/2023 | 6 | M | SJS | SJS | Large Volume Pump Module | 13-215 | Infusion Pumps, Multitherapy | 378348 | BD | 8100 BD | 15597754 | LVP | Alaris 2 | 5102-23100 | SJS-Emergency Service | 20 | IU | Active
SJS4245 | P81CAA | 8100 CareFusion Alaris Pump | Darren Eaton | DAEAT | EMPLOYEE | Y | 1 | 0.5 | 08/01/2024 | 12/08/2023 | 6 | M | SJS | SJS | Large Volume Pump Module | 13-215 | Infusion Pumps, Multitherapy | 378348 | BD | 8100 BD | 15597648 | LVP | Alaris 2 | 5102-23100 | SJS-Emergency Service | 20 | IU | Active
SJS4246 | P81CAA | 8100 CareFusion Alaris Pump | Darren Eaton | DAEAT | EMPLOYEE | Y | 1 | 0.5 | 08/01/2024 | 12/05/2023 | 6 | M | SJS | SJS | Large Volume Pump Module | 13-215 | Infusion Pumps, Multitherapy | 378348 | BD | 8100 BD | 15597836 | LVP | Alaris 2 | 5102-23100 | SJS-Emergency Service | 20 | IU | Active
SJS4247 | P81CAA | 8100 CareFusion Alaris Pump | Darren Eaton | DAEAT | EMPLOYEE | Y | 1 | 0.5 | 08/01/2024 | 10/27/2023 | 6 | M | SJS | SJS | Large Volume Pump Module | 13-215 | Infusion Pumps, Multitherapy | 378348 | BD | 8100 BD | 15597174 | LVP | Alaris 2 | 5102-23100 | SJS-Emergency Service | 20 | IU | Active
SJS4248 | P81CAA | 8100 CareFusion Alaris Pump | Darren Eaton | DAEAT | EMPLOYEE | Y | 1 | 0.5 | 08/01/2024 | 12/01/2023 | 6 | M | SJS | SJS | Large Volume Pump Module | 13-215 | Infusion Pumps, Multitherapy | 378348 | BD | 8100 BD | 15597670 | LVP | Alaris 2 | 5102-23100 | SJS-Emergency Service | 20 | IU | Active
SJS4249 | P81CAA | 8100 CareFusion Alaris Pump | Darren Eaton | DAEAT | EMPLOYEE | Y | 1 | 0.5 | 08/01/2024 | 09/28/2023 | 6 | M | SJS | SJS | Large Volume Pump Module | 13-215 | Infusion Pumps, Multitherapy | 378348 | BD | 8100 BD | 15597892 | LVP | Alaris 2 | 5102-23100 | SJS-Emergency Service | 20 | IU | Active
SJS4250 | P81CAA | 8100 CareFusion Alaris Pump | Darren Eaton | DAEAT | EMPLOYEE | Y | 1 | 0.5 | 08/01/2024 | 10/24/2023 | 6 | M | SJS | SJS | Large Volume Pump Module | 13-215 | Infusion Pumps, Multitherapy | 378348 | BD | 8100 BD | 15589626 | LVP | Alaris 2 | 5102-23100 | SJS-Emergency Service | 20 | IU | Active
SJS4251 | P81CAA | 8100 CareFusion Alaris Pump | Darren Eaton | DAEAT | EMPLOYEE | Y | 1 | 0.5 | 08/01/2024 | 11/01/2023 | 6 | M | SJS | SJS | Large Volume Pump Module | 13-215 | Infusion Pumps, Multitherapy | 378348 | BD | 8100 BD | 15597580 | LVP | Alaris 2 | 5102-23100 | SJS-Emergency Service | 20 | IU | Active
SJS4252 | P81CAA | 8100 CareFusion Alaris Pump | Darren Eaton | DAEAT | EMPLOYEE | Y | 1 | 0.5 | 08/01/2024 | 10/31/2023 | 6 | M | SJS | SJS | Large Volume Pump Module | 13-215 | Infusion Pumps, Multitherapy | 378348 | BD | 8100 BD | 15597575 | LVP | Alaris 2 | 5102-23100 | SJS-Emergency Service | 20 | IU | Active
SJS4253 | P81CAA | 8100 CareFusion Alaris Pump | Darren Eaton | DAEAT | EMPLOYEE | Y | 1 | 0.5 | 08/01/2024 | 10/31/2023 | 6 | M | SJS | SJS | Large Volume Pump Module | 13-215 | Infusion Pumps, Multitherapy | 378348 | BD | 8100 BD | 15588036 | LVP | Alaris 2 | 5102-23100 | SJS-Emergency Service | 20 | IU | Active
SJS4254 | P81CAA | 8100 CareFusion Alaris Pump | Darren Eaton | DAEAT | EMPLOYEE | Y | 1 | 0.5 | 08/01/2024 | 10/04/2023 | 6 | M | SJS | SJS | Large Volume Pump Module | 13-215 | Infusion Pumps, Multitherapy | 378348 | BD | 8100 BD | 15597625 | LVP | Alaris 2 | 5102-23100 | SJS-Emergency Service | 20 | IU | Active
SJS4255 | P81CAA | 8100 CareFusion Alaris Pump | Darren Eaton | DAEAT | EMPLOYEE | Y | 1 | 0.5 | 08/01/2024 | 10/18/2023 | 6 | M | SJS | SJS | Large Volume Pump Module | 13-215 | Infusion Pumps, Multitherapy | 378348 | BD | 8100 BD | 15597622 | LVP | Alaris 2 | 5102-23100 | SJS-Emergency Service | 20 | IU | Active
SJS4256 | P81CAA | 8100 CareFusion Alaris Pump | Darren Eaton | DAEAT | EMPLOYEE | Y | 1 | 0.5 | 08/01/2024 | 11/21/2023 | 6 | M | SJS | SJS | Large Volume Pump Module | 13-215 | Infusion Pumps, Multitherapy | 378348 | BD | 8100 BD | 15597585 | LVP | Alaris 2 | 5102-23100 | SJS-Emergency Service | 20 | IU | Active
SJS4257 | P81CAA | 8100 CareFusion Alaris Pump | Darren Eaton | DAEAT | EMPLOYEE | Y | 1 | 0.5 | 08/01/2024 | 10/30/2023 | 6 | M | SJS | SJS | Large Volume Pump Module | 13-215 | Infusion Pumps, Multitherapy | 378348 | BD | 8100 BD | 15597614 | LVP | Alaris 2 | 5102-23100 | SJS-Emergency Service | 20 | IU | Active
SJS4258 | P81CAA | 8100 CareFusion Alaris Pump | Darren Eaton | DAEAT | EMPLOYEE | Y | 1 | 0.5 | 08/01/2024 | 12/14/2023 | 6 | M | SJS | SJS | Large Volume Pump Module | 13-215 | Infusion Pumps, Multitherapy | 378348 | BD | 8100 BD | 15597134 | LVP | Alaris 2 | 5102-23100 | SJS-Emergency Service | 20 | IU | Active
SJS4259 | P81CAA | 8100 CareFusion Alaris Pump | Darren Eaton | DAEAT | EMPLOYEE | Y | 1 | 0.5 | 08/01/2024 | 10/27/2023 | 6 | M | SJS | SJS | Large Volume Pump Module | 13-215 | Infusion Pumps, Multitherapy | 378348 | BD | 8100 BD | 15597283 | LVP | Alaris 2 | 5102-23100 | SJS-Emergency Service | 20 | IU | Active
SJS4260 | P81CAA | 8100 CareFusion Alaris Pump | Darren Eaton | DAEAT | EMPLOYEE | Y | 1 | 0.5 | 08/01/2024 | 09/05/2023 | 6 | M | SJS | SJS | Large Volume Pump Module | 13-215 | Infusion Pumps, Multitherapy | 378348 | BD | 8100 BD | 15597606 | LVP | Alaris 2 | 5102-23100 | SJS-Emergency Service | 20 | IU | Active
SJS4261 | P81CAA | 8100 CareFusion Alaris Pump | Darren Eaton | DAEAT | EMPLOYEE | Y | 1 | 0.5 | 08/01/2024 | 12/15/2023 | 6 | M | SJS | SJS | Large Volume Pump Module | 13-215 | Infusion Pumps, Multitherapy | 378348 | BD | 8100 BD | 15597635 | LVP | Alaris 2 | 5102-23100 | SJS-Emergency Service | 20 | IU | Active
SJS4262 | P81CAA | 8100 CareFusion Alaris Pump | Darren Eaton | DAEAT | EMPLOYEE | Y | 1 | 0.5 | 08/01/2024 | 10/05/2023 | 6 | M | SJS | SJS | Large Volume Pump Module | 13-215 | Infusion Pumps, Multitherapy | 378348 | BD | 8100 BD | 15597624 | LVP | Alaris 2 | 5102-23100 | SJS-Emergency Service | 20 | IU | Active
SJS4263 | PMOPHV | Monitors, Physiologic, Vital Signs | Darren Eaton | DAEAT | EMPLOYEE | Y | 1 | 1 | 04/01/2024 | 03/31/2023 | 2 | M | SJS | SJS | Vital Signs Monitor | 25-209 | Monitors, Physiologic, Vital Signs | 101850 | Welch Allyn Inc A Subsidiary | VSM 6000 SERIES | 100015974614 |  |  | 5102-13100 | SJS-Intensive Care Unit I | 16 | IU | Active
SJS4264 | P10123 | -Pm Device Using Mfg Procedure | Gerson Colon | 94805 | EMPLOYEE | M | 6 | 0.5 | 04/01/2024 | 11/20/2023 | 2 | M | SJS | SJS | Integrated Arthroscopy Pump | 17-676 | Irrigation/Distention Systems | 107536 | Stryker Endoscopy | 0450-000-000 | 16E009464 | ORSTRY | OR STRYKER | 5102-21100 | SJS-Surgery | 32 | IU | Active
SJS4266 | PMOPHM | Monitors, Physiologic, Multipurpose | Darren Eaton | DAEAT | EMPLOYEE | Y | 1 | 0.5 | 06/01/2024 | 06/08/2023 | 2 | M | SJS | SJS | Bedside Physiologic Monitor | 20-171 | Monitors, Physiologic, Multipurpose, Bedside, Modular | 440964 | GE Healthcare Technologies | B450 | SJA14484622HA |  |  | 5102-33100 | SJS-CT Scan | 16 | IU | Active
SJS4267 | P37 | Centrifuge, Table Top | Gerson Colon | 94805 | EMPLOYEE | M | 6 | 0.7 | 08/01/2024 | 02/29/2024 | 2 | M | SJS | SJS | Centrifuge | 10-780 | Centrifuges, Tabletop | 399032 | UNICO United Products and Inst | C822 | H11071109147 |  |  | 5102-31000 | SJS-Laboratory Services | 12 | IU | Active
SJS4274 | P10123 | -Pm Device Using Mfg Procedure | Gerson Colon Jr | GECOL | EMPLOYEE | Y | 1 | 3.18 | 05/01/2024 | 07/05/2023 | 2 | M | SJS | SJS | Mobile C-Arm | 11-758 | Radiographic/Fluoroscopic Units, Mobile (C-ARM) | 453503 | GE Healthcare Surgery | 9900 ELITE | E2-4440 |  |  | 5102-33020 | SJS-Imaging Central Ops | 19 | IU | Active
SJS4274 | P--ORS | --- OR Safety Inspection --- | Gerson Colon Jr | GECOL | EMPLOYEE | M | 6 | 0.25 | 05/01/2024 | 12/22/2023 | 2 | M | SJS | SJS | Mobile C-Arm | 11-758 | Radiographic/Fluoroscopic Units, Mobile (C-ARM) | 453503 | GE Healthcare Surgery | 9900 ELITE | E2-4440 |  |  | 5102-33020 | SJS-Imaging Central Ops | 19 | IU | Active
SJS4299 | P80CAA | 8015 CareFusion Alaris Pump | Gerson Colon | 94805 | EMPLOYEE | Y | 2 | 1 | 08/01/2025 | 11/02/2023 | 6 | M | SJS | SJS | Pump Control Unit 5.7 Screen | 26-655 | Controllers, Infusion Pump Systems, Programmable | 378348 | BD | 8015LS | 14242767 | PCU | Alaris 1 | 5102-20100 | SJS-Anesthesiology | 33 | IU | Active
SJS4302 | P221 | Uninterruptible Power Systems | Darren Eaton | DAEAT | EMPLOYEE | Y | 1 | 0.75 | 04/01/2024 | 05/22/2023 | 2 | M | SJS | SJS | UPS | 16-936 | Power Systems, Uninterruptible | 108649 | APC-American Power Conversion | SMC1000C | 351628X00809 |  |  | 5102-13100 | SJS-Intensive Care Unit I | 13 | IU | Active
SJS4303 | P10123 | -Pm Device Using Mfg Procedure | Gerson Colon | 94805 | EMPLOYEE | Y | 1 | 0.25 | 05/01/2024 | 06/20/2023 | 2 | M | SJS | SJS | Telemetry Server | 21-973 | Network Servers | 440964 | GE Healthcare Technologies | MP100R | SEE18100020SA |  |  | 5102-12225 | SJS-Med/Surg Unit I 4West | 17 | IU | Active
SJS4308 | PGEANP | GE ANNUAL PDM | Darren Eaton | DAEAT | EMPLOYEE | Y | 1 | 0.7 | 09/01/2024 | 11/08/2023 | 2 | M | SJS | SJS | Patient Data Module | 20-784 | Physiologic Monitor Modules, Multiparameter | 440964 | GE Healthcare Technologies | 2016793-003 | SPX19160350SA | PDMGC | PDM 3 | 5102-23100 | SJS-Emergency Service | 16 | IU | Active
SJS4309 | PMOPHM | Monitors, Physiologic, Multipurpose | Gerson Colon | 94805 | EMPLOYEE | Y | 1 | 0.5 | 01/01/2025 | 01/30/2023 | 2 | M | SJS | SJS | Bedside Physiologic Monitor | 20-171 | Monitors, Physiologic, Multipurpose, Bedside, Modular | 440964 | GE Healthcare Technologies | B450 | SNE19152077SA |  |  | 5102-23100 | SJS-Emergency Service | 16 | IU | Active
SJS4310 | PMOPHM | Monitors, Physiologic, Multipurpose | Gerson Colon | 94805 | EMPLOYEE | Y | 1 | 0.5 | 01/01/2025 | 02/06/2023 | 2 | M | SJS | SJS | Bedside Physiologic Monitor | 20-171 | Monitors, Physiologic, Multipurpose, Bedside, Modular | 440964 | GE Healthcare Technologies | B450 | SNE19142189SA |  |  | 5102-23100 | SJS-Emergency Service | 16 | IU | Active
SJS4311 | PGEANP | GE ANNUAL PDM | Darren Eaton | DAEAT | EMPLOYEE | Y | 1 | 0.7 | 09/01/2024 | 09/27/2023 | 2 | M | SJS | SJS | Patient Data Module | 20-784 | Physiologic Monitor Modules, Multiparameter | 440964 | GE Healthcare Technologies | 2016793-003 | SPX19160573SA | PDMGC | PDM 3 | 5102-23100 | SJS-Emergency Service | 16 | IU | Active
SJS4312 | PGEANP | GE ANNUAL PDM | Darren Eaton | DAEAT | EMPLOYEE | Y | 1 | 0.7 | 09/01/2024 | 09/27/2023 | 2 | M | SJS | SJS | Patient Data Module | 20-784 | Physiologic Monitor Modules, Multiparameter | 440964 | GE Healthcare Technologies | 2016793-003 | SPX19160587SA | PDMGC | PDM 3 | 5102-23100 | SJS-Emergency Service | 16 | IU | Active
SJS4313 | PMOPHM | Monitors, Physiologic, Multipurpose | Gerson Colon | 94805 | EMPLOYEE | Y | 1 | 0.5 | 01/01/2025 | 01/16/2023 | 2 | M | SJS | SJS | Bedside Physiologic Monitor | 20-171 | Monitors, Physiologic, Multipurpose, Bedside, Modular | 440964 | GE Healthcare Technologies | B450 | SNE19152065SA |  |  | 5102-23100 | SJS-Emergency Service | 16 | IU | Active
SJS4314 | PMOPHM | Monitors, Physiologic, Multipurpose | Gerson Colon | 94805 | EMPLOYEE | Y | 1 | 0.5 | 01/01/2025 | 02/08/2023 | 2 | M | SJS | SJS | Bedside Physiologic Monitor | 20-171 | Monitors, Physiologic, Multipurpose, Bedside, Modular | 440964 | GE Healthcare Technologies | B450 | SNE19152064SA |  |  | 5102-23100 | SJS-Emergency Service | 16 | IU | Active
SJS4315 | PMOPHM | Monitors, Physiologic, Multipurpose | Gerson Colon | 94805 | EMPLOYEE | Y | 1 | 0.5 | 01/01/2025 | 02/06/2023 | 2 | M | SJS | SJS | Bedside Physiologic Monitor | 20-171 | Monitors, Physiologic, Multipurpose, Bedside, Modular | 440964 | GE Healthcare Technologies | B450 | SNE19152082SA |  |  | 5102-23100 | SJS-Emergency Service | 16 | IU | Active
SJS4316 | PGEANP | GE ANNUAL PDM | Darren Eaton | DAEAT | EMPLOYEE | Y | 1 | 0.7 | 09/01/2024 | 09/27/2023 | 2 | M | SJS | SJS | Patient Data Module | 20-784 | Physiologic Monitor Modules, Multiparameter | 440964 | GE Healthcare Technologies | 2016793-003 | SPX19160556SA | PDMGC | PDM 3 | 5102-23100 | SJS-Emergency Service | 16 | IU | Active
SJS4317 | PGEANP | GE ANNUAL PDM | Darren Eaton | DAEAT | EMPLOYEE | Y | 1 | 0.7 | 09/01/2024 | 09/27/2023 | 2 | M | SJS | SJS | Patient Data Module | 20-784 | Physiologic Monitor Modules, Multiparameter | 440964 | GE Healthcare Technologies | 2016793-003 | SPX19160193SA | PDMGC | PDM 3 | 5102-23100 | SJS-Emergency Service | 16 | IU | Active
SJS4318 | PMOPHM | Monitors, Physiologic, Multipurpose | Gerson Colon | 94805 | EMPLOYEE | Y | 1 | 0.5 | 01/01/2025 | 12/09/2022 | 2 | M | SJS | SJS | Bedside Physiologic Monitor | 20-171 | Monitors, Physiologic, Multipurpose, Bedside, Modular | 440964 | GE Healthcare Technologies | B450 | SNE19152086SA |  |  | 5102-23100 | SJS-Emergency Service | 16 | IU | Active
SJS4319 | P10123 | -Pm Device Using Mfg Procedure | Gerson Colon | 94805 | EMPLOYEE | Y | 1 | 0.5 | 01/01/2025 | 02/21/2024 | 2 | M | SJS | SJS | LED Exam light ceiling mounted | 33-257 | Lights, Examination, Stand-Alone, High End | 452594 | Stryker Communications | F300 | 2506665 |  |  | 5102-23100 | SJS-Emergency Service | 13 | IU | Active
SJS4322 | PGEANP | GE ANNUAL PDM | Darren Eaton | DAEAT | EMPLOYEE | Y | 1 | 0.7 | 09/01/2024 | 09/07/2023 | 2 | M | SJS | SJS | Patient Data Module | 20-784 | Physiologic Monitor Modules, Multiparameter | 440964 | GE Healthcare Technologies | 2016793-003 | SPX19160209SA | PDMGC | PDM 3 | 5102-23100 | SJS-Emergency Service | 16 | IU | Active
SJS4323 | PMOPHM | Monitors, Physiologic, Multipurpose | Gerson Colon | 94805 | EMPLOYEE | Y | 1 | 0.5 | 01/01/2025 | 12/14/2022 | 2 | M | SJS | SJS | Bedside Physiologic Monitor | 20-171 | Monitors, Physiologic, Multipurpose, Bedside, Modular | 440964 | GE Healthcare Technologies | B450 | SNE19142195SA |  |  | 5102-23100 | SJS-Emergency Service | 16 | IU | Active
SJS4324 | PGEANP | GE ANNUAL PDM | Darren Eaton | DAEAT | EMPLOYEE | Y | 1 | 0.7 | 09/01/2024 | 09/28/2023 | 2 | M | SJS | SJS | Patient Data Module | 20-784 | Physiologic Monitor Modules, Multiparameter | 440964 | GE Healthcare Technologies | 2016793-003 | SPX19160274SA | PDMGC | PDM 3 | 5102-23100 | SJS-Emergency Service | 16 | IU | Active
SJS4325 | PMOPHM | Monitors, Physiologic, Multipurpose | Gerson Colon | 94805 | EMPLOYEE | Y | 1 | 0.5 | 01/01/2025 | 01/16/2023 | 2 | M | SJS | SJS | Bedside Physiologic Monitor | 20-171 | Monitors, Physiologic, Multipurpose, Bedside, Modular | 440964 | GE Healthcare Technologies | B450 | SNE19152079SA |  |  | 5102-23100 | SJS-Emergency Service | 16 | IU | Active
SJS4326 | PMOPHM | Monitors, Physiologic, Multipurpose | Gerson Colon | 94805 | EMPLOYEE | Y | 1 | 0.5 | 01/01/2025 | 12/14/2022 | 2 | M | SJS | SJS | Bedside Physiologic Monitor | 20-171 | Monitors, Physiologic, Multipurpose, Bedside, Modular | 440964 | GE Healthcare Technologies | B450 | SNE19142069SA |  |  | 5102-23100 | SJS-Emergency Service | 16 | IU | Active
SJS4327 | PGEANP | GE ANNUAL PDM | Darren Eaton | DAEAT | EMPLOYEE | Y | 1 | 0.7 | 09/01/2024 | 10/03/2023 | 2 | M | SJS | SJS | Patient Data Module | 20-784 | Physiologic Monitor Modules, Multiparameter | 440964 | GE Healthcare Technologies | 2016793-003 | SPX19160599SA | PDMGC | PDM 3 | 5102-23100 | SJS-Emergency Service | 16 | IU | Active
SJS4328 | PMOPHM | Monitors, Physiologic, Multipurpose | Gerson Colon | 94805 | EMPLOYEE | Y | 1 | 0.5 | 01/01/2025 | 02/27/2023 | 2 | M | SJS | SJS | Bedside Physiologic Monitor | 20-171 | Monitors, Physiologic, Multipurpose, Bedside, Modular | 440964 | GE Healthcare Technologies | B450 | SNE19152081SA |  |  | 5102-23100 | SJS-Emergency Service | 16 | IU | Active
SJS4329 | PGEANP | GE ANNUAL PDM | Darren Eaton | DAEAT | EMPLOYEE | Y | 1 | 0.7 | 09/01/2024 | 09/25/2023 | 2 | M | SJS | SJS | Patient Data Module | 20-784 | Physiologic Monitor Modules, Multiparameter | 440964 | GE Healthcare Technologies | 2016793-003 | SPX19160571SA | PDMGC | PDM 3 | 5102-23100 | SJS-Emergency Service | 16 | IU | Active
SJS4330 | PMOPHM | Monitors, Physiologic, Multipurpose | Gerson Colon | 94805 | EMPLOYEE | Y | 1 | 0.5 | 01/01/2025 | 02/16/2023 | 2 | M | SJS | SJS | Bedside Physiologic Monitor | 20-171 | Monitors, Physiologic, Multipurpose, Bedside, Modular | 440964 | GE Healthcare Technologies | B450 | SNE19152085SA |  |  | 5102-23100 | SJS-Emergency Service | 16 | IU | Active
SJS4331 | PGEANP | GE ANNUAL PDM | Darren Eaton | DAEAT | EMPLOYEE | Y | 1 | 0.7 | 09/01/2024 | 09/19/2023 | 2 | M | SJS | SJS | Patient Data Module | 20-784 | Physiologic Monitor Modules, Multiparameter | 440964 | GE Healthcare Technologies | 2016793-003 | SPX19160269SA | PDMGC | PDM 3 | 5102-23100 | SJS-Emergency Service | 16 | IU | Active
SJS4332 | PSAFIN | Safety Inspection | Gerson Colon | 94805 | EMPLOYEE | Y | 1 | 0.25 | 01/01/2025 | 02/16/2024 | 2 | M | SJS | SJS | Module Housing Assy | 22-856 | Physiologic Monitor Module Housing | 440964 | GE Healthcare Technologies | M1115512 | SEG19120083HX |  |  | 5102-23100 | SJS-Emergency Service | 5 | IU | Active
SJS4333 | PMOPHM | Monitors, Physiologic, Multipurpose | Gerson Colon | 94805 | EMPLOYEE | Y | 1 | 0.75 | 01/01/2025 | 02/16/2024 | 2 | M | SJS | SJS | Acute Care Physiologic Monitor | 12-647 | Monitoring Systems, Physiologic, Acute Care | 440964 | GE Healthcare Technologies | B850 | SPM19140090SA |  |  | 5102-23100 | SJS-Emergency Service | 16 | IU | Active
SJS4336 | P10123 | -Pm Device Using Mfg Procedure | Gerson Colon | 94805 | EMPLOYEE | Y | 1 | 0.5 | 01/01/2025 | 02/21/2024 | 2 | M | SJS | SJS | LED Exam light ceiling mounted | 33-257 | Lights, Examination, Stand-Alone, High End | 452594 | Stryker Communications | F300 | 2506779 |  |  | 5102-23100 | SJS-Emergency Service | 13 | IU | Active
SJS4337 | PMOPHM | Monitors, Physiologic, Multipurpose | Gerson Colon | 94805 | EMPLOYEE | Y | 1 | 0.75 | 01/01/2025 | 02/21/2024 | 2 | M | SJS | SJS | Acute Care Physiologic Monitor | 12-647 | Monitoring Systems, Physiologic, Acute Care | 440964 | GE Healthcare Technologies | B850 | SPM19130095SA |  |  | 5102-23100 | SJS-Emergency Service | 16 | IU | Active
SJS4339 | PMOPHM | Monitors, Physiologic, Multipurpose | Gerson Colon | 94805 | EMPLOYEE | Y | 1 | 0.5 | 01/01/2025 | 02/16/2023 | 2 | M | SJS | SJS | Bedside Physiologic Monitor | 20-171 | Monitors, Physiologic, Multipurpose, Bedside, Modular | 440964 | GE Healthcare Technologies | B450 | SNE19152072SA |  |  | 5102-23100 | SJS-Emergency Service | 16 | IU | Active
SJS4340 | PGEANP | GE ANNUAL PDM | Darren Eaton | DAEAT | EMPLOYEE | Y | 1 | 0.7 | 09/01/2024 | 09/25/2023 | 2 | M | SJS | SJS | Patient Data Module | 20-784 | Physiologic Monitor Modules, Multiparameter | 440964 | GE Healthcare Technologies | 2016793-003 | SPX19160268SA | PDMGC | PDM 3 | 5102-23100 | SJS-Emergency Service | 16 | IU | Active
SJS4341 | PGEANP | GE ANNUAL PDM | Darren Eaton | DAEAT | EMPLOYEE | Y | 1 | 0.7 | 09/01/2024 | 10/03/2023 | 2 | M | SJS | SJS | Patient Data Module | 20-784 | Physiologic Monitor Modules, Multiparameter | 440964 | GE Healthcare Technologies | 2016793-003 | SPX19160359SA | PDMGC | PDM 3 | 5102-23100 | SJS-Emergency Service | 16 | IU | Active
SJS4342 | PMOPHM | Monitors, Physiologic, Multipurpose | Gerson Colon | 94805 | EMPLOYEE | Y | 1 | 0.5 | 01/01/2025 | 12/14/2022 | 2 | M | SJS | SJS | Bedside Physiologic Monitor | 20-171 | Monitors, Physiologic, Multipurpose, Bedside, Modular | 440964 | GE Healthcare Technologies | B450 | SNE19152071SA |  |  | 5102-23100 | SJS-Emergency Service | 16 | IU | Active
SJS4344 | PMOPHM | Monitors, Physiologic, Multipurpose | Gerson Colon | 94805 | EMPLOYEE | Y | 1 | 0.5 | 01/01/2025 | 01/27/2023 | 2 | M | SJS | SJS | Bedside Physiologic Monitor | 20-171 | Monitors, Physiologic, Multipurpose, Bedside, Modular | 440964 | GE Healthcare Technologies | B450 | SNE19152091SA |  |  | 5102-23100 | SJS-Emergency Service | 16 | IU | Active
SJS4345 | PGEANP | GE ANNUAL PDM | Darren Eaton | DAEAT | EMPLOYEE | Y | 1 | 0.7 | 09/01/2024 | 09/28/2023 | 2 | M | SJS | SJS | Patient Data Module | 20-784 | Physiologic Monitor Modules, Multiparameter | 440964 | GE Healthcare Technologies | 2016793-003 | SPX19160597SA | PDMGC | PDM 3 | 5102-23100 | SJS-Emergency Service | 16 | IU | Active
SJS4346 | PMOPHM | Monitors, Physiologic, Multipurpose | Gerson Colon | 94805 | EMPLOYEE | Y | 1 | 0.5 | 01/01/2025 | 01/18/2023 | 2 | M | SJS | SJS | Bedside Physiologic Monitor | 20-171 | Monitors, Physiologic, Multipurpose, Bedside, Modular | 440964 | GE Healthcare Technologies | B450 | SNE19142199SA |  |  | 5102-23100 | SJS-Emergency Service | 16 | IU | Active
SJS4347 | PGEANP | GE ANNUAL PDM | Darren Eaton | DAEAT | EMPLOYEE | Y | 1 | 0.7 | 09/01/2024 | 09/29/2023 | 2 | M | SJS | SJS | Patient Data Module | 20-784 | Physiologic Monitor Modules, Multiparameter | 440964 | GE Healthcare Technologies | 2016793-003 | SPX19160225SA | PDMGC | PDM 3 | 5102-23100 | SJS-Emergency Service | 16 | IU | Active
SJS4348 | PMOPHM | Monitors, Physiologic, Multipurpose | Gerson Colon | 94805 | EMPLOYEE | Y | 1 | 0.5 | 01/01/2025 | 12/12/2022 | 2 | M | SJS | SJS | Bedside Physiologic Monitor | 20-171 | Monitors, Physiologic, Multipurpose, Bedside, Modular | 440964 | GE Healthcare Technologies | B450 | SNE19152087SA |  |  | 5102-23100 | SJS-Emergency Service | 16 | IU | Active
SJS4349 | PGEANP | GE ANNUAL PDM | Darren Eaton | DAEAT | EMPLOYEE | Y | 1 | 0.7 | 09/01/2024 | 09/25/2023 | 2 | M | SJS | SJS | Patient Data Module | 20-784 | Physiologic Monitor Modules, Multiparameter | 440964 | GE Healthcare Technologies | 2016793-003 | SPX19160549SA | PDMGC | PDM 3 | 5102-23100 | SJS-Emergency Service | 16 | IU | Active
SJS4351 | PGEANP | GE ANNUAL PDM | Darren Eaton | DAEAT | EMPLOYEE | Y | 1 | 0.7 | 09/01/2024 | 09/25/2023 | 2 | M | SJS | SJS | Patient Data Module | 20-784 | Physiologic Monitor Modules, Multiparameter | 440964 | GE Healthcare Technologies | 2016793-003 | SPX19160508SA | PDMGC | PDM 3 | 5102-23100 | SJS-Emergency Service | 16 | IU | Active
SJS4352 | PMOPHM | Monitors, Physiologic, Multipurpose | Gerson Colon | 94805 | EMPLOYEE | Y | 1 | 0.5 | 01/01/2025 | 01/13/2023 | 2 | M | SJS | SJS | Bedside Physiologic Monitor | 20-171 | Monitors, Physiologic, Multipurpose, Bedside, Modular | 440964 | GE Healthcare Technologies | B450 | SNE19142071SA |  |  | 5102-23100 | SJS-Emergency Service | 16 | IU | Active
SJS4353 | PGEANP | GE ANNUAL PDM | Darren Eaton | DAEAT | EMPLOYEE | Y | 1 | 0.7 | 09/01/2024 | 09/25/2023 | 2 | M | SJS | SJS | Patient Data Module | 20-784 | Physiologic Monitor Modules, Multiparameter | 440964 | GE Healthcare Technologies | 2016793-003 | SPX19160545SA | PDMGC | PDM 3 | 5102-23100 | SJS-Emergency Service | 16 | IU | Active
SJS4355 | PGEANP | GE ANNUAL PDM | Darren Eaton | DAEAT | EMPLOYEE | Y | 1 | 0.7 | 09/01/2024 | 09/07/2023 | 2 | M | SJS | SJS | Patient Data Module | 20-784 | Physiologic Monitor Modules, Multiparameter | 440964 | GE Healthcare Technologies | 2016793-003 | SPX19160538SA | PDMGC | PDM 3 | 5102-23100 | SJS-Emergency Service | 16 | IU | Active
SJS4356 | PMOPHM | Monitors, Physiologic, Multipurpose | Gerson Colon | 94805 | EMPLOYEE | Y | 1 | 0.5 | 01/01/2025 | 01/17/2023 | 2 | M | SJS | SJS | Bedside Physiologic Monitor | 20-171 | Monitors, Physiologic, Multipurpose, Bedside, Modular | 440964 | GE Healthcare Technologies | B450 | SNE19152074SA |  |  | 5102-23100 | SJS-Emergency Service | 16 | IU | Active
SJS4357 | PGEANP | GE ANNUAL PDM | Darren Eaton | DAEAT | EMPLOYEE | Y | 1 | 0.7 | 09/01/2024 | 10/02/2023 | 2 | M | SJS | SJS | Patient Data Module | 20-784 | Physiologic Monitor Modules, Multiparameter | 440964 | GE Healthcare Technologies | 2016793-003 | SPX19160287SA | PDMGC | PDM 3 | 5102-23100 | SJS-Emergency Service | 16 | IU | Active
SJS4358 | PMOPHM | Monitors, Physiologic, Multipurpose | Gerson Colon | 94805 | EMPLOYEE | Y | 1 | 0.5 | 01/01/2025 | 12/14/2022 | 2 | M | SJS | SJS | Bedside Physiologic Monitor | 20-171 | Monitors, Physiologic, Multipurpose, Bedside, Modular | 440964 | GE Healthcare Technologies | B450 | SNE19132226SA |  |  | 5102-23100 | SJS-Emergency Service | 16 | IU | Active
SJS4359 | PGEANP | GE ANNUAL PDM | Darren Eaton | DAEAT | EMPLOYEE | Y | 1 | 0.7 | 09/01/2024 | 09/14/2023 | 2 | M | SJS | SJS | Patient Data Module | 20-784 | Physiologic Monitor Modules, Multiparameter | 440964 | GE Healthcare Technologies | 2016793-003 | SPX19160285SA | PDMGC | PDM 3 | 5102-23100 | SJS-Emergency Service | 16 | IU | Active
SJS4360 | PMOPH1 | Monitors, Physiologic, Central Station, Telemetry | Gerson Colon | 94805 | EMPLOYEE | Y | 1 | 0.8 | 01/01/2025 | 02/12/2024 | 2 | M | SJS | SJS | TELE Central Station Computer | 20-179T | Monitors, Physiologic, Central Station, Telemetry | 440964 | GE Healthcare Technologies | MAI700 V2 | SKN19260012SA |  |  | 5102-23100 | SJS-Emergency Service | 16 | IU | Active
SJS4362 | PMOPH1 | Monitors, Physiologic, Central Station, Telemetry | Gerson Colon | 94805 | EMPLOYEE | Y | 1 | 0.8 | 01/01/2025 | 02/26/2024 | 2 | M | SJS | SJS | TELE Central Station Computer | 20-179T | Monitors, Physiologic, Central Station, Telemetry | 440964 | GE Healthcare Technologies | MAI700 V2 | SKN19190073SA |  |  | 5102-23100 | SJS-Emergency Service | 16 | IU | Active
SJS4364 | PGEANP | GE ANNUAL PDM | Darren Eaton | DAEAT | EMPLOYEE | Y | 1 | 0.7 | 09/01/2024 | 09/28/2023 | 2 | M | SJS | SJS | Patient Data Module | 20-784 | Physiologic Monitor Modules, Multiparameter | 440964 | GE Healthcare Technologies | 2016793-003 | SPX19160574SA | PDMGC | PDM 3 | 5102-23100 | SJS-Emergency Service | 16 | IU | Active
SJS4365 | PBERA1 | Belmont Rapid Infuser 6 MONTH PM by Manufacturers Procedure | Darren Eaton | DAEAT | EMPLOYEE | M | 6 | 0.7 | 08/01/2024 | 01/29/2024 | 2 | M | SJS | SJS | Rapid Warmer Infusion Pump | 17-907 | Infusion Pumps, Blood/Solution Warming | 104463 | Belmont Instrument Corp | 903-00037 | 2015070050 |  |  | 5102-20100 | SJS-Anesthesiology | 33 | IU | Active
SJS4365 | PBERAI | Belmont Rapid Infuser ANNUAL PM by Manufacturers Procedure | Darren Eaton | DAEAT | EMPLOYEE | Y | 1 | 1 | 08/01/2024 | 09/11/2023 | 2 | M | SJS | SJS | Rapid Warmer Infusion Pump | 17-907 | Infusion Pumps, Blood/Solution Warming | 104463 | Belmont Instrument Corp | 903-00037 | 2015070050 |  |  | 5102-20100 | SJS-Anesthesiology | 33 | IU | Active
SJS4366 | P--ORS | --- OR Safety Inspection --- | Darren Eaton | DAEAT | EMPLOYEE | M | 6 | 0.25 | 08/01/2024 | 02/21/2024 | 2 | M | SJS | SJS | Portable Ultrasound System | 18-143 | Scanning Systems, Ultrasonic, Portable | 340440 | SonoSite div of FUJIFILM | P20680-10 | 045NV0 |  |  | 5102-20100 | SJS-Anesthesiology | 14 | IU | Active
SJS4367 | PVAFTA | Valleylab FT10 Annual PM 4.23. | Darren Eaton | DAEAT | EMPLOYEE | Y | 1 | 0.8 | 01/01/2025 | 02/07/2024 | 2 | M | SJS | SJS | Electrosurgical Unit | 27-083 | Electrosurgical Units, Monopolar/Bipolar, Tissue Fusion | 517863 | Medtronic Minimally Invasive T | VLFT10GEN | T7H18551DX |  |  | 5102-21100 | SJS-Surgery | 33 | IU | Active
SJS4367 | P--ORS | --- OR Safety Inspection --- | Darren Eaton | DAEAT | EMPLOYEE | M | 6 | 0.25 | 07/01/2024 | 08/23/2023 | 2 | M | SJS | SJS | Electrosurgical Unit | 27-083 | Electrosurgical Units, Monopolar/Bipolar, Tissue Fusion | 517863 | Medtronic Minimally Invasive T | VLFT10GEN | T7H18551DX |  |  | 5102-21100 | SJS-Surgery | 33 | IU | Active
SJS4368 | P--ORS | --- OR Safety Inspection --- | Gerson Colon | 94805 | EMPLOYEE | M | 6 | 0.25 | 04/01/2024 | 08/09/2023 | 2 | M | SJS | SJS | LED Lightsource With AIM TECH | 36-171 | Light Sources, Endoscope, Fiberoptic Cable | 107536 | Stryker Endoscopy | 0220-220-300 | 17K525834 | ORSTRY | OR STRYKER | 5102-21100 | SJS-Surgery | 25 | IU | Active
SJS4368 | P102 | Light Source, Fiberoptic | Gerson Colon | 94805 | EMPLOYEE | Y | 1 | 0.75 | 10/01/2024 | 10/17/2023 | 2 | M | SJS | SJS | LED Lightsource With AIM TECH | 36-171 | Light Sources, Endoscope, Fiberoptic Cable | 107536 | Stryker Endoscopy | 0220-220-300 | 17K525834 | ORSTRY | OR STRYKER | 5102-21100 | SJS-Surgery | 25 | IU | Active
SJS4369 | P--ORS | --- OR Safety Inspection --- | Gerson Colon | 94805 | EMPLOYEE | M | 6 | 0.25 | 04/01/2024 | 10/16/2023 | 2 | M | SJS | SJS | LCD HD Video Monitor | 16-603 | Monitors, Video | 276750 | Olympus America Inc | OEV-262H | 7417151 |  |  | 5102-21221 | SJS-Endoscopy | 18 | IU | Active
SJS4371 | P--ORS | --- OR Safety Inspection --- | Darren Eaton | DAEAT | EMPLOYEE | M | 6 | 0.25 | 07/01/2024 | 08/30/2023 | 2 | M | SJS | SJS | Hydrosurgery Console | 12-306 | Lavage Units, Surgical | 270765 | Smith & Nephew Inc Endoscopy D | 66800039 | KWIG180054 |  |  | 5102-21100 | SJS-Surgery | 33 | IU | Active
SJS4371 | P10123 | -Pm Device Using Mfg Procedure | Darren Eaton | DAEAT | EMPLOYEE | Y | 1 | 0.5 | 01/01/2025 | 01/22/2024 | 2 | M | SJS | SJS | Hydrosurgery Console | 12-306 | Lavage Units, Surgical | 270765 | Smith & Nephew Inc Endoscopy D | 66800039 | KWIG180054 |  |  | 5102-21100 | SJS-Surgery | 33 | IU | Active
SJS4373 | P--ORS | --- OR Safety Inspection --- | Gerson Colon | 94805 | EMPLOYEE | M | 6 | 0.25 | 04/01/2024 | 10/18/2023 | 2 | M | SJS | SJS | Medical Grade Digital Printer | 23-101 | Printers, Video, Color | 107536 | Stryker Endoscopy | 0240-080-230 | 13985 | ORSTRY | OR STRYKER | 5102-21100 | SJS-Surgery | 20 | IU | Active
SJS4374 | P221 | Uninterruptible Power Systems | Gerson Colon | 94805 | EMPLOYEE | Y | 1 | 0.75 | 01/01/2025 | 02/07/2024 | 2 | M | SJS | SJS | UPS | 16-936 | Power Systems, Uninterruptible | 108649 | APC-American Power Conversion | BE600M1 | 4B1905P19030 |  |  | 5102-23100 | SJS-Emergency Service | 13 | IU | Active
SJS4375 | P221 | Uninterruptible Power Systems | Gerson Colon | 94805 | EMPLOYEE | Y | 1 | 0.75 | 05/01/2024 | 05/02/2023 | 2 | M | SJS | SJS | UPS | 16-936 | Power Systems, Uninterruptible | 108649 | APC-American Power Conversion | BE600M1 | 4B1905P2189 |  |  | 5102-12225 | SJS-Med/Surg Unit I 4West | 13 | IU | Active
SJS4376 | P221 | Uninterruptible Power Systems | Gerson Colon | 94805 | EMPLOYEE | Y | 1 | 0.75 | 01/01/2025 | 02/07/2024 | 2 | M | SJS | SJS | UPS | 16-936 | Power Systems, Uninterruptible | 108649 | APC-American Power Conversion | BE600M1 | 4B1905P19020 |  |  | 5102-23100 | SJS-Emergency Service | 13 | IU | Active
SJS4380 | PSAFIN | Safety Inspection | Gerson Colon | 94805 | EMPLOYEE | Y | 1 | 0.25 | 04/01/2024 | 04/20/2023 | 2 | M | SJS | SJS | PillCam Data Recorder Kit | 34-626 | Recorders, Physiologic, pH, Upper Gastrointestinal Tract, Ingestible Capsule | 391192 | Medtronic Given Imaging Inc | DR 3 | 07290101362968 |  |  | 5102-21221 | SJS-Endoscopy | 25 | IU | Active
SJS4381 | PSAFIN | Safety Inspection | Gerson Colon | 94805 | EMPLOYEE | Y | 1 | 0.25 | 04/01/2024 | 04/20/2023 | 2 | M | SJS | SJS | Data Recorder Kit | 34-626 | Recorders, Physiologic, pH, Upper Gastrointestinal Tract, Ingestible Capsule | 391192 | Medtronic Given Imaging Inc | FGS-0347 | DR30819597 |  |  | 5102-21221 | SJS-Endoscopy | 25 | IU | Active
SJS4382 | P10123 | -Pm Device Using Mfg Procedure | Darren Eaton | DAEAT | EMPLOYEE | M | 6 | 1.25 | 07/01/2024 | 01/16/2024 | 2 | M | SJS | SJS | Orthopedic Spinal Surgery Top | 34-393 | Tables, Operating, Orthopedic | 454262 | Mizuho OSI | 7803 | 1696 |  |  | 5102-21100 | SJS-Surgery | 14 | IU | Active
SJS4391 | PRPPM | RPT PM | Gerson Colon | 94805 | EMPLOYEE | Y | 1 | 0.5 | 07/01/2024 | 07/28/2023 | 2 | M | SJS | SJS | 4x 15A 15ft Cord HGPower Strip | 34-504 | Electrical Power Strips | 106890 | Tripp Lite | PS-415-HG-OEM | NSNBC125809 |  |  | 5102-35000 | SJS-Respiratory Care Services | 13 | IU | Active
SJS4391 | PRTINI | RPT Initial Inspection | Gerson Colon | 94805 | EMPLOYEE | I | 1 | 1 | 08/23/2017 | 02/14/2020 | 1 | M | SJS | SJS | 4x 15A 15ft Cord HGPower Strip | 34-504 | Electrical Power Strips | 106890 | Tripp Lite | PS-415-HG-OEM | NSNBC125809 |  |  | 5102-35000 | SJS-Respiratory Care Services | 13 | IU | Active
SJS4397 | PRPPM | RPT PM | Gerson Colon | 94805 | EMPLOYEE | Y | 1 | 0.5 | 07/01/2024 | 07/03/2023 | 2 | M | SJS | SJS | 4x 15A 15ft Cord HGPower Strip | 34-504 | Electrical Power Strips | 106890 | Tripp Lite | PS-415-HG-OEM | NSNBC125805 |  |  | 5102-35000 | SJS-Respiratory Care Services | 13 | IU | Active
SJS4397 | PRTINI | RPT Initial Inspection | Gerson Colon | 94805 | EMPLOYEE | I | 1 | 1 | 08/23/2017 | 09/01/2017 | 1 | M | SJS | SJS | 4x 15A 15ft Cord HGPower Strip | 34-504 | Electrical Power Strips | 106890 | Tripp Lite | PS-415-HG-OEM | NSNBC125805 |  |  | 5102-35000 | SJS-Respiratory Care Services | 13 | IU | Active
SJS4398 | P10123 | -Pm Device Using Mfg Procedure | Gerson Colon | 94805 | EMPLOYEE | Y | 1 | 1 | 01/01/2025 | 01/29/2024 | 2 | M | SJS | SJS | EKG Mulitchannel Interp | 16-231 | Electrocardiographs, Multichannel, Interpretive | 440964 | GE Healthcare Technologies | MAC 5500HD | SKJ19170056PA | EMESER | Emergency Service Jan | 5102-23100 | SJS-Emergency Service | 16 | IU | Active
SJS4399 | P10123 | -Pm Device Using Mfg Procedure | Gerson Colon | 94805 | EMPLOYEE | Y | 1 | 1 | 01/01/2025 | 02/19/2024 | 2 | M | SJS | SJS | EKG Mulitchannel Interp | 16-231 | Electrocardiographs, Multichannel, Interpretive | 440964 | GE Healthcare Technologies | MAC 5500HD | SKJ19280017PA | EMESER | Emergency Service Jan | 5102-23100 | SJS-Emergency Service | 16 | IU | Active
SJS4400 | P10123 | -Pm Device Using Mfg Procedure | Gerson Colon | 94805 | EMPLOYEE | Y | 1 | 1 | 01/01/2025 | 01/29/2024 | 2 | M | SJS | SJS | EKG Mulitchannel Interp | 16-231 | Electrocardiographs, Multichannel, Interpretive | 440964 | GE Healthcare Technologies | MAC 5500HD | SKJ19170040PA | EMESER | Emergency Service Jan | 5102-23100 | SJS-Emergency Service | 16 | IU | Active
SJS4401 | P10123 | -Pm Device Using Mfg Procedure | Gerson Colon | 94805 | EMPLOYEE | Y | 1 | 1 | 01/01/2025 | 01/09/2024 | 2 | M | SJS | SJS | EKG Mulitchannel Interp | 16-231 | Electrocardiographs, Multichannel, Interpretive | 440964 | GE Healthcare Technologies | MAC 5500HD | SKJ19170043PA | EMESER | Emergency Service Jan | 5102-23100 | SJS-Emergency Service | 16 | IU | Active
SJS4402 | P10123 | -Pm Device Using Mfg Procedure | Gerson Colon | 94805 | EMPLOYEE | Y | 1 | 1 | 01/01/2025 | 02/21/2024 | 2 | M | SJS | SJS | EKG Mulitchannel Interp | 16-231 | Electrocardiographs, Multichannel, Interpretive | 440964 | GE Healthcare Technologies | MAC 5500HD | SKJ19170037PA | EMESER | Emergency Service Jan | 5102-23100 | SJS-Emergency Service | 16 | IU | Active
SJS4404 | P-PDEU | LP20/LP20e Pm Device Using Mfg Procedure | Gerson Colon | 94805 | EMPLOYEE | Y | 1 | 0.75 | 07/01/2024 | 07/28/2022 | 1 | M | SJS | SJS | LP20e Defibrillator/Pacer | 17-882B | Defibrillator/Pacemakers, External, Biphasic | 452575 | Physio-Control Inc | LP20E | 48415857 |  |  | 5102-23100 | SJS-Emergency Service | 40 | LS | High Risk
SJS4404 | P2YEBA | LP20 2 Year Battery Replacement and PM | Gerson Colon | 94805 | EMPLOYEE | Y | 2 | 1 | 07/01/2025 | 07/23/2021 | 1 | M | SJS | SJS | LP20e Defibrillator/Pacer | 17-882B | Defibrillator/Pacemakers, External, Biphasic | 452575 | Physio-Control Inc | LP20E | 48415857 |  |  | 5102-23100 | SJS-Emergency Service | 40 | LS | High Risk
SJS4404 | PLP5YE | LP20 5 Year Coin Battery Replacement | Gerson Colon | 94805 | EMPLOYEE | Y | 5 | 1.6 | 07/01/2028 | 07/21/2023 | 1 | M | SJS | SJS | LP20e Defibrillator/Pacer | 17-882B | Defibrillator/Pacemakers, External, Biphasic | 452575 | Physio-Control Inc | LP20E | 48415857 |  |  | 5102-23100 | SJS-Emergency Service | 40 | LS | High Risk
SJS4405 | P-PDEU | LP20/LP20e Pm Device Using Mfg Procedure | Gerson Colon | 94805 | EMPLOYEE | Y | 1 | 0.75 | 07/01/2024 | 07/29/2022 | 1 | M | SJS | SJS | LP20e Defibrillator/Pacer | 17-882B | Defibrillator/Pacemakers, External, Biphasic | 452575 | Physio-Control Inc | LP20E | 48415902 |  |  | 5102-23100 | SJS-Emergency Service | 40 | LS | High Risk
SJS4405 | P2YEBA | LP20 2 Year Battery Replacement and PM | Gerson Colon | 94805 | EMPLOYEE | Y | 2 | 1 | 07/01/2025 | 07/26/2021 | 1 | M | SJS | SJS | LP20e Defibrillator/Pacer | 17-882B | Defibrillator/Pacemakers, External, Biphasic | 452575 | Physio-Control Inc | LP20E | 48415902 |  |  | 5102-23100 | SJS-Emergency Service | 40 | LS | High Risk
SJS4405 | PLP5YE | LP20 5 Year Coin Battery Replacement | Gerson Colon | 94805 | EMPLOYEE | Y | 5 | 1.6 | 07/01/2028 | 07/05/2023 | 1 | M | SJS | SJS | LP20e Defibrillator/Pacer | 17-882B | Defibrillator/Pacemakers, External, Biphasic | 452575 | Physio-Control Inc | LP20E | 48415902 |  |  | 5102-23100 | SJS-Emergency Service | 40 | LS | High Risk
SJS4406 | P-PDEU | LP20/LP20e Pm Device Using Mfg Procedure | Gerson Colon | 94805 | EMPLOYEE | Y | 1 | 0.75 | 07/01/2024 | 07/07/2022 | 1 | M | SJS | SJS | LP20e Defibrillator/Pacer | 17-882B | Defibrillator/Pacemakers, External, Biphasic | 452575 | Physio-Control Inc | LP20E | 48416003 |  |  | 5102-23100 | SJS-Emergency Service | 40 | LS | High Risk
SJS4406 | P2YEBA | LP20 2 Year Battery Replacement and PM | Gerson Colon | 94805 | EMPLOYEE | Y | 2 | 1 | 07/01/2025 | 07/27/2021 | 1 | M | SJS | SJS | LP20e Defibrillator/Pacer | 17-882B | Defibrillator/Pacemakers, External, Biphasic | 452575 | Physio-Control Inc | LP20E | 48416003 |  |  | 5102-23100 | SJS-Emergency Service | 40 | LS | High Risk
SJS4406 | PLP5YE | LP20 5 Year Coin Battery Replacement | Gerson Colon | 94805 | EMPLOYEE | Y | 5 | 1.6 | 07/01/2028 | 07/06/2023 | 1 | M | SJS | SJS | LP20e Defibrillator/Pacer | 17-882B | Defibrillator/Pacemakers, External, Biphasic | 452575 | Physio-Control Inc | LP20E | 48416003 |  |  | 5102-23100 | SJS-Emergency Service | 40 | LS | High Risk
SJS4407 | P-PDEU | LP20/LP20e Pm Device Using Mfg Procedure | Gerson Colon | 94805 | EMPLOYEE | Y | 1 | 0.75 | 07/01/2024 | 07/28/2022 | 1 | M | SJS | SJS | LP20e Defibrillator/Pacer | 17-882B | Defibrillator/Pacemakers, External, Biphasic | 452575 | Physio-Control Inc | LP20E | 48415161 |  |  | 5102-23100 | SJS-Emergency Service | 40 | LS | High Risk
SJS4407 | P2YEBA | LP20 2 Year Battery Replacement and PM | Gerson Colon | 94805 | EMPLOYEE | Y | 2 | 1 | 07/01/2025 | 07/29/2021 | 1 | M | SJS | SJS | LP20e Defibrillator/Pacer | 17-882B | Defibrillator/Pacemakers, External, Biphasic | 452575 | Physio-Control Inc | LP20E | 48415161 |  |  | 5102-23100 | SJS-Emergency Service | 40 | LS | High Risk
SJS4407 | PLP5YE | LP20 5 Year Coin Battery Replacement | Gerson Colon | 94805 | EMPLOYEE | Y | 5 | 1.6 | 07/01/2028 | 07/05/2023 | 1 | M | SJS | SJS | LP20e Defibrillator/Pacer | 17-882B | Defibrillator/Pacemakers, External, Biphasic | 452575 | Physio-Control Inc | LP20E | 48415161 |  |  | 5102-23100 | SJS-Emergency Service | 40 | LS | High Risk
SJS4409 | P10123 | -Pm Device Using Mfg Procedure | Darren Eaton | DAEAT | EMPLOYEE | Y | 1 | 0.5 | 12/01/2024 | 11/29/2023 | 2 | M | SJS | SJS | Bladder Vol and Mass Ultrasnd | 34-698 | Scanning Systems, Ultrasonic, Small-Parts, Urinary Bladder | 451928 | Verathon Inc | Bladderscan Prime PL | C1509123 |  |  | 5102-12250 | SJS-Med/Surg/Tele Unit 4South | 17 | IU | Active
SJS4412 | P-SAGP | -Service Agreement PM | Gerson Colon Jr | GECOL | EMPLOYEE | Y | 1 | 1 | 08/01/2024 | 09/28/2023 | 2 | M | SJS | SJS | CT Scanner | 15-956 | Scanning Systems, Computed Tomography, Axial, Full-Body | 399199 | Siemens Medical Solutions USA | 10742326 | 76041 |  |  | 5102-34000 | SJS-Diagnostic Imaging | 19 | IU | Active
SJS4414 | P-SAGP | -Service Agreement PM | Gerson Colon Jr | GECOL | EMPLOYEE | Y | 1 | 0.5 | 11/01/2024 | 12/14/2023 | 2 | M | SJS | SJS | Angiographic/Interventional Sy | 16-597 | Radiographic/Fluoroscopic Systems, Angiographic/Interventional | 399199 | Siemens Medical Solutions USA | 10848281 | 109463 |  |  | 5102-30695 | SJS-Interventional Services | 19 | IU | Active
SJS4414 | PSEAGY | -Service Agreement PM Y-2 | Gerson Colon Jr | GECOL | EMPLOYEE | Y | 1 | 0.5 | 02/01/2025 | 01/29/2024 | 2 | M | SJS | SJS | Angiographic/Interventional Sy | 16-597 | Radiographic/Fluoroscopic Systems, Angiographic/Interventional | 399199 | Siemens Medical Solutions USA | 10848281 | 109463 |  |  | 5102-30695 | SJS-Interventional Services | 19 | IU | Active
SJS4414 | PSEAGP | -Service Agreement PM Y-3 | Gerson Colon Jr | GECOL | EMPLOYEE | Y | 1 | 0.5 | 08/01/2024 | 09/28/2023 | 2 | M | SJS | SJS | Angiographic/Interventional Sy | 16-597 | Radiographic/Fluoroscopic Systems, Angiographic/Interventional | 399199 | Siemens Medical Solutions USA | 10848281 | 109463 |  |  | 5102-30695 | SJS-Interventional Services | 19 | IU | Active
SJS4415 | P-SAGP | -Service Agreement PM | Gerson Colon Jr | GECOL | EMPLOYEE | M | 3 | 3.34 | 06/01/2024 | 03/01/2024 | 1 | M | SJS | SJS | Angiographic/Interventional Sy | 16-597 | Radiographic/Fluoroscopic Systems, Angiographic/Interventional | 399199 | Siemens Medical Solutions USA | 10848282 | 121056 |  |  | 5102-30695 | SJS-Interventional Services | 19 | IU | Active
SJS4417 | PMOPHV | Monitors, Physiologic, Vital Signs | Gerson Colon | 94805 | EMPLOYEE | Y | 1 | 0.6 | 12/01/2024 | 12/13/2023 | 2 | M | SJS | SJS | Vital Signs Monitor | 25-209 | Monitors, Physiologic, Vital Signs | 101850 | Welch Allyn Inc A Subsidiary | VSM 6000 SERIES | 100083833719 |  |  | 5102-12255 | SJS-ED Observation Unit 1South | 15 | IU | Active
SJS4419 | PMOPHV | Monitors, Physiologic, Vital Signs | Gerson Colon | 94805 | EMPLOYEE | Y | 1 | 0.6 | 12/01/2024 | 01/31/2024 | 2 | M | SJS | SJS | Vital Signs Monitor | 25-209 | Monitors, Physiologic, Vital Signs | 101850 | Welch Allyn Inc A Subsidiary | VSM 6000 SERIES | 100083823719 |  |  | 5102-12255 | SJS-ED Observation Unit 1South | 15 | IU | Active
SJS4420 | P-VPM | -Vendor PM | Gerson Colon | 94805 | EMPLOYEE | Y | 1 | 0.5 | 07/01/2024 | 08/23/2023 | 2 | M | SJS | SJS | Chest Compression System | 13-361 | Resuscitators, Cardiac | 452575 | Physio-Control Inc | 100921-00 | 3519 F433 |  |  | 5102-12255 | SJS-ED Observation Unit 1South | 18 | IU | Active
SJS4420 | P3YEYE | 3 Year Battery Replacement and Vendor PM | Gerson Colon | 94805 | EMPLOYEE | Y | 3 | 0.7 | 07/01/2025 |  | 2 | M | SJS | SJS | Chest Compression System | 13-361 | Resuscitators, Cardiac | 452575 | Physio-Control Inc | 100921-00 | 3519 F433 |  |  | 5102-12255 | SJS-ED Observation Unit 1South | 18 | IU | Active
SJS4424 | PGEANP | GE ANNUAL PDM | Darren Eaton | DAEAT | EMPLOYEE | Y | 1 | 0.7 | 09/01/2024 | 09/13/2023 | 2 | M | SJS | SJS | Patient Data Module | 20-784 | Physiologic Monitor Modules, Multiparameter | 440964 | GE Healthcare Technologies | 2016793-003 | SPX19160570SA | PDMGC | PDM 3 | 5102-23100 | SJS-Emergency Service | 16 | IU | Active
SJS4425 | P221 | Uninterruptible Power Systems | Darren Eaton | DAEAT | EMPLOYEE | Y | 1 | 0.75 | 04/01/2024 | 05/22/2023 | 2 | M | SJS | SJS | UPS | 16-936 | Power Systems, Uninterruptible | 108649 | APC-American Power Conversion | BE600M1 | 4B1837P10076 |  |  | 5102-13100 | SJS-Intensive Care Unit I | 13 | IU | Active
SJS4426 | P10123 | -Pm Device Using Mfg Procedure | Twanna Hardy | TWLUK | EMPLOYEE | Y | 1 | 0.5 | 02/01/2025 | 01/29/2024 | 2 | M | SJS | SJS | Handheld Pulse Ox | 17-148 | Oximeters, Pulse | 371567 | Masimo Corp | RAD-57 | 824577 |  |  | 5102-22100 | SJS-Labor & Delivery | 16 | IU | Active
SJS4427 | P10123 | -Pm Device Using Mfg Procedure | Twanna Hardy | TWLUK | EMPLOYEE | Y | 1 | 0.5 | 02/01/2025 | 01/29/2024 | 2 | M | SJS | SJS | Handheld Pulse Ox | 17-148 | Oximeters, Pulse | 371567 | Masimo Corp | RAD-57 | 825105 |  |  | 5102-22100 | SJS-Labor & Delivery | 16 | IU | Active
SJS4430 | PMOPHM | Monitors, Physiologic, Multipurpose | Gerson Colon | 94805 | EMPLOYEE | Y | 1 | 0.5 | 01/01/2025 | 12/09/2022 | 2 | M | SJS | SJS | Bedside Physiologic Monitor | 20-171 | Monitors, Physiologic, Multipurpose, Bedside, Modular | 440964 | GE Healthcare Technologies | B450 | SJA14460924HA |  |  | 5102-23100 | SJS-Emergency Service | 16 | IU | Active
SJS4432 | PDAOHG | GE E-miniC Respiratory Single-width Airway Module | Gerson Colon | 94805 | EMPLOYEE | Y | 1 | 1.5 | 01/01/2025 | 02/08/2024 | 2 | M | SJS | SJS | Gas Module | 20-776 | Physiologic Monitor Modules, Exhaled Carbon Dioxide | 440964 | GE Healthcare Technologies | E-MiniC-00 | 7154569 |  |  | 5102-23100 | SJS-Emergency Service | 16 | IU | Active
SJS4440 | P10123 | -Pm Device Using Mfg Procedure | Gerson Colon | 94805 | EMPLOYEE | M | 6 | 1 | 07/01/2024 | 01/10/2024 | 2 | M | SJS | SJS | Warmer Double Blanket/Solution | 10-414 | Warmers, Blanket | 331403 | MAC Medical Inc | SWC72-G | 110619-D06 |  |  | 5102-23100 | SJS-Emergency Service | 13 | IU | Active
SJS4441 | PMOPHM | Monitors, Physiologic, Multipurpose | Gerson Colon | 94805 | EMPLOYEE | Y | 1 | 0.5 | 01/01/2025 | 12/09/2022 | 2 | M | SJS | SJS | Bedside Physiologic Monitor | 20-171 | Monitors, Physiologic, Multipurpose, Bedside, Modular | 440964 | GE Healthcare Technologies | B450 | SJA14370536HA |  |  | 5102-23100 | SJS-Emergency Service | 15 | IU | Active
SJS4443 | P-VPM | -Vendor PM | Gerson Colon | 94805 | EMPLOYEE | Y | 1 | 0.5 | 07/01/2024 | 08/23/2023 | 2 | M | SJS | SJS | Chest Compression System | 13-361 | Resuscitators, Cardiac | 452575 | Physio-Control Inc | 100582-20 | 3014A569 | LUCAS | LUCAS 2 | 5102-23100 | SJS-Emergency Service | 18 | IU | Active
SJS4443 | P3YEYE | 3 Year Battery Replacement and Vendor PM | Gerson Colon | 94805 | EMPLOYEE | Y | 3 | 0.7 | 07/01/2025 |  | 2 | M | SJS | SJS | Chest Compression System | 13-361 | Resuscitators, Cardiac | 452575 | Physio-Control Inc | 100582-20 | 3014A569 | LUCAS | LUCAS 2 | 5102-23100 | SJS-Emergency Service | 18 | IU | Active
SJS4444 | PMOPHC | Monitors, Physiologic, Central Station | Gerson Colon | 94805 | EMPLOYEE | Y | 1 | 0.8 | 01/01/2025 | 02/07/2024 | 2 | M | SJS | SJS | Central Station Computer | 20-179 | Monitors, Physiologic, Central Station | 440964 | GE Healthcare Technologies | MAI700 V2 | SKN19190045SA |  |  | 5102-23100 | SJS-Emergency Service | 16 | IU | Active
SJS4445 | P10123 | -Pm Device Using Mfg Procedure | Gerson Colon | 94805 | EMPLOYEE | Y | 1 | 0.5 | 05/01/2024 | 06/07/2023 | 2 | M | SJS | SJS | Analyzer, Fetal Fibronectin | 18-625 | Analyzers, Laboratory, Immunoassay | 106487 | Hologic Inc | 1186 | 62109LD0 |  |  | 5102-31400 | SJS-Lab Central Preocessing | 14 | IU | Active
SJS4451 | P10123 | -Pm Device Using Mfg Procedure | Gerson Colon | 94805 | EMPLOYEE | Y | 1 | 0.5 | 08/01/2024 | 08/10/2023 | 2 | M | SJS | SJS | Plasma Kinetic Pulse Generator | 27-083 | Electrosurgical Units, Monopolar/Bipolar, Tissue Fusion | 397725 | Gyrus ACMI Surgical and Endosc | G400 | 1222098 |  |  | 5102-21100 | SJS-Surgery | 33 | IU | Active
SJS4451 | P--ORS | --- OR Safety Inspection --- | Darren Eaton | DAEAT | EMPLOYEE | M | 6 | 0.25 | 07/01/2024 | 01/04/2024 | 2 | M | SJS | SJS | Plasma Kinetic Pulse Generator | 27-083 | Electrosurgical Units, Monopolar/Bipolar, Tissue Fusion | 397725 | Gyrus ACMI Surgical and Endosc | G400 | 1222098 |  |  | 5102-21100 | SJS-Surgery | 33 | IU | Active
SJS4452 | P--ORS | --- OR Safety Inspection --- | Darren Eaton | DAEAT | EMPLOYEE | M | 6 | 0.25 | 07/01/2024 | 01/04/2024 | 2 | M | SJS | SJS | Plasmakinetic Pulse Generator | 27-083 | Electrosurgical Units, Monopolar/Bipolar, Tissue Fusion | 397725 | Gyrus ACMI Surgical and Endosc | 744000 PK System | 1720708 |  |  | 5102-21100 | SJS-Surgery | 33 | IU | Active
SJS4452 | P10123 | -Pm Device Using Mfg Procedure | Gerson Colon | 94805 | EMPLOYEE | Y | 1 | 0.8 | 08/01/2024 | 09/22/2023 | 2 | M | SJS | SJS | Plasmakinetic Pulse Generator | 27-083 | Electrosurgical Units, Monopolar/Bipolar, Tissue Fusion | 397725 | Gyrus ACMI Surgical and Endosc | 744000 PK System | 1720708 |  |  | 5102-21100 | SJS-Surgery | 33 | IU | Active
SJS4454 | P10123 | -Pm Device Using Mfg Procedure | Gerson Colon | 94805 | EMPLOYEE | Y | 1 | 0.5 | 01/01/2025 | 02/13/2024 | 2 | M | SJS | SJS | UV Exam Lamp | 33-260 | Lights, Examination, Ultraviolet, Portable/Handheld | 549397 | Burton Medical LLC | UV502 | SN6804814 |  |  | 5102-23100 | SJS-Emergency Service | 12 | IU | Active
SJS4455 | PMOPHM | Monitors, Physiologic, Multipurpose | Gerson Colon | 94805 | EMPLOYEE | Y | 1 | 0.5 | 01/01/2025 | 12/08/2022 | 2 | M | SJS | SJS | Bedside Physiologic Monitor | 20-171 | Monitors, Physiologic, Multipurpose, Bedside, Modular | 440964 | GE Healthcare Technologies | B450 | SJA14379882HA |  |  | 5102-23100 | SJS-Emergency Service | 15 | IU | Active
SJS4456 | PRPPM | RPT PM | Gerson Colon | 94805 | EMPLOYEE | Y | 1 | 0.5 | 07/01/2024 | 07/05/2023 | 2 | M | SJS | SJS | 4x 15A 15ft Cord HGPower Strip | 34-504 | Electrical Power Strips | 106890 | Tripp Lite | PS-415-HG-OEM | 2632ASO |  |  | 5102-35000 | SJS-Respiratory Care Services | 13 | IU | Active
SJS4456 | PRTINI | RPT Initial Inspection | Gerson Colon | 94805 | EMPLOYEE | I | 1 | 1 | 02/07/2020 |  | 1 | M | SJS | SJS | 4x 15A 15ft Cord HGPower Strip | 34-504 | Electrical Power Strips | 106890 | Tripp Lite | PS-415-HG-OEM | 2632ASO |  |  | 5102-35000 | SJS-Respiratory Care Services | 13 | IU | Active
SJS4457 | P10123 | -Pm Device Using Mfg Procedure | Darren Eaton | DAEAT | EMPLOYEE | Y | 1 | 0.92 | 04/01/2024 | 04/13/2023 | 2 | M | SJS | SJS | Bladder Vol and Mass Ultrasnd | 34-698 | Scanning Systems, Ultrasonic, Small-Parts, Urinary Bladder | 103625 | Medline Industries Inc | MDSB10700 | BC700-G9262709 |  |  | 5102-13100 | SJS-Intensive Care Unit I | 17 | IU | Active
SJS4459 | POVBY2 | 2 Year Blender Overhaul | Gerson Colon | 94805 | EMPLOYEE | Y | 2 | 1 | 03/01/2025 | 08/25/2023 | 6 | M | SJS | SJS | Low Flow Air-Oxygen | 12-876 | Oxygen-Air Proportioners | 106490 | Precision Medical Inc | PM5300 | BL026156 |  |  | 5102-35000 | SJS-Respiratory Care Services | 13 | IU | Active
SJS4463 | P10123 | -Pm Device Using Mfg Procedure | Gerson Colon | 94805 | EMPLOYEE | Y | 1 | 0.75 | 05/01/2024 | 06/01/2023 | 2 | M | SJS | SJS | Bari Lift & Transfer System | 12-330 | Lifts, Patient Transfer | 108850 | Wheelchairs Of Kansas | 38060000 | 231121 |  |  | 5102-12225 | SJS-Med/Surg Unit I 4West | 13 | IU | Active
SJS4464 | POVBY2 | 2 Year Blender Overhaul | Gerson Colon | 94805 | EMPLOYEE | Y | 2 | 1 | 03/01/2026 | 03/01/2024 | 6 | M | SJS | SJS | Air-Oxygen Blenders | 12-876 | Oxygen-Air Proportioners | 106490 | Precision Medical Inc | PM5200 | BH006450 |  |  | 5102-35000 | SJS-Respiratory Care Services | 13 | IU | Active
SJS4464 | P117 | Oxygen-Air Proportioners/Blender Annual PM | Gerson Colon | 94805 | EMPLOYEE | Y | 1 | 0.9 | 03/01/2025 | 03/02/2023 | 6 | M | SJS | SJS | Air-Oxygen Blenders | 12-876 | Oxygen-Air Proportioners | 106490 | Precision Medical Inc | PM5200 | BH006450 |  |  | 5102-35000 | SJS-Respiratory Care Services | 13 | IU | Active
SJS4471 | P90 | Incubator-Water Bath | Gerson Colon | 94805 | EMPLOYEE | Y | 1 | 0.75 | 05/01/2024 | 06/19/2023 | 2 | M | SJS | SJS | Modular Block Dri-Baths | 15-105 | Heating Blocks | 451895 | Thermo Fisher Scientific Inc | 2001 | C-1951150101932 |  |  | 5102-31400 | SJS-Lab Central Preocessing | 7 | IU | Active
SJS4474 | PSAFIN | Safety Inspection | Twanna Hardy | TWLUK | EMPLOYEE | Y | 1 | 0.25 | 03/01/2025 | 03/01/2024 | 2 | M | SJS | SJS | 6ft Fiberglass Ladder | CC-050 | Ladders | L10032 | Louisville Ladder Corp | L-3016-06 | 2886511677 |  |  | 5102-88570 | SJS-Clinical Engineering | 11 | IU | Active
SJS4475 | PLI10 | LIFEPAK 1000 | Twanna Hardy | TWLUK | EMPLOYEE | Y | 1 | 0.75 | 07/01/2024 | 07/28/2023 | 1 | M | SJS | SJS | AED Defibrillator | 17-116 | Defibrillators, External, Automated | 452575 | Physio-Control Inc | LP1000 | 42897817 |  |  | 5102-10000 | SJS-Nursing Administration | 40 | LS | High Risk
SJS4476 | PLI10 | LIFEPAK 1000 | Twanna Hardy | TWLUK | EMPLOYEE | Y | 1 | 0.75 | 07/01/2024 | 07/28/2023 | 1 | M | SJS | SJS | AED Defibrillator | 17-116 | Defibrillators, External, Automated | 452575 | Physio-Control Inc | LP1000 | 42897874 |  |  | 5102-10000 | SJS-Nursing Administration | 40 | LS | High Risk
SJS4477 | PLI10 | LIFEPAK 1000 | Twanna Hardy | TWLUK | EMPLOYEE | Y | 1 | 0.75 | 07/01/2024 | 07/18/2023 | 1 | M | SJS | SJS | AED Defibrillator | 17-116 | Defibrillators, External, Automated | 452575 | Physio-Control Inc | LP1000 | 42897876 |  |  | 5102-10000 | SJS-Nursing Administration | 40 | LS | High Risk
SJS4478 | PLI10 | LIFEPAK 1000 | Twanna Hardy | TWLUK | EMPLOYEE | Y | 1 | 0.75 | 07/01/2024 | 07/28/2023 | 1 | M | SJS | SJS | AED Defibrillator | 17-116 | Defibrillators, External, Automated | 452575 | Physio-Control Inc | LP1000 | 42897875 |  |  | 5102-10000 | SJS-Nursing Administration | 40 | LS | High Risk
SJS4479 | PLI10 | LIFEPAK 1000 | Twanna Hardy | TWLUK | EMPLOYEE | Y | 1 | 0.75 | 07/01/2024 | 07/28/2023 | 1 | M | SJS | SJS | AED Defibrillator | 17-116 | Defibrillators, External, Automated | 452575 | Physio-Control Inc | LP1000 | 42897837 |  |  | 5102-10000 | SJS-Nursing Administration | 40 | LS | High Risk
SJS4480 | P10123 | -Pm Device Using Mfg Procedure | Darren Eaton | DAEAT | EMPLOYEE | Y | 1 | 0.75 | 12/01/2024 | 11/29/2023 | 2 | M | SJS | SJS | Patient Lift | 12-330 | Lifts, Patient Transfer | 454170 | Arjo Inc | KMCEXN | 300357613 |  |  | 5102-12250 | SJS-Med/Surg/Tele Unit 4South | 13 | IU | Active
SJS4482 | P10123 | -Pm Device Using Mfg Procedure | Twanna Hardy | TWLUK | EMPLOYEE | Y | 1 | 0.5 | 02/01/2025 | 03/15/2024 | 2 | M | SJS | SJS | Diaper Scale | 18-465 | Scales, Clinical, Precision | 103689 | seca North America | 852 | 8852015160375 |  |  | 5102-22100 | SJS-Labor & Delivery | 13 | IU | Active
SJS4483 | P10123 | -Pm Device Using Mfg Procedure | Twanna Hardy | TWLUK | EMPLOYEE | Y | 1 | 0.5 | 02/01/2025 | 01/29/2024 | 2 | M | SJS | SJS | Diaper Scale | 18-465 | Scales, Clinical, Precision | 103689 | seca North America | 852 | 8852359150263 |  |  | 5102-22100 | SJS-Labor & Delivery | 13 | IU | Active
SJS4486 | P10123 | -Pm Device Using Mfg Procedure | Twanna Hardy | TWLUK | EMPLOYEE | Y | 1 | 0.5 | 07/01/2024 | 08/31/2023 | 2 | M | SJS | SJS | Waterless Milk Warmer | 24-194 | Warming Units, Infant Nutritionals | 103640 | Medela Inc | 87115 | 1436428 |  |  | 5102-16527 | SJS-Mother/Baby Unit | 12 | IU | Active
SJS4488 | PDAOHG | GE E-miniC Respiratory Single-width Airway Module | Gerson Colon | 94805 | EMPLOYEE | Y | 1 | 1.5 | 09/01/2024 | 10/04/2023 | 2 | M | SJS | SJS | Gas Module | 20-776 | Physiologic Monitor Modules, Exhaled Carbon Dioxide | 440964 | GE Healthcare Technologies | E-MiniC-00 | 7154653 |  |  | 5102-30695 | SJS-Interventional Services | 16 | IU | Active
SJS4489 | P10123 | -Pm Device Using Mfg Procedure | Twanna Hardy | TWLUK | EMPLOYEE | Y | 1 | 0.6 | 07/01/2024 | 08/26/2023 | 2 | M | SJS | SJS | Breast Pump | 10-485 | Pumps, Breast | 103640 | Medela Inc | 600 0837 | 1511523 |  |  | 5102-16527 | SJS-Mother/Baby Unit | 13 | IU | Active
SJS4490 | P10123 | -Pm Device Using Mfg Procedure | Darren Eaton | DAEAT | EMPLOYEE | Y | 1 | 0.5 | 04/01/2024 | 04/12/2023 | 2 | M | SJS | SJS | FLEXiS Boom System | 22-613 | Facility Booms, Ceiling-Mounted | 452594 | Stryker Communications | FLEXiS | 04902414702078 |  |  | 5102-13100 | SJS-Intensive Care Unit I | 12 | IU | Active
SJS4491 | P10123 | -Pm Device Using Mfg Procedure | Darren Eaton | DAEAT | EMPLOYEE | Y | 1 | 0.5 | 04/01/2024 | 04/12/2023 | 2 | M | SJS | SJS | FLEXiS Boom System | 22-613 | Facility Booms, Ceiling-Mounted | 452594 | Stryker Communications | FLEXiS | 04902314702059 |  |  | 5102-13100 | SJS-Intensive Care Unit I | 12 | IU | Active
SJS4492 | PMOPHM | Monitors, Physiologic, Multipurpose | Darren Eaton | DAEAT | EMPLOYEE | Y | 1 | 0.5 | 03/01/2025 | 04/12/2023 | 2 | M | SJS | SJS | Bedside Physiologic Monitor | 20-171 | Monitors, Physiologic, Multipurpose, Bedside, Modular | 440964 | GE Healthcare Technologies | B650 v1 | SEW14325635HA |  |  | 5102-13100 | SJS-Intensive Care Unit I | 16 | IU | Active
SJS4493 | PGEANP | GE ANNUAL PDM | Darren Eaton | DAEAT | EMPLOYEE | Y | 1 | 0.5 | 09/01/2024 | 09/27/2023 | 2 | M | SJS | SJS | Patient Data Module | 20-784 | Physiologic Monitor Modules, Multiparameter | 440964 | GE Healthcare Technologies | 2016793-003 | SA314389048GA | PDMTN | PDM 1 | 5102-13100 | SJS-Intensive Care Unit I | 16 | IU | Active
SJS4494 | PMOPHM | Monitors, Physiologic, Multipurpose | Darren Eaton | DAEAT | EMPLOYEE | Y | 1 | 0.5 | 03/01/2025 | 04/12/2023 | 2 | M | SJS | SJS | Bedside Physiologic Monitor | 20-171 | Monitors, Physiologic, Multipurpose, Bedside, Modular | 440964 | GE Healthcare Technologies | B450 | SNE20052309SA |  |  | 5102-13100 | SJS-Intensive Care Unit I | 16 | IU | Active
SJS4496 | PMOPHM | Monitors, Physiologic, Multipurpose | Darren Eaton | DAEAT | EMPLOYEE | Y | 1 | 0.5 | 03/01/2025 | 04/07/2023 | 2 | M | SJS | SJS | Bedside Physiologic Monitor | 20-171 | Monitors, Physiologic, Multipurpose, Bedside, Modular | 440964 | GE Healthcare Technologies | B450 | SNE20062133SA |  |  | 5102-13100 | SJS-Intensive Care Unit I | 16 | IU | Active
SJS4497 | PGEANP | GE ANNUAL PDM | Twanna Hardy | TWLUK | EMPLOYEE | Y | 1 | 0.7 | 09/01/2024 | 09/07/2023 | 2 | M | SJS | SJS | Patient Data Module | 20-784 | Physiologic Monitor Modules, Multiparameter | 440964 | GE Healthcare Technologies | 2016793-003 | SPX20060484SA | PDMTN | PDM 1 | 5102-30695 | SJS-Interventional Services | 16 | IU | Active
SJS4498 | P10123 | -Pm Device Using Mfg Procedure | Twanna Hardy | TWLUK | EMPLOYEE | Y | 1 | 0.5 | 08/01/2024 | 09/19/2023 | 2 | M | SJS | SJS | Nurse Call Console | 15-614 | Hospital Communication Systems, Nurse Call | 103070 | Rauland-Borg Corp | 351200 | 134360137 | RAULAN | Rauland-Borg Corp | 5102-22100 | SJS-Labor & Delivery | 14 | IU | Active
SJS4499 | P10123 | -Pm Device Using Mfg Procedure | Gil Matos | GIMAT | EMPLOYEE | Y | 1 | 0.5 | 08/01/2024 | 08/04/2023 | 2 | M | SJS | SJS | Nurse Call Console | 15-614 | Hospital Communication Systems, Nurse Call | 103070 | Rauland-Borg Corp | 351200 | 134360283 | RAULAN | Rauland-Borg Corp | 5102-21500 | SJS-PACU | 14 | IU | Active
SJS4500 | PGEANP | GE ANNUAL PDM | Twanna Hardy | TWLUK | EMPLOYEE | Y | 1 | 0.7 | 09/01/2024 | 09/06/2023 | 2 | M | SJS | SJS | Patient Data Module | 20-784 | Physiologic Monitor Modules, Multiparameter | 440964 | GE Healthcare Technologies | 2016793-003 | SA316380071SA | PDMET | PDM 2 | 5102-12213 | SJS-Med/Surg/Tele Overflow 3North | 16 | IU | Active
SJS4502 | P81CAA | 8100 CareFusion Alaris Pump | Darren Eaton | DAEAT | EMPLOYEE | Y | 1 | 0.75 | 08/01/2024 | 08/31/2023 | 6 | M | SJS | SJS | Large Volume Pump Module | 13-215 | Infusion Pumps, Multitherapy | 378348 | BD | 8100 | 14141123 | LVP | Alaris 2 | 5102-12210 | SJS-Med/Surg Unit II 4East | 20 | IU | Active
SJS4523 | P-VPM | -Vendor PM | Twanna Hardy | TWLUK | EMPLOYEE | Y | 1 | 0.5 | 03/01/2025 | 03/01/2024 | 2 | M | SJS | SJS | Pressure Trans Tester | CC-040 | Test Equipment | 103373 | Utah Medical Products Inc | 650-900 | 1192554-005 |  |  | 5102-88570 | SJS-Clinical Engineering | 13 | IU | Active
SJS4557 | P10123 | -Pm Device Using Mfg Procedure | Darren Eaton | DAEAT | EMPLOYEE | Y | 1 | 1 | 12/01/2024 | 12/18/2023 | 2 | M | SJS | SJS | EKG Mulitchannel Interp | 16-231 | Electrocardiographs, Multichannel, Interpretive | 440964 | GE Healthcare Technologies | MAC 5500HD | SKJ20060047PA |  |  | 5102-12250 | SJS-Med/Surg/Tele Unit 4South | 16 | IU | Active
SJS4559 | P10123 | -Pm Device Using Mfg Procedure | Twanna Hardy | TWLUK | EMPLOYEE | Y | 1 | 0.5 | 06/01/2024 | 08/25/2023 | 6 | M | SJS | SJS | Patient Controlled Pump | 16-924 | Infusion Pumps, Analgesic, Patient-Controlled | 378348 | BD | 8120 | 15732009 | PCA | Alaris 8120 | 5102-23100 | SJS-Emergency Service | 20 | IU | Active
SJS4560 | P80CAA | 8015 CareFusion Alaris Pump | Gerson Colon | 94805 | EMPLOYEE | Y | 2 | 0.8 | 08/01/2025 | 01/03/2024 | 6 | M | SJS | SJS | Pump Control Unit | 26-655 | Controllers, Infusion Pump Systems, Programmable | 378348 | BD | 8015 BD | 15739012 | PCU | Alaris 1 | 5102-23100 | SJS-Emergency Service | 21 | IU | Active
SJS4561 | P81CAA | 8100 CareFusion Alaris Pump | Darren Eaton | DAEAT | EMPLOYEE | Y | 1 | 0.5 | 08/01/2024 | 11/02/2023 | 6 | M | SJS | SJS | Large Volume Pump Module | 13-215 | Infusion Pumps, Multitherapy | 378348 | BD | 8100 BD | 15769711 | LVP | Alaris 2 | 5102-23100 | SJS-Emergency Service | 20 | IU | Active
SJS4562 | P81CAA | 8100 CareFusion Alaris Pump | Darren Eaton | DAEAT | EMPLOYEE | Y | 1 | 0.5 | 08/01/2024 | 11/21/2023 | 6 | M | SJS | SJS | Large Volume Pump Module | 13-215 | Infusion Pumps, Multitherapy | 378348 | BD | 8100 BD | 15769857 | LVP | Alaris 2 | 5102-23100 | SJS-Emergency Service | 20 | IU | Active
SJS4563 | P81CAA | 8100 CareFusion Alaris Pump | Darren Eaton | DAEAT | EMPLOYEE | Y | 1 | 0.5 | 08/01/2024 | 10/06/2023 | 6 | M | SJS | SJS | Large Volume Pump Module | 13-215 | Infusion Pumps, Multitherapy | 378348 | BD | 8100 BD | 15754078 | LVP | Alaris 2 | 5102-23100 | SJS-Emergency Service | 20 | IU | Active
SJS4564 | P81CAA | 8100 CareFusion Alaris Pump | Darren Eaton | DAEAT | EMPLOYEE | Y | 1 | 0.5 | 08/01/2024 | 10/25/2023 | 6 | M | SJS | SJS | Large Volume Pump Module | 13-215 | Infusion Pumps, Multitherapy | 378348 | BD | 8100 BD | 15769223 | LVP | Alaris 2 | 5102-23100 | SJS-Emergency Service | 20 | IU | Active
SJS4565 | P81CAA | 8100 CareFusion Alaris Pump | Darren Eaton | DAEAT | EMPLOYEE | Y | 1 | 0.5 | 08/01/2024 | 08/09/2023 | 6 | M | SJS | SJS | Large Volume Pump Module | 13-215 | Infusion Pumps, Multitherapy | 378348 | BD | 8100 BD | 15769188 | LVP | Alaris 2 | 5102-23100 | SJS-Emergency Service | 20 | IU | Active
SJS4566 | P81CAA | 8100 CareFusion Alaris Pump | Darren Eaton | DAEAT | EMPLOYEE | Y | 1 | 0.5 | 08/01/2024 | 11/27/2023 | 6 | M | SJS | SJS | Large Volume Pump Module | 13-215 | Infusion Pumps, Multitherapy | 378348 | BD | 8100 BD | 15769316 | LVP | Alaris 2 | 5102-23100 | SJS-Emergency Service | 20 | IU | Active
SJS4567 | P81CAA | 8100 CareFusion Alaris Pump | Darren Eaton | DAEAT | EMPLOYEE | Y | 1 | 0.5 | 08/01/2024 | 11/07/2023 | 6 | M | SJS | SJS | Large Volume Pump Module | 13-215 | Infusion Pumps, Multitherapy | 378348 | BD | 8100 BD | 15769954 | LVP | Alaris 2 | 5102-23100 | SJS-Emergency Service | 20 | IU | Active
SJS4568 | P81CAA | 8100 CareFusion Alaris Pump | Darren Eaton | DAEAT | EMPLOYEE | Y | 1 | 0.5 | 08/01/2024 | 10/03/2023 | 6 | M | SJS | SJS | Large Volume Pump Module | 13-215 | Infusion Pumps, Multitherapy | 378348 | BD | 8100 BD | 15769824 | LVP | Alaris 2 | 5102-23100 | SJS-Emergency Service | 20 | IU | Active
SJS4569 | P81CAA | 8100 CareFusion Alaris Pump | Darren Eaton | DAEAT | EMPLOYEE | Y | 1 | 0.5 | 08/01/2024 | 12/16/2023 | 6 | M | SJS | SJS | Large Volume Pump Module | 13-215 | Infusion Pumps, Multitherapy | 378348 | BD | 8100 BD | 15769738 | LVP | Alaris 2 | 5102-23100 | SJS-Emergency Service | 20 | IU | Active
SJS4571 | P81CAA | 8100 CareFusion Alaris Pump | Darren Eaton | DAEAT | EMPLOYEE | Y | 1 | 0.5 | 08/01/2024 | 11/14/2023 | 6 | M | SJS | SJS | Large Volume Pump Module | 13-215 | Infusion Pumps, Multitherapy | 378348 | BD | 8100 BD | 15769838 | LVP | Alaris 2 | 5102-23100 | SJS-Emergency Service | 20 | IU | Active
SJS4572 | P81CAA | 8100 CareFusion Alaris Pump | Darren Eaton | DAEAT | EMPLOYEE | Y | 1 | 0.5 | 08/01/2024 | 12/18/2023 | 6 | M | SJS | SJS | Large Volume Pump Module | 13-215 | Infusion Pumps, Multitherapy | 378348 | BD | 8100 BD | 15769795 | LVP | Alaris 2 | 5102-23100 | SJS-Emergency Service | 20 | IU | Active
SJS4573 | P81CAA | 8100 CareFusion Alaris Pump | Darren Eaton | DAEAT | EMPLOYEE | Y | 1 | 0.5 | 08/01/2024 | 11/06/2023 | 6 | M | SJS | SJS | Large Volume Pump Module | 13-215 | Infusion Pumps, Multitherapy | 378348 | BD | 8100 BD | 15769940 | LVP | Alaris 2 | 5102-23100 | SJS-Emergency Service | 20 | IU | Active
SJS4574 | P81CAA | 8100 CareFusion Alaris Pump | Darren Eaton | DAEAT | EMPLOYEE | Y | 1 | 0.5 | 08/01/2024 | 11/03/2023 | 6 | M | SJS | SJS | Large Volume Pump Module | 13-215 | Infusion Pumps, Multitherapy | 378348 | BD | 8100 BD | 15769941 | LVP | Alaris 2 | 5102-23100 | SJS-Emergency Service | 20 | IU | Active
SJS4575 | P81CAA | 8100 CareFusion Alaris Pump | Darren Eaton | DAEAT | EMPLOYEE | Y | 1 | 0.5 | 08/01/2024 | 08/15/2023 | 6 | M | SJS | SJS | Large Volume Pump Module | 13-215 | Infusion Pumps, Multitherapy | 378348 | BD | 8100 BD | 15769530 | LVP | Alaris 2 | 5102-23100 | SJS-Emergency Service | 20 | IU | Active
SJS4576 | P81CAA | 8100 CareFusion Alaris Pump | Darren Eaton | DAEAT | EMPLOYEE | Y | 1 | 0.5 | 08/01/2024 | 12/11/2023 | 6 | M | SJS | SJS | Large Volume Pump Module | 13-215 | Infusion Pumps, Multitherapy | 378348 | BD | 8100 BD | 15769927 | LVP | Alaris 2 | 5102-23100 | SJS-Emergency Service | 20 | IU | Active
SJS4577 | P81CAA | 8100 CareFusion Alaris Pump | Darren Eaton | DAEAT | EMPLOYEE | Y | 1 | 0.5 | 08/01/2024 | 12/16/2023 | 6 | M | SJS | SJS | Large Volume Pump Module | 13-215 | Infusion Pumps, Multitherapy | 378348 | BD | 8100 BD | 15754890 | LVP | Alaris 2 | 5102-23100 | SJS-Emergency Service | 20 | IU | Active
SJS4578 | P81CAA | 8100 CareFusion Alaris Pump | Darren Eaton | DAEAT | EMPLOYEE | Y | 1 | 0.5 | 08/01/2024 | 11/15/2023 | 6 | M | SJS | SJS | Large Volume Pump Module | 13-215 | Infusion Pumps, Multitherapy | 378348 | BD | 8100 BD | 15769950 | LVP | Alaris 2 | 5102-23100 | SJS-Emergency Service | 20 | IU | Active
SJS4579 | P81CAA | 8100 CareFusion Alaris Pump | Darren Eaton | DAEAT | EMPLOYEE | Y | 1 | 0.5 | 08/01/2024 | 10/03/2023 | 6 | M | SJS | SJS | Large Volume Pump Module | 13-215 | Infusion Pumps, Multitherapy | 378348 | BD | 8100 BD | 15769211 | LVP | Alaris 2 | 5102-23100 | SJS-Emergency Service | 20 | IU | Active
SJS4580 | P81CAA | 8100 CareFusion Alaris Pump | Darren Eaton | DAEAT | EMPLOYEE | Y | 1 | 0.5 | 08/01/2024 | 12/11/2023 | 6 | M | SJS | SJS | Large Volume Pump Module | 13-215 | Infusion Pumps, Multitherapy | 378348 | BD | 8100 BD | 15769286 | LVP | Alaris 2 | 5102-23100 | SJS-Emergency Service | 20 | IU | Active
SJS4581 | P81CAA | 8100 CareFusion Alaris Pump | Darren Eaton | DAEAT | EMPLOYEE | Y | 1 | 0.5 | 08/01/2024 | 10/06/2023 | 6 | M | SJS | SJS | Large Volume Pump Module | 13-215 | Infusion Pumps, Multitherapy | 378348 | BD | 8100 BD | 15769752 | LVP | Alaris 2 | 5102-23100 | SJS-Emergency Service | 20 | IU | Active
SJS4583 | P81CAA | 8100 CareFusion Alaris Pump | Darren Eaton | DAEAT | EMPLOYEE | Y | 1 | 0.5 | 08/01/2024 | 10/31/2023 | 6 | M | SJS | SJS | Large Volume Pump Module | 13-215 | Infusion Pumps, Multitherapy | 378348 | BD | 8100 BD | 15769686 | LVP | Alaris 2 | 5102-12250 | SJS-Med/Surg/Tele Unit 4South | 20 | IU | Active
SJS4584 | P81CAA | 8100 CareFusion Alaris Pump | Darren Eaton | DAEAT | EMPLOYEE | Y | 1 | 0.5 | 08/01/2024 | 11/01/2023 | 6 | M | SJS | SJS | Large Volume Pump Module | 13-215 | Infusion Pumps, Multitherapy | 378348 | BD | 8100 BD | 15769344 | LVP | Alaris 2 | 5102-23100 | SJS-Emergency Service | 20 | IU | Active
SJS4585 | P81CAA | 8100 CareFusion Alaris Pump | Darren Eaton | DAEAT | EMPLOYEE | Y | 1 | 0.5 | 08/01/2024 | 10/09/2023 | 6 | M | SJS | SJS | Large Volume Pump Module | 13-215 | Infusion Pumps, Multitherapy | 378348 | BD | 8100 BD | 15769791 | LVP | Alaris 2 | 5102-23100 | SJS-Emergency Service | 20 | IU | Active
SJS4586 | P81CAA | 8100 CareFusion Alaris Pump | Darren Eaton | DAEAT | EMPLOYEE | Y | 1 | 0.5 | 08/01/2024 | 12/11/2023 | 6 | M | SJS | SJS | Large Volume Pump Module | 13-215 | Infusion Pumps, Multitherapy | 378348 | BD | 8100 BD | 15769737 | LVP | Alaris 2 | 5102-23100 | SJS-Emergency Service | 20 | IU | Active
SJS4587 | P81CAA | 8100 CareFusion Alaris Pump | Darren Eaton | DAEAT | EMPLOYEE | Y | 1 | 0.5 | 08/01/2024 | 10/24/2023 | 6 | M | SJS | SJS | Large Volume Pump Module | 13-215 | Infusion Pumps, Multitherapy | 378348 | BD | 8100 | 15769827 | LVP | Alaris 2 | 5102-23100 | SJS-Emergency Service | 20 | IU | Active
SJS4588 | P81CAA | 8100 CareFusion Alaris Pump | Darren Eaton | DAEAT | EMPLOYEE | Y | 1 | 0.5 | 08/01/2024 | 10/17/2023 | 6 | M | SJS | SJS | Large Volume Pump Module | 13-215 | Infusion Pumps, Multitherapy | 378348 | BD | 8100 BD | 15769775 |  |  | 5102-13100 | SJS-Intensive Care Unit I | 20 | IU | Active
SJS4589 | P81CAA | 8100 CareFusion Alaris Pump | Darren Eaton | DAEAT | EMPLOYEE | Y | 1 | 0.5 | 08/01/2024 | 11/15/2023 | 6 | M | SJS | SJS | Large Volume Pump Module | 13-215 | Infusion Pumps, Multitherapy | 378348 | BD | 8100 BD | 15769780 | LVP | Alaris 2 | 5102-23100 | SJS-Emergency Service | 20 | IU | Active
SJS4590 | P81CAA | 8100 CareFusion Alaris Pump | Darren Eaton | DAEAT | EMPLOYEE | Y | 1 | 0.5 | 08/01/2024 | 11/20/2023 | 6 | M | SJS | SJS | Large Volume Pump Module | 13-215 | Infusion Pumps, Multitherapy | 378348 | BD | 8100 BD | 15769743 | LVP | Alaris 2 | 5102-12250 | SJS-Med/Surg/Tele Unit 4South | 20 | IU | Active
SJS4591 | P81CAA | 8100 CareFusion Alaris Pump | Darren Eaton | DAEAT | EMPLOYEE | Y | 1 | 0.5 | 08/01/2024 | 12/18/2023 | 6 | M | SJS | SJS | Large Volume Pump Module | 13-215 | Infusion Pumps, Multitherapy | 378348 | BD | 8100 BD | 15769937 | LVP | Alaris 2 | 5102-23100 | SJS-Emergency Service | 20 | IU | Active
SJS4592 | P81CAA | 8100 CareFusion Alaris Pump | Darren Eaton | DAEAT | EMPLOYEE | Y | 1 | 0.5 | 08/01/2024 | 11/13/2023 | 6 | M | SJS | SJS | Large Volume Pump Module | 13-215 | Infusion Pumps, Multitherapy | 378348 | BD | 8100 BD | 15769949 | LVP | Alaris 2 | 5102-23100 | SJS-Emergency Service | 20 | IU | Active
SJS4593 | P81CAA | 8100 CareFusion Alaris Pump | Darren Eaton | DAEAT | EMPLOYEE | Y | 1 | 0.5 | 08/01/2024 | 10/26/2023 | 6 | M | SJS | SJS | Large Volume Pump Module | 13-215 | Infusion Pumps, Multitherapy | 378348 | BD | 8100 BD | 15769982 | LVP | Alaris 2 | 5102-23100 | SJS-Emergency Service | 20 | IU | Active
SJS4594 | P81CAA | 8100 CareFusion Alaris Pump | Darren Eaton | DAEAT | EMPLOYEE | Y | 1 | 0.5 | 08/01/2024 | 11/09/2023 | 6 | M | SJS | SJS | Large Volume Pump Module | 13-215 | Infusion Pumps, Multitherapy | 378348 | BD | 8100 BD | 15769975 | LVP | Alaris 2 | 5102-23100 | SJS-Emergency Service | 20 | IU | Active
SJS4595 | P81CAA | 8100 CareFusion Alaris Pump | Darren Eaton | DAEAT | EMPLOYEE | Y | 1 | 0.5 | 08/01/2024 | 09/28/2023 | 6 | M | SJS | SJS | Large Volume Pump Module | 13-215 | Infusion Pumps, Multitherapy | 378348 | BD | 8100 BD | 15769953 | LVP | Alaris 2 | 5102-23100 | SJS-Emergency Service | 20 | IU | Active
SJS4596 | P81CAA | 8100 CareFusion Alaris Pump | Darren Eaton | DAEAT | EMPLOYEE | Y | 1 | 0.5 | 08/01/2024 | 11/06/2023 | 6 | M | SJS | SJS | Large Volume Pump Module | 13-215 | Infusion Pumps, Multitherapy | 378348 | BD | 8100 BD | 15769977 | LVP | Alaris 2 | 5102-12250 | SJS-Med/Surg/Tele Unit 4South | 20 | IU | Active
SJS4597 | P81CAA | 8100 CareFusion Alaris Pump | Darren Eaton | DAEAT | EMPLOYEE | Y | 1 | 0.5 | 08/01/2024 | 11/13/2023 | 6 | M | SJS | SJS | Large Volume Pump Module | 13-215 | Infusion Pumps, Multitherapy | 378348 | BD | 8100 BD | 15769787 | LVP | Alaris 2 | 5102-23100 | SJS-Emergency Service | 20 | IU | Active
SJS4598 | P81CAA | 8100 CareFusion Alaris Pump | Darren Eaton | DAEAT | EMPLOYEE | Y | 1 | 0.5 | 08/01/2024 | 09/13/2023 | 6 | M | SJS | SJS | Large Volume Pump Module | 13-215 | Infusion Pumps, Multitherapy | 378348 | BD | 8100 BD | 15769701 | LVP | Alaris 2 | 5102-23100 | SJS-Emergency Service | 20 | IU | Active
SJS4599 | P81CAA | 8100 CareFusion Alaris Pump | Darren Eaton | DAEAT | EMPLOYEE | Y | 1 | 0.5 | 08/01/2024 | 11/03/2023 | 6 | M | SJS | SJS | Large Volume Pump Module | 13-215 | Infusion Pumps, Multitherapy | 378348 | BD | 8100 BD | 15769587 | LVP | Alaris 2 | 5102-23100 | SJS-Emergency Service | 20 | IU | Active
SJS4600 | P81CAA | 8100 CareFusion Alaris Pump | Darren Eaton | DAEAT | EMPLOYEE | Y | 1 | 0.5 | 08/01/2024 | 12/16/2023 | 6 | M | SJS | SJS | Large Volume Pump Module | 13-215 | Infusion Pumps, Multitherapy | 378348 | BD | 8100 BD | 15769704 | LVP | Alaris 2 | 5102-23100 | SJS-Emergency Service | 20 | IU | Active
SJS4601 | P81CAA | 8100 CareFusion Alaris Pump | Darren Eaton | DAEAT | EMPLOYEE | Y | 1 | 0.5 | 08/01/2024 | 10/26/2023 | 6 | M | SJS | SJS | Large Volume Pump Module | 13-215 | Infusion Pumps, Multitherapy | 378348 | BD | 8100 BD | 15769326 | LVP | Alaris 2 | 5102-23100 | SJS-Emergency Service | 20 | IU | Active
SJS4602 | P81CAA | 8100 CareFusion Alaris Pump | Darren Eaton | DAEAT | EMPLOYEE | Y | 1 | 0.5 | 08/01/2024 | 11/15/2023 | 6 | M | SJS | SJS | Large Volume Pump Module | 13-215 | Infusion Pumps, Multitherapy | 378348 | BD | 8100 BD | 15768020 | LVP | Alaris 2 | 5102-23100 | SJS-Emergency Service | 20 | IU | Active
SJS4603 | P81CAA | 8100 CareFusion Alaris Pump | Darren Eaton | DAEAT | EMPLOYEE | Y | 1 | 0.5 | 08/01/2024 | 08/16/2023 | 6 | M | SJS | SJS | Large Volume Pump Module | 13-215 | Infusion Pumps, Multitherapy | 378348 | BD | 8100 BD | 15769368 | LVP | Alaris 2 | 5102-23100 | SJS-Emergency Service | 20 | IU | Active
SJS4604 | P81CAA | 8100 CareFusion Alaris Pump | Darren Eaton | DAEAT | EMPLOYEE | Y | 1 | 0.5 | 08/01/2024 | 10/10/2023 | 6 | M | SJS | SJS | Large Volume Pump Module | 13-215 | Infusion Pumps, Multitherapy | 378348 | BD | 8100 BD | 15769341 | LVP | Alaris 2 | 5102-23100 | SJS-Emergency Service | 20 | IU | Active
SJS4605 | P81CAA | 8100 CareFusion Alaris Pump | Darren Eaton | DAEAT | EMPLOYEE | Y | 1 | 0.5 | 08/01/2024 | 10/26/2023 | 6 | M | SJS | SJS | Large Volume Pump Module | 13-215 | Infusion Pumps, Multitherapy | 378348 | BD | 8100 BD | 15769805 | LVP | Alaris 2 | 5102-23100 | SJS-Emergency Service | 20 | IU | Active
SJS4606 | P81CAA | 8100 CareFusion Alaris Pump | Darren Eaton | DAEAT | EMPLOYEE | Y | 1 | 0.5 | 08/01/2024 | 10/13/2023 | 6 | M | SJS | SJS | Large Volume Pump Module | 13-215 | Infusion Pumps, Multitherapy | 378348 | BD | 8100 BD | 15769214 | LVP | Alaris 2 | 5102-23100 | SJS-Emergency Service | 20 | IU | Active
SJS4607 | P81CAA | 8100 CareFusion Alaris Pump | Darren Eaton | DAEAT | EMPLOYEE | Y | 1 | 0.5 | 08/01/2024 | 12/12/2023 | 6 | M | SJS | SJS | Large Volume Pump Module | 13-215 | Infusion Pumps, Multitherapy | 378348 | BD | 8100 BD | 15769458 | LVP | Alaris 2 | 5102-23100 | SJS-Emergency Service | 20 | IU | Active
SJS4608 | P81CAA | 8100 CareFusion Alaris Pump | Gerson Colon | 94805 | EMPLOYEE | Y | 1 | 0.5 | 08/01/2024 | 11/15/2023 | 6 | M | SJS | SJS | Large Volume Pump Module | 13-215 | Infusion Pumps, Multitherapy | 378348 | BD | 8100 BD | 15769931 |  |  | 5102-21355 | SJS-Preop Surgical | 20 | IU | Active
SJS4609 | P81CAA | 8100 CareFusion Alaris Pump | Darren Eaton | DAEAT | EMPLOYEE | Y | 1 | 0.5 | 08/01/2024 | 11/27/2023 | 6 | M | SJS | SJS | Large Volume Pump Module | 13-215 | Infusion Pumps, Multitherapy | 378348 | BD | 8100 BD | 15769973 | LVP | Alaris 2 | 5102-23100 | SJS-Emergency Service | 20 | IU | Active
SJS4610 | P81CAA | 8100 CareFusion Alaris Pump | Darren Eaton | DAEAT | EMPLOYEE | Y | 1 | 0.5 | 08/01/2024 | 08/25/2023 | 6 | M | SJS | SJS | Large Volume Pump Module | 13-215 | Infusion Pumps, Multitherapy | 378348 | BD | 8100 BD | 15769960 | LVP | Alaris 2 | 5102-12250 | SJS-Med/Surg/Tele Unit 4South | 20 | IU | Active
SJS4611 | P81CAA | 8100 CareFusion Alaris Pump | Darren Eaton | DAEAT | EMPLOYEE | Y | 1 | 0.5 | 08/01/2024 | 11/15/2023 | 6 | M | SJS | SJS | Large Volume Pump Module | 13-215 | Infusion Pumps, Multitherapy | 378348 | BD | 8100 BD | 15769964 | LVP | Alaris 2 | 5102-12250 | SJS-Med/Surg/Tele Unit 4South | 20 | IU | Active
SJS4612 | P81CAA | 8100 CareFusion Alaris Pump | Darren Eaton | DAEAT | EMPLOYEE | Y | 1 | 0.5 | 08/01/2024 | 11/22/2023 | 6 | M | SJS | SJS | Large Volume Pump Module | 13-215 | Infusion Pumps, Multitherapy | 378348 | BD | 8100 BD | 15769947 | LVP | Alaris 2 | 5102-23100 | SJS-Emergency Service | 20 | IU | Active
SJS4613 | P81CAA | 8100 CareFusion Alaris Pump | Darren Eaton | DAEAT | EMPLOYEE | Y | 1 | 0.5 | 08/01/2024 | 10/27/2023 | 6 | M | SJS | SJS | Large Volume Pump Module | 13-215 | Infusion Pumps, Multitherapy | 378348 | BD | 8100 BD | 15769944 | LVP | Alaris 2 | 5102-23100 | SJS-Emergency Service | 20 | IU | Active
SJS4614 | P81CAA | 8100 CareFusion Alaris Pump | Darren Eaton | DAEAT | EMPLOYEE | Y | 1 | 0.5 | 08/01/2024 | 11/15/2023 | 6 | M | SJS | SJS | Large Volume Pump Module | 13-215 | Infusion Pumps, Multitherapy | 378348 | BD | 8100 BD | 15769908 | LVP | Alaris 2 | 5102-23100 | SJS-Emergency Service | 20 | IU | Active
SJS4615 | P80CAA | 8015 CareFusion Alaris Pump | Gerson Colon | 94805 | EMPLOYEE | Y | 2 | 0.8 | 08/01/2025 | 12/13/2023 | 6 | M | SJS | SJS | Pump Control Unit | 26-655 | Controllers, Infusion Pump Systems, Programmable | 378348 | BD | 8015 BD | 15738816 | PCU | Alaris 1 | 5102-23100 | SJS-Emergency Service | 21 | IU | Active
SJS4616 | P80CAA | 8015 CareFusion Alaris Pump | Gerson Colon | 94805 | EMPLOYEE | Y | 2 | 0.8 | 08/01/2025 | 12/14/2023 | 6 | M | SJS | SJS | Pump Control Unit | 26-655 | Controllers, Infusion Pump Systems, Programmable | 378348 | BD | 8015 BD | 15738033 | PCU | Alaris 1 | 5102-23100 | SJS-Emergency Service | 21 | IU | Active
SJS4617 | P80CAA | 8015 CareFusion Alaris Pump | Gerson Colon | 94805 | EMPLOYEE | Y | 2 | 0.8 | 08/01/2025 | 10/19/2023 | 6 | M | SJS | SJS | Pump Control Unit | 26-655 | Controllers, Infusion Pump Systems, Programmable | 378348 | BD | 8015 BD | 15737633 | PCU | Alaris 1 | 5102-23100 | SJS-Emergency Service | 21 | IU | Active
SJS4619 | P80CAA | 8015 CareFusion Alaris Pump | Gerson Colon | 94805 | EMPLOYEE | Y | 2 | 0.8 | 08/01/2025 | 01/02/2024 | 6 | M | SJS | SJS | Pump Control Unit | 26-655 | Controllers, Infusion Pump Systems, Programmable | 378348 | BD | 8015 BD | 15737496 | PCU | Alaris 1 | 5102-23100 | SJS-Emergency Service | 21 | IU | Active
SJS4620 | P80CAA | 8015 CareFusion Alaris Pump | Gerson Colon | 94805 | EMPLOYEE | Y | 2 | 0.8 | 08/01/2025 | 12/11/2023 | 6 | M | SJS | SJS | Pump Control Unit | 26-655 | Controllers, Infusion Pump Systems, Programmable | 378348 | BD | 8015 BD | 15738797 | PCU | Alaris 1 | 5102-23100 | SJS-Emergency Service | 21 | IU | Active
SJS4621 | P80CAA | 8015 CareFusion Alaris Pump | Gerson Colon | 94805 | EMPLOYEE | Y | 2 | 0.8 | 08/01/2025 | 12/13/2023 | 6 | M | SJS | SJS | Pump Control Unit | 26-655 | Controllers, Infusion Pump Systems, Programmable | 378348 | BD | 8015 BD | 15738881 | PCU | Alaris 1 | 5102-23100 | SJS-Emergency Service | 21 | IU | Active
SJS4622 | P80CAA | 8015 CareFusion Alaris Pump | Gerson Colon | 94805 | EMPLOYEE | Y | 2 | 0.8 | 08/01/2025 | 12/22/2023 | 6 | M | SJS | SJS | Pump Control Unit | 26-655 | Controllers, Infusion Pump Systems, Programmable | 378348 | BD | 8015 BD | 15736757 | PCU | Alaris 1 | 5102-23100 | SJS-Emergency Service | 21 | IU | Active
SJS4623 | P80CAA | 8015 CareFusion Alaris Pump | Gerson Colon | 94805 | EMPLOYEE | Y | 2 | 0.8 | 08/01/2025 | 12/13/2023 | 6 | M | SJS | SJS | Pump Control Unit | 26-655 | Controllers, Infusion Pump Systems, Programmable | 378348 | BD | 8015 BD | 15738121 | PCU | Alaris 1 | 5102-23100 | SJS-Emergency Service | 21 | IU | Active
SJS4624 | P80CAA | 8015 CareFusion Alaris Pump | Gerson Colon | 94805 | EMPLOYEE | Y | 2 | 0.8 | 08/01/2025 | 10/06/2023 | 6 | M | SJS | SJS | Pump Control Unit | 26-655 | Controllers, Infusion Pump Systems, Programmable | 378348 | BD | 8015 BD | 15738074 | PCU | Alaris 1 | 5102-23100 | SJS-Emergency Service | 21 | IU | Active
SJS4625 | P80CAA | 8015 CareFusion Alaris Pump | Gerson Colon | 94805 | EMPLOYEE | Y | 2 | 0.8 | 08/01/2025 | 09/18/2023 | 6 | M | SJS | SJS | Pump Control Unit | 26-655 | Controllers, Infusion Pump Systems, Programmable | 378348 | BD | 8015 BD | 15738853 | PCU | Alaris 1 | 5102-23100 | SJS-Emergency Service | 21 | IU | Active
SJS4626 | P80CAA | 8015 CareFusion Alaris Pump | Gerson Colon | 94805 | EMPLOYEE | Y | 2 | 0.8 | 08/01/2025 | 10/09/2023 | 6 | M | SJS | SJS | Pump Control Unit | 26-655 | Controllers, Infusion Pump Systems, Programmable | 378348 | BD | 8015 BD | 15737638 | PCU | Alaris 1 | 5102-23100 | SJS-Emergency Service | 21 | IU | Active
SJS4627 | P80CAA | 8015 CareFusion Alaris Pump | Gerson Colon | 94805 | EMPLOYEE | Y | 2 | 0.8 | 08/01/2025 | 12/07/2023 | 6 | M | SJS | SJS | Pump Control Unit | 26-655 | Controllers, Infusion Pump Systems, Programmable | 378348 | BD | 8015 BD | 15738711 | PCU | Alaris 1 | 5102-23100 | SJS-Emergency Service | 21 | IU | Active
SJS4628 | P80CAA | 8015 CareFusion Alaris Pump | Gerson Colon | 94805 | EMPLOYEE | Y | 2 | 0.8 | 08/01/2025 | 10/13/2023 | 6 | M | SJS | SJS | Pump Control Unit | 26-655 | Controllers, Infusion Pump Systems, Programmable | 378348 | BD | 8015 BD | 15763368 | PCU | Alaris 1 | 5102-23100 | SJS-Emergency Service | 21 | IU | Active
SJS4629 | P81CAA | 8100 CareFusion Alaris Pump | Darren Eaton | DAEAT | EMPLOYEE | Y | 1 | 0.5 | 08/01/2024 | 10/25/2023 | 6 | M | SJS | SJS | Large Volume Pump Module | 13-215 | Infusion Pumps, Multitherapy | 378348 | BD | 8100 BD | 15769761 | LVP | Alaris 2 | 5102-23100 | SJS-Emergency Service | 20 | IU | Active
SJS4630 | P81CAA | 8100 CareFusion Alaris Pump | Darren Eaton | DAEAT | EMPLOYEE | Y | 1 | 0.5 | 08/01/2024 | 10/25/2023 | 6 | M | SJS | SJS | Large Volume Pump Module | 13-215 | Infusion Pumps, Multitherapy | 378348 | BD | 8100 BD | 15769714 | LVP | Alaris 2 | 5102-23100 | SJS-Emergency Service | 20 | IU | Active
SJS4631 | P81CAA | 8100 CareFusion Alaris Pump | Darren Eaton | DAEAT | EMPLOYEE | Y | 1 | 0.5 | 08/01/2024 | 10/25/2023 | 6 | M | SJS | SJS | Large Volume Pump Module | 13-215 | Infusion Pumps, Multitherapy | 378348 | BD | 8100 BD | 15769804 | LVP | Alaris 2 | 5102-23100 | SJS-Emergency Service | 20 | IU | Active
SJS4632 | P81CAA | 8100 CareFusion Alaris Pump | Darren Eaton | DAEAT | EMPLOYEE | Y | 1 | 0.5 | 08/01/2024 | 11/06/2023 | 6 | M | SJS | SJS | Large Volume Pump Module | 13-215 | Infusion Pumps, Multitherapy | 378348 | BD | 8100 BD | 15769689 | LVP | Alaris 2 | 5102-23100 | SJS-Emergency Service | 20 | IU | Active
SJS4633 | P81CAA | 8100 CareFusion Alaris Pump | Darren Eaton | DAEAT | EMPLOYEE | Y | 1 | 0.5 | 08/01/2024 | 11/13/2023 | 6 | M | SJS | SJS | Large Volume Pump Module | 13-215 | Infusion Pumps, Multitherapy | 378348 | BD | 8100 BD | 15769788 | LVP | Alaris 2 | 5102-23100 | SJS-Emergency Service | 20 | IU | Active
SJS4634 | P81CAA | 8100 CareFusion Alaris Pump | Darren Eaton | DAEAT | EMPLOYEE | Y | 1 | 0.5 | 08/01/2024 | 10/11/2023 | 6 | M | SJS | SJS | Large Volume Pump Module | 13-215 | Infusion Pumps, Multitherapy | 378348 | BD | 8100 BD | 15769522 | LVP | Alaris 2 | 5102-12250 | SJS-Med/Surg/Tele Unit 4South | 20 | IU | Active
SJS4635 | P81CAA | 8100 CareFusion Alaris Pump | Darren Eaton | DAEAT | EMPLOYEE | Y | 1 | 0.5 | 08/01/2024 | 11/20/2023 | 6 | M | SJS | SJS | Large Volume Pump Module | 13-215 | Infusion Pumps, Multitherapy | 378348 | BD | 8100 BD | 15769703 | LVP | Alaris 2 | 5102-12250 | SJS-Med/Surg/Tele Unit 4South | 20 | IU | Active
SJS4636 | P81CAA | 8100 CareFusion Alaris Pump | Darren Eaton | DAEAT | EMPLOYEE | Y | 1 | 0.5 | 08/01/2024 | 10/02/2023 | 6 | M | SJS | SJS | Large Volume Pump Module | 13-215 | Infusion Pumps, Multitherapy | 378348 | BD | 8100 BD | 15769945 | LVP | Alaris 2 | 5102-12250 | SJS-Med/Surg/Tele Unit 4South | 20 | IU | Active
SJS4637 | P81CAA | 8100 CareFusion Alaris Pump | Darren Eaton | DAEAT | EMPLOYEE | Y | 1 | 0.5 | 08/01/2024 | 12/16/2023 | 6 | M | SJS | SJS | Large Volume Pump Module | 13-215 | Infusion Pumps, Multitherapy | 378348 | BD | 8100 BD | 15769491 | LVP | Alaris 2 | 5102-23100 | SJS-Emergency Service | 20 | IU | Active
SJS4638 | P81CAA | 8100 CareFusion Alaris Pump | Darren Eaton | DAEAT | EMPLOYEE | Y | 1 | 0.5 | 08/01/2024 | 10/17/2023 | 6 | M | SJS | SJS | Large Volume Pump Module | 13-215 | Infusion Pumps, Multitherapy | 378348 | BD | 8100 BD | 15769932 | LVP | Alaris 2 | 5102-23100 | SJS-Emergency Service | 20 | IU | Active
SJS4639 | P80CAA | 8015 CareFusion Alaris Pump | Gerson Colon | 94805 | EMPLOYEE | Y | 2 | 0.8 | 08/01/2025 | 10/11/2023 | 6 | M | SJS | SJS | Pump Control Unit | 26-655 | Controllers, Infusion Pump Systems, Programmable | 378348 | BD | 8015 BD | 15738838 | PCU | Alaris 1 | 5102-23100 | SJS-Emergency Service | 20 | IU | Active
SJS4640 | P80CAA | 8015 CareFusion Alaris Pump | Gerson Colon | 94805 | EMPLOYEE | Y | 2 | 0.8 | 08/01/2025 | 10/05/2023 | 6 | M | SJS | SJS | Pump Control Unit | 26-655 | Controllers, Infusion Pump Systems, Programmable | 378348 | BD | 8015 BD | 15739095 | PCU | Alaris 1 | 5102-23100 | SJS-Emergency Service | 21 | IU | Active
SJS4641 | P80CAA | 8015 CareFusion Alaris Pump | Gerson Colon | 94805 | EMPLOYEE | Y | 2 | 0.8 | 08/01/2025 | 10/18/2023 | 6 | M | SJS | SJS | Pump Control Unit | 26-655 | Controllers, Infusion Pump Systems, Programmable | 378348 | BD | 8015 BD | 15737396 | PCU | Alaris 1 | 5102-23100 | SJS-Emergency Service | 21 | IU | Active
SJS4642 | P81CAA | 8100 CareFusion Alaris Pump | Darren Eaton | DAEAT | EMPLOYEE | Y | 1 | 0.5 | 08/01/2024 | 12/15/2023 | 6 | M | SJS | SJS | Large Volume Pump Module | 13-215 | Infusion Pumps, Multitherapy | 378348 | BD | 8100 BD | 15769764 | LVP | Alaris 2 | 5102-23100 | SJS-Emergency Service | 20 | IU | Active
SJS4643 | P81CAA | 8100 CareFusion Alaris Pump | Darren Eaton | DAEAT | EMPLOYEE | Y | 1 | 0.5 | 08/01/2024 | 07/31/2023 | 6 | M | SJS | SJS | Large Volume Pump Module | 13-215 | Infusion Pumps, Multitherapy | 378348 | BD | 8100 BD | 15769750 | LVP | Alaris 2 | 5102-23100 | SJS-Emergency Service | 20 | IU | Active
SJS4644 | P81CAA | 8100 CareFusion Alaris Pump | Darren Eaton | DAEAT | EMPLOYEE | Y | 1 | 0.5 | 08/01/2024 | 10/31/2023 | 6 | M | SJS | SJS | Large Volume Pump Module | 13-215 | Infusion Pumps, Multitherapy | 378348 | BD | 8100 BD | 15769968 | LVP | Alaris 2 | 5102-23100 | SJS-Emergency Service | 20 | IU | Active
SJS4645 | P81CAA | 8100 CareFusion Alaris Pump | Darren Eaton | DAEAT | EMPLOYEE | Y | 1 | 0.5 | 08/01/2024 | 08/22/2023 | 6 | M | SJS | SJS | Large Volume Pump Module | 13-215 | Infusion Pumps, Multitherapy | 378348 | BD | 8100 BD | 15769976 | LVP | Alaris 2 | 5102-23100 | SJS-Emergency Service | 20 | IU | Active
SJS4646 | P81CAA | 8100 CareFusion Alaris Pump | Darren Eaton | DAEAT | EMPLOYEE | Y | 1 | 0.5 | 08/01/2024 | 08/15/2023 | 6 | M | SJS | SJS | Large Volume Pump Module | 13-215 | Infusion Pumps, Multitherapy | 378348 | BD | 8100 BD | 15769732 | LVP | Alaris 2 | 5102-23100 | SJS-Emergency Service | 20 | IU | Active
SJS4647 | P80CAA | 8015 CareFusion Alaris Pump | Gerson Colon | 94805 | EMPLOYEE | Y | 2 | 0.8 | 08/01/2025 | 12/15/2023 | 6 | M | SJS | SJS | Pump Control Unit | 26-655 | Controllers, Infusion Pump Systems, Programmable | 378348 | BD | 8015 BD | 15737612 | PCU | Alaris 1 | 5102-23100 | SJS-Emergency Service | 21 | IU | Active
SJS4648 | P80CAA | 8015 CareFusion Alaris Pump | Gerson Colon | 94805 | EMPLOYEE | Y | 2 | 0.8 | 08/01/2025 | 12/15/2023 | 6 | M | SJS | SJS | Pump Control Unit | 26-655 | Controllers, Infusion Pump Systems, Programmable | 378348 | BD | 8015 BD | 15738939 | PCU | Alaris 1 | 5102-23100 | SJS-Emergency Service | 21 | IU | Active
SJS4649 | P80CAA | 8015 CareFusion Alaris Pump | Gerson Colon | 94805 | EMPLOYEE | Y | 2 | 0.8 | 08/01/2025 | 12/12/2023 | 6 | M | SJS | SJS | Pump Control Unit | 26-655 | Controllers, Infusion Pump Systems, Programmable | 378348 | BD | 8015 BD | 15738514 | PCU | Alaris 1 | 5102-23100 | SJS-Emergency Service | 21 | IU | Active
SJS4650 | P80CAA | 8015 CareFusion Alaris Pump | Gerson Colon | 94805 | EMPLOYEE | Y | 2 | 0.8 | 08/01/2025 | 12/22/2023 | 6 | M | SJS | SJS | Pump Control Unit | 26-655 | Controllers, Infusion Pump Systems, Programmable | 378348 | BD | 8015 BD | 15737624 | PCU | Alaris 1 | 5102-23100 | SJS-Emergency Service | 21 | IU | Active
SJS4651 | P80CAA | 8015 CareFusion Alaris Pump | Gerson Colon | 94805 | EMPLOYEE | Y | 2 | 0.8 | 08/01/2025 | 12/11/2023 | 6 | M | SJS | SJS | Pump Control Unit | 26-655 | Controllers, Infusion Pump Systems, Programmable | 378348 | BD | 8015 BD | 15764828 | PCU | Alaris 1 | 5102-23100 | SJS-Emergency Service | 21 | IU | Active
SJS4652 | P80CAA | 8015 CareFusion Alaris Pump | Gerson Colon | 94805 | EMPLOYEE | Y | 2 | 0.8 | 08/01/2025 | 01/02/2024 | 6 | M | SJS | SJS | Pump Control Unit | 26-655 | Controllers, Infusion Pump Systems, Programmable | 378348 | BD | 8015 BD | 15739059 | PCU | Alaris 1 | 5102-23100 | SJS-Emergency Service | 21 | IU | Active
SJS4653 | P80CAA | 8015 CareFusion Alaris Pump | Gerson Colon | 94805 | EMPLOYEE | Y | 2 | 0.8 | 08/01/2025 | 12/16/2023 | 6 | M | SJS | SJS | Pump Control Unit | 26-655 | Controllers, Infusion Pump Systems, Programmable | 378348 | BD | 8015 BD | 15738973 | PCU | Alaris 1 | 5102-23100 | SJS-Emergency Service | 21 | IU | Active
SJS4654 | P80CAA | 8015 CareFusion Alaris Pump | Gerson Colon | 94805 | EMPLOYEE | Y | 2 | 0.8 | 08/01/2025 | 10/17/2023 | 6 | M | SJS | SJS | Pump Control Unit | 26-655 | Controllers, Infusion Pump Systems, Programmable | 378348 | BD | 8015 BD | 15738978 | PCU | Alaris 1 | 5102-23100 | SJS-Emergency Service | 21 | IU | Active
SJS4655 | P80CAA | 8015 CareFusion Alaris Pump | Gerson Colon | 94805 | EMPLOYEE | Y | 2 | 0.8 | 08/01/2025 | 01/02/2024 | 6 | M | SJS | SJS | Pump Control Unit | 26-655 | Controllers, Infusion Pump Systems, Programmable | 378348 | BD | 8015 BD | 15738401 | PCU | Alaris 1 | 5102-23100 | SJS-Emergency Service | 21 | IU | Active
SJS4656 | P80CAA | 8015 CareFusion Alaris Pump | Gerson Colon | 94805 | EMPLOYEE | Y | 2 | 0.8 | 08/01/2025 | 12/14/2023 | 6 | M | SJS | SJS | Pump Control Unit | 26-655 | Controllers, Infusion Pump Systems, Programmable | 378348 | BD | 8015 BD | 15737614 | PCU | Alaris 1 | 5102-23100 | SJS-Emergency Service | 21 | IU | Active
SJS4657 | P80CAA | 8015 CareFusion Alaris Pump | Gerson Colon | 94805 | EMPLOYEE | Y | 2 | 0.8 | 08/01/2025 | 10/19/2023 | 6 | M | SJS | SJS | Pump Control Unit | 26-655 | Controllers, Infusion Pump Systems, Programmable | 378348 | BD | 8015 BD | 15738892 | PCU | Alaris 1 | 5102-23100 | SJS-Emergency Service | 21 | IU | Active
SJS4658 | P80CAA | 8015 CareFusion Alaris Pump | Gerson Colon | 94805 | EMPLOYEE | Y | 2 | 0.8 | 08/01/2025 | 12/26/2023 | 6 | M | SJS | SJS | Pump Control Unit | 26-655 | Controllers, Infusion Pump Systems, Programmable | 378348 | BD | 8015 BD | 15736687 | PCU | Alaris 1 | 5102-23100 | SJS-Emergency Service | 21 | IU | Active
SJS4659 | P80CAA | 8015 CareFusion Alaris Pump | Gerson Colon | 94805 | EMPLOYEE | Y | 2 | 0.8 | 08/01/2025 | 01/03/2024 | 6 | M | SJS | SJS | Pump Control Unit | 26-655 | Controllers, Infusion Pump Systems, Programmable | 378348 | BD | 8015 BD | 15738276 | PCU | Alaris 1 | 5102-23100 | SJS-Emergency Service | 21 | IU | Active
SJS4661 | P80CAA | 8015 CareFusion Alaris Pump | Gerson Colon | 94805 | EMPLOYEE | Y | 2 | 0.8 | 08/01/2025 | 10/17/2023 | 6 | M | SJS | SJS | Pump Control Unit | 26-655 | Controllers, Infusion Pump Systems, Programmable | 378348 | BD | 8015 BD | 15738462 | PCU | Alaris 1 | 5102-23100 | SJS-Emergency Service | 21 | IU | Active
SJS4662 | P80CAA | 8015 CareFusion Alaris Pump | Gerson Colon | 94805 | EMPLOYEE | Y | 2 | 0.8 | 08/01/2025 | 01/04/2024 | 6 | M | SJS | SJS | Pump Control Unit | 26-655 | Controllers, Infusion Pump Systems, Programmable | 378348 | BD | 8015 BD | 15738904 | PCU | Alaris 1 | 5102-23100 | SJS-Emergency Service | 21 | IU | Active
SJS4663 | P80CAA | 8015 CareFusion Alaris Pump | Gerson Colon | 94805 | EMPLOYEE | Y | 2 | 0.8 | 08/01/2025 | 08/21/2023 | 6 | M | SJS | SJS | Pump Control Unit | 26-655 | Controllers, Infusion Pump Systems, Programmable | 378348 | BD | 8015 BD | 15738815 | PCU | Alaris 1 | 5102-23100 | SJS-Emergency Service | 21 | IU | Active
SJS4664 | P80CAA | 8015 CareFusion Alaris Pump | Gerson Colon | 94805 | EMPLOYEE | Y | 2 | 0.8 | 08/01/2025 | 12/13/2023 | 6 | M | SJS | SJS | Pump Control Unit | 26-655 | Controllers, Infusion Pump Systems, Programmable | 378348 | BD | 8015 BD | 15737988 | PCU | Alaris 1 | 5102-23100 | SJS-Emergency Service | 21 | IU | Active
SJS4665 | P80CAA | 8015 CareFusion Alaris Pump | Gerson Colon | 94805 | EMPLOYEE | Y | 2 | 0.8 | 08/01/2025 | 01/05/2024 | 6 | M | SJS | SJS | Pump Control Unit | 26-655 | Controllers, Infusion Pump Systems, Programmable | 378348 | BD | 8015 BD | 15738389 | PCU | Alaris 1 | 5102-23100 | SJS-Emergency Service | 21 | IU | Active
SJS4666 | P80CAA | 8015 CareFusion Alaris Pump | Gerson Colon | 94805 | EMPLOYEE | Y | 2 | 0.8 | 08/01/2025 | 01/03/2024 | 6 | M | SJS | SJS | Pump Control Unit | 26-655 | Controllers, Infusion Pump Systems, Programmable | 378348 | BD | 8015 BD | 15738023 | PCU | Alaris 1 | 5102-23100 | SJS-Emergency Service | 21 | IU | Active
SJS4667 | P80CAA | 8015 CareFusion Alaris Pump | Gerson Colon | 94805 | EMPLOYEE | Y | 2 | 0.8 | 08/01/2025 | 10/03/2023 | 6 | M | SJS | SJS | Pump Control Unit | 26-655 | Controllers, Infusion Pump Systems, Programmable | 378348 | BD | 8015 BD | 15737997 | PCU | Alaris 1 | 5102-23100 | SJS-Emergency Service | 21 | IU | Active
SJS4669 | P80CAA | 8015 CareFusion Alaris Pump | Gerson Colon | 94805 | EMPLOYEE | Y | 2 | 0.8 | 08/01/2025 | 10/11/2023 | 6 | M | SJS | SJS | Pump Control Unit | 26-655 | Controllers, Infusion Pump Systems, Programmable | 378348 | BD | 8015 BD | 15738795 | PCU | Alaris 1 | 5102-23100 | SJS-Emergency Service | 21 | IU | Active
SJS4671 | P80CAA | 8015 CareFusion Alaris Pump | Gerson Colon | 94805 | EMPLOYEE | Y | 2 | 0.8 | 08/01/2025 | 12/16/2023 | 6 | M | SJS | SJS | Pump Control Unit | 26-655 | Controllers, Infusion Pump Systems, Programmable | 378348 | BD | 8015 BD | 15735961 | PCU | Alaris 1 | 5102-23100 | SJS-Emergency Service | 21 | IU | Active
SJS4672 | P80CAA | 8015 CareFusion Alaris Pump | Gerson Colon | 94805 | EMPLOYEE | Y | 2 | 0.8 | 08/01/2025 | 01/03/2024 | 6 | M | SJS | SJS | Pump Control Unit | 26-655 | Controllers, Infusion Pump Systems, Programmable | 378348 | BD | 8015 BD | 15738508 | PCU | Alaris 1 | 5102-23100 | SJS-Emergency Service | 21 | IU | Active
SJS4673 | P80CAA | 8015 CareFusion Alaris Pump | Gerson Colon | 94805 | EMPLOYEE | Y | 2 | 0.8 | 08/01/2025 | 12/19/2023 | 6 | M | SJS | SJS | Pump Control Unit | 26-655 | Controllers, Infusion Pump Systems, Programmable | 378348 | BD | 8015 BD | 15737658 | PCU | Alaris 1 | 5102-23100 | SJS-Emergency Service | 21 | IU | Active
SJS4674 | P80CAA | 8015 CareFusion Alaris Pump | Gerson Colon | 94805 | EMPLOYEE | Y | 2 | 0.8 | 08/01/2025 | 12/11/2023 | 6 | M | SJS | SJS | Pump Control Unit | 26-655 | Controllers, Infusion Pump Systems, Programmable | 378348 | BD | 8015 BD | 15738426 | PCU | Alaris 1 | 5102-23100 | SJS-Emergency Service | 21 | IU | Active
SJS4675 | P80CAA | 8015 CareFusion Alaris Pump | Gerson Colon | 94805 | EMPLOYEE | Y | 2 | 0.8 | 08/01/2025 | 10/17/2023 | 6 | M | SJS | SJS | Pump Control Unit | 26-655 | Controllers, Infusion Pump Systems, Programmable | 378348 | BD | 8015 BD | 15737302 | PCU | Alaris 1 | 5102-23100 | SJS-Emergency Service | 21 | IU | Active
SJS4676 | P80CAA | 8015 CareFusion Alaris Pump | Gerson Colon | 94805 | EMPLOYEE | Y | 2 | 0.8 | 08/01/2025 | 12/21/2023 | 6 | M | SJS | SJS | Pump Control Unit | 26-655 | Controllers, Infusion Pump Systems, Programmable | 378348 | BD | 8015 BD | 15738817 | PCU | Alaris 1 | 5102-23100 | SJS-Emergency Service | 21 | IU | Active
SJS4678 | P80CAA | 8015 CareFusion Alaris Pump | Gerson Colon | 94805 | EMPLOYEE | Y | 2 | 0.8 | 08/01/2025 | 12/12/2023 | 6 | M | SJS | SJS | Pump Control Unit | 26-655 | Controllers, Infusion Pump Systems, Programmable | 378348 | BD | 8015 BD | 15738918 | PCU | Alaris 1 | 5102-23100 | SJS-Emergency Service | 21 | IU | Active
SJS4679 | P80CAA | 8015 CareFusion Alaris Pump | Gerson Colon | 94805 | EMPLOYEE | Y | 2 | 0.8 | 08/01/2025 | 12/29/2023 | 6 | M | SJS | SJS | Pump Control Unit | 26-655 | Controllers, Infusion Pump Systems, Programmable | 378348 | BD | 8015 BD | 15739084 | PCU | Alaris 1 | 5102-23100 | SJS-Emergency Service | 21 | IU | Active
SJS4680 | P80CAA | 8015 CareFusion Alaris Pump | Gerson Colon | 94805 | EMPLOYEE | Y | 2 | 0.8 | 08/01/2025 | 01/22/2024 | 6 | M | SJS | SJS | Pump Control Unit | 26-655 | Controllers, Infusion Pump Systems, Programmable | 378348 | BD | 8015 BD | 15738871 | PCU | Alaris 1 | 5102-23100 | SJS-Emergency Service | 21 | IU | Active
SJS4682 | P80CAA | 8015 CareFusion Alaris Pump | Gerson Colon | 94805 | EMPLOYEE | Y | 2 | 0.8 | 08/01/2025 | 10/11/2023 | 6 | M | SJS | SJS | Pump Control Unit | 26-655 | Controllers, Infusion Pump Systems, Programmable | 378348 | BD | 8015 BD | 15739074 | PCU | Alaris 1 | 5102-23100 | SJS-Emergency Service | 21 | IU | Active
SJS4683 | P80CAA | 8015 CareFusion Alaris Pump | Gerson Colon | 94805 | EMPLOYEE | Y | 2 | 0.8 | 08/01/2025 | 12/15/2023 | 6 | M | SJS | SJS | Pump Control Unit | 26-655 | Controllers, Infusion Pump Systems, Programmable | 378348 | BD | 8015 BD | 15737510 | PCU | Alaris 1 | 5102-23100 | SJS-Emergency Service | 21 | IU | Active
SJS4684 | P80CAA | 8015 CareFusion Alaris Pump | Gerson Colon | 94805 | EMPLOYEE | Y | 2 | 0.8 | 08/01/2025 | 10/12/2023 | 6 | M | SJS | SJS | Pump Control Unit | 26-655 | Controllers, Infusion Pump Systems, Programmable | 378348 | BD | 8015 BD | 15738864 | PCU | Alaris 1 | 5102-23100 | SJS-Emergency Service | 21 | IU | Active
SJS4685 | P80CAA | 8015 CareFusion Alaris Pump | Gerson Colon | 94805 | EMPLOYEE | Y | 2 | 0.8 | 08/01/2025 | 10/12/2023 | 6 | M | SJS | SJS | Pump Control Unit | 26-655 | Controllers, Infusion Pump Systems, Programmable | 378348 | BD | 8015 BD | 15764133 | PCU | Alaris 1 | 5102-23100 | SJS-Emergency Service | 21 | IU | Active
SJS4686 | P80CAA | 8015 CareFusion Alaris Pump | Gerson Colon | 94805 | EMPLOYEE | Y | 2 | 0.8 | 08/01/2025 | 01/02/2024 | 6 | M | SJS | SJS | Pump Control Unit | 26-655 | Controllers, Infusion Pump Systems, Programmable | 378348 | BD | 8015 BD | 15764805 | PCU | Alaris 1 | 5102-23100 | SJS-Emergency Service | 21 | IU | Active
SJS4687 | P80CAA | 8015 CareFusion Alaris Pump | Gerson Colon | 94805 | EMPLOYEE | Y | 2 | 0.8 | 08/01/2025 | 01/03/2024 | 6 | M | SJS | SJS | Pump Control Unit | 26-655 | Controllers, Infusion Pump Systems, Programmable | 378348 | BD | 8015 BD | 15764414 | PCU | Alaris 1 | 5102-23100 | SJS-Emergency Service | 21 | IU | Active
SJS4688 | P80CAA | 8015 CareFusion Alaris Pump | Gerson Colon | 94805 | EMPLOYEE | Y | 2 | 0.8 | 08/01/2025 | 10/17/2023 | 6 | M | SJS | SJS | Pump Control Unit | 26-655 | Controllers, Infusion Pump Systems, Programmable | 378348 | BD | 8015 BD | 15764482 | PCU | Alaris 1 | 5102-23100 | SJS-Emergency Service | 21 | IU | Active
SJS4690 | P80CAA | 8015 CareFusion Alaris Pump | Gerson Colon | 94805 | EMPLOYEE | Y | 2 | 0.8 | 08/01/2025 | 01/02/2024 | 6 | M | SJS | SJS | Pump Control Unit | 26-655 | Controllers, Infusion Pump Systems, Programmable | 378348 | BD | 8015 BD | 15764207 | PCU | Alaris 1 | 5102-23100 | SJS-Emergency Service | 21 | IU | Active
SJS4691 | P10123 | -Pm Device Using Mfg Procedure | Twanna Hardy | TWLUK | EMPLOYEE | Y | 1 | 0.5 | 06/01/2024 | 08/24/2023 | 6 | M | SJS | SJS | Patient Controlled Pump | 16-924 | Infusion Pumps, Analgesic, Patient-Controlled | 378348 | BD | 8120 | 15732031 | PCA | Alaris 8120 | 5102-23100 | SJS-Emergency Service | 20 | IU | Active
SJS4692 | P10123 | -Pm Device Using Mfg Procedure | Twanna Hardy | TWLUK | EMPLOYEE | Y | 1 | 0.5 | 06/01/2024 | 08/22/2023 | 6 | M | SJS | SJS | Patient Controlled Pump | 16-924 | Infusion Pumps, Analgesic, Patient-Controlled | 378348 | BD | 8120 | 15732061 | PCA | Alaris 8120 | 5102-23100 | SJS-Emergency Service | 20 | IU | Active
SJS4693 | P10123 | -Pm Device Using Mfg Procedure | Twanna Hardy | TWLUK | EMPLOYEE | Y | 1 | 0.5 | 06/01/2024 | 10/05/2023 | 6 | M | SJS | SJS | Patient Controlled Pump | 16-924 | Infusion Pumps, Analgesic, Patient-Controlled | 378348 | BD | 8120 | 15731978 | PCA | Alaris 8120 | 5102-23100 | SJS-Emergency Service | 20 | IU | Active
SJS4694 | P10123 | -Pm Device Using Mfg Procedure | Twanna Hardy | TWLUK | EMPLOYEE | Y | 1 | 0.5 | 06/01/2024 | 08/23/2023 | 6 | M | SJS | SJS | Patient Controlled Pump | 16-924 | Infusion Pumps, Analgesic, Patient-Controlled | 378348 | BD | 8120 | 15731985 | PCA | Alaris 8120 | 5102-23100 | SJS-Emergency Service | 20 | IU | Active
SJS4695 | P10123 | -Pm Device Using Mfg Procedure | Twanna Hardy | TWLUK | EMPLOYEE | Y | 1 | 0.5 | 06/01/2024 | 06/15/2023 | 6 | M | SJS | SJS | Patient Controlled Pump | 16-924 | Infusion Pumps, Analgesic, Patient-Controlled | 378348 | BD | 8120 | 15731996 | PCA | Alaris 8120 | 5102-23100 | SJS-Emergency Service | 20 | IU | Active
SJS4696 | P10123 | -Pm Device Using Mfg Procedure | Twanna Hardy | TWLUK | EMPLOYEE | Y | 1 | 0.5 | 06/01/2024 | 08/24/2023 | 6 | M | SJS | SJS | Patient Controlled Pump | 16-924 | Infusion Pumps, Analgesic, Patient-Controlled | 378348 | BD | 8120 | 15732092 | PCA | Alaris 8120 | 5102-23100 | SJS-Emergency Service | 20 | IU | Active
SJS4697 | P10123 | -Pm Device Using Mfg Procedure | Twanna Hardy | TWLUK | EMPLOYEE | Y | 1 | 0.5 | 06/01/2024 | 08/18/2023 | 6 | M | SJS | SJS | Patient Controlled Pump | 16-924 | Infusion Pumps, Analgesic, Patient-Controlled | 378348 | BD | 8120 | 15734805 | PCA | Alaris 8120 | 5102-23100 | SJS-Emergency Service | 20 | IU | Active
SJS4698 | P10123 | -Pm Device Using Mfg Procedure | Twanna Hardy | TWLUK | EMPLOYEE | Y | 1 | 0.5 | 06/01/2024 | 10/05/2023 | 6 | M | SJS | SJS | Patient Controlled Pump | 16-924 | Infusion Pumps, Analgesic, Patient-Controlled | 378348 | BD | 8120 | 15732057 | PCA | Alaris 8120 | 5102-23100 | SJS-Emergency Service | 20 | IU | Active
SJS4699 | P10123 | -Pm Device Using Mfg Procedure | Twanna Hardy | TWLUK | EMPLOYEE | Y | 1 | 0.5 | 06/01/2024 | 10/28/2022 | 6 | M | SJS | SJS | Patient Controlled Pump | 16-924 | Infusion Pumps, Analgesic, Patient-Controlled | 378348 | BD | 8120 | 15731871 | PCA | Alaris 8120 | 5102-23100 | SJS-Emergency Service | 20 | IU | Active
SJS4700 | P10123 | -Pm Device Using Mfg Procedure | Twanna Hardy | TWLUK | EMPLOYEE | Y | 1 | 0.5 | 06/01/2024 | 10/05/2023 | 6 | M | SJS | SJS | Patient Controlled Pump | 16-924 | Infusion Pumps, Analgesic, Patient-Controlled | 378348 | BD | 8120 | 15731975 | PCA | Alaris 8120 | 5102-23100 | SJS-Emergency Service | 20 | IU | Active
SJS4701 | P10123 | -Pm Device Using Mfg Procedure | Twanna Hardy | TWLUK | EMPLOYEE | Y | 1 | 0.5 | 06/01/2024 | 08/21/2023 | 6 | M | SJS | SJS | Patient Controlled Pump | 16-924 | Infusion Pumps, Analgesic, Patient-Controlled | 378348 | BD | 8120 | 15734907 | PCA | Alaris 8120 | 5102-23100 | SJS-Emergency Service | 20 | IU | Active
SJS4702 | P80CAA | 8015 CareFusion Alaris Pump | Gerson Colon | 94805 | EMPLOYEE | Y | 2 | 0.8 | 08/01/2025 | 12/11/2023 | 6 | M | SJS | SJS | Pump Control Unit | 26-655 | Controllers, Infusion Pump Systems, Programmable | 378348 | BD | 8015 BD | 15764585 | PCU | Alaris 1 | 5102-23100 | SJS-Emergency Service | 21 | IU | Active
SJS4703 | P80CAA | 8015 CareFusion Alaris Pump | Gerson Colon | 94805 | EMPLOYEE | Y | 2 | 0.8 | 08/01/2025 | 12/13/2023 | 6 | M | SJS | SJS | Pump Control Unit | 26-655 | Controllers, Infusion Pump Systems, Programmable | 378348 | BD | 8015 BD | 15763204 | PCU | Alaris 1 | 5102-23100 | SJS-Emergency Service | 21 | IU | Active
SJS4704 | P80CAA | 8015 CareFusion Alaris Pump | Gerson Colon | 94805 | EMPLOYEE | Y | 2 | 0.8 | 08/01/2025 | 12/15/2023 | 6 | M | SJS | SJS | Pump Control Unit | 26-655 | Controllers, Infusion Pump Systems, Programmable | 378348 | BD | 8015 BD | 15764400 | PCU | Alaris 1 | 5102-23100 | SJS-Emergency Service | 21 | IU | Active
SJS4707 | P80CAA | 8015 CareFusion Alaris Pump | Gerson Colon | 94805 | EMPLOYEE | Y | 2 | 0.8 | 08/01/2025 | 12/22/2023 | 6 | M | SJS | SJS | Pump Control Unit | 26-655 | Controllers, Infusion Pump Systems, Programmable | 378348 | BD | 8015 BD | 15764393 | PCU | Alaris 1 | 5102-23100 | SJS-Emergency Service | 21 | IU | Active
SJS4709 | P80CAA | 8015 CareFusion Alaris Pump | Gerson Colon | 94805 | EMPLOYEE | Y | 2 | 0.8 | 08/01/2025 | 01/03/2024 | 6 | M | SJS | SJS | Pump Control Unit | 26-655 | Controllers, Infusion Pump Systems, Programmable | 378348 | BD | 8015 BD | 15764909 | PCU | Alaris 1 | 5102-23100 | SJS-Emergency Service | 21 | IU | Active
SJS4710 | P81CAA | 8100 CareFusion Alaris Pump | Darren Eaton | DAEAT | EMPLOYEE | Y | 1 | 0.5 | 08/01/2024 | 08/22/2023 | 6 | M | SJS | SJS | Large Volume Pump Module | 13-215 | Infusion Pumps, Multitherapy | 378348 | BD | 8100 BD | 15769915 | LVP | Alaris 2 | 5102-23100 | SJS-Emergency Service | 20 | IU | Active
SJS4711 | P81CAA | 8100 CareFusion Alaris Pump | Darren Eaton | DAEAT | EMPLOYEE | Y | 1 | 0.5 | 08/01/2024 | 10/25/2023 | 6 | M | SJS | SJS | Large Volume Pump Module | 13-215 | Infusion Pumps, Multitherapy | 378348 | BD | 8100 | 15769928 | LVP | Alaris 2 | 5102-23100 | SJS-Emergency Service | 20 | IU | Active
SJS4712 | P81CAA | 8100 CareFusion Alaris Pump | Darren Eaton | DAEAT | EMPLOYEE | Y | 1 | 0.5 | 08/01/2024 | 08/17/2023 | 6 | M | SJS | SJS | Large Volume Pump Module | 13-215 | Infusion Pumps, Multitherapy | 378348 | BD | 8100 BD | 15769969 | LVP | Alaris 2 | 5102-23100 | SJS-Emergency Service | 20 | IU | Active
SJS4713 | P80CAA | 8015 CareFusion Alaris Pump | Gerson Colon | 94805 | EMPLOYEE | Y | 2 | 0.8 | 08/01/2025 | 12/11/2023 | 6 | M | SJS | SJS | Pump Control Unit | 26-655 | Controllers, Infusion Pump Systems, Programmable | 378348 | BD | 8015 BD | 15738750 | PCU | Alaris 1 | 5102-23100 | SJS-Emergency Service | 21 | IU | Active
SJS4714 | P80CAA | 8015 CareFusion Alaris Pump | Gerson Colon | 94805 | EMPLOYEE | Y | 2 | 0.8 | 08/01/2025 | 10/26/2023 | 6 | M | SJS | SJS | Pump Control Unit | 26-655 | Controllers, Infusion Pump Systems, Programmable | 378348 | BD | 8015 BD | 15738924 | PCU | Alaris 1 | 5102-23100 | SJS-Emergency Service | 21 | IU | Active
SJS4716 | P221 | Uninterruptible Power Systems | Darren Eaton | DAEAT | EMPLOYEE | M | 6 | 0.75 | 07/01/2024 | 02/01/2024 | 2 | M | SJS | SJS | UPS | 16-936 | Power Systems, Uninterruptible | 106890 | Tripp Lite | SMART 1200XLHG | NSNSJS4716 |  |  | 5102-21100 | SJS-Surgery | 26 | IU | Active
SJS4717 | P10123 | -Pm Device Using Mfg Procedure | Darren Eaton | DAEAT | EMPLOYEE | Y | 1 | 1 | 04/01/2024 | 05/03/2023 | 2 | M | SJS | SJS | EKG Mulitchannel Interp | 16-231 | Electrocardiographs, Multichannel, Interpretive | 440964 | GE Healthcare Technologies | MAC 5500HD | SKJ20060057PA |  |  | 5102-13100 | SJS-Intensive Care Unit I | 16 | IU | Active
SJS4718 | P10123 | -Pm Device Using Mfg Procedure | Gil Matos | GIMAT | EMPLOYEE | Y | 1 | 1 | 01/01/2025 | 02/23/2024 | 2 | M | SJS | SJS | EKG Mulitchannel Interp | 16-231 | Electrocardiographs, Multichannel, Interpretive | 440964 | GE Healthcare Technologies | MAC 5500HD | SKJ20060051PA |  |  | 5102-14000 | SJS-Pedi Med/Surg/Tele | 16 | IU | Active
SJS4719 | P10123 | -Pm Device Using Mfg Procedure | Emanuel Colon | 90769 | EMPLOYEE | Y | 1 | 1 | 01/01/2025 | 02/07/2024 | 2 | M | SJS | SJS | Contrast Media Injector | 15-284 | Injectors, Contrast Media, Angiography | 105381 | Medrad Inc Unit of Bayer Medic | MARK 7 | 102555 |  |  | 5102-21100 | SJS-Surgery | 31 | IU | Active
SJS4726 | P10123 | -Pm Device Using Mfg Procedure | Darren Eaton | DAEAT | EMPLOYEE | M | 6 | 1 | 04/01/2024 | 10/23/2023 | 2 | M | SJS | SJS | Warmer Single Blanket/Solution | 10-414 | Warmers, Blanket | 331403 | MAC Medical Inc | SWC182464-G-4B | 022120-D01 | PROCAR | Progressive Care Unit | 5102-13100 | SJS-Intensive Care Unit I | 13 | IU | Active
SJS4727 | P10123 | -Pm Device Using Mfg Procedure | Darren Eaton | DAEAT | EMPLOYEE | Y | 1 | 0.75 | 04/01/2024 | 04/27/2023 | 2 | M | SJS | SJS | Patient Lift | 12-330 | Lifts, Patient Transfer | 454170 | Arjo Inc | KMCEXN | 300357623 | PROCAR | Progressive Care Unit | 5102-13100 | SJS-Intensive Care Unit I | 13 | IU | Active
SJS4728 | P10123 | -Pm Device Using Mfg Procedure | Gerson Colon | 94805 | EMPLOYEE | M | 6 | 1 | 04/01/2024 | 10/16/2023 | 2 | M | SJS | SJS | Single Chamber Warming Cabinet | 10-414 | Warmers, Blanket | 331403 | MAC Medical Inc | SWC243024-G-NB | 101019-D10 |  |  | 5102-21221 | SJS-Endoscopy | 26 | IU | Active
SJS4730 | PSAFIN | Safety Inspection | Thomas Odaris | 85190 | EMPLOYEE | Y | 1 | 0.25 | 06/01/2024 | 06/26/2023 | 2 | M | SJS | SJS | Transducers, Ultrasonic | 14-121 | Transducers, Ultrasonic | 453551 | Philips Healthcare | X5-1 | B3MTQM |  |  | 5102-33020 | SJS-Imaging Central Ops | 16 | IU | Active
SJS4731 | PWSDI | Ultrasound Diagnostic | Thomas Odaris | 85190 | EMPLOYEE | M | 6 | 2.25 | 06/01/2024 | 12/15/2023 | 2 | M | SJS | SJS | Cardiac Ultrasound System | 17-422 | Scanning Systems, Ultrasonic, Cardiac | 453551 | Philips Healthcare | EPIQ CVx 3D | US520B1568 |  |  | 5102-33020 | SJS-Imaging Central Ops | 17 | IU | Active
SJS4734 | P10123 | -Pm Device Using Mfg Procedure | Darren Eaton | DAEAT | EMPLOYEE | Y | 1 | 0.5 | 04/01/2024 | 04/18/2023 | 2 | M | SJS | SJS | ECHONOUS BLADDER & VEIN SYS | 34-698 | Scanning Systems, Ultrasonic, Small-Parts, Urinary Bladder | 494232 | Signostics Inc | P005612 | R52M402P1YE | PROCAR | Progressive Care Unit | 5102-13100 | SJS-Intensive Care Unit I | 17 | IU | Active
SJS4735 | P10123 | -Pm Device Using Mfg Procedure | Darren Eaton | DAEAT | EMPLOYEE | Y | 1 | 0.5 | 04/01/2024 | 04/18/2023 | 2 | M | SJS | SJS | ECHONOUS BLADDER & VEIN SYS | 34-698 | Scanning Systems, Ultrasonic, Small-Parts, Urinary Bladder | 494232 | Signostics Inc | P005612 | R52M5053C6N | PROCAR | Progressive Care Unit | 5102-13100 | SJS-Intensive Care Unit I | 17 | IU | Active
SJS4736 | P--ORS | --- OR Safety Inspection --- | Darren Eaton | DAEAT | EMPLOYEE | M | 6 | 0.25 | 07/01/2024 | 08/23/2023 | 2 | M | SJS | SJS | Radiofrequency Generator | 20-867 | Radiofrequency Generators | 462943 | Medtronic Advanced Energy | 40-405-1 | MTC1943055 |  |  | 5102-21100 | SJS-Surgery | 26 | IU | Active
SJS4736 | P10123 | -Pm Device Using Mfg Procedure | Darren Eaton | DAEAT | EMPLOYEE | Y | 1 | 0.5 | 01/01/2025 | 01/30/2024 | 2 | M | SJS | SJS | Radiofrequency Generator | 20-867 | Radiofrequency Generators | 462943 | Medtronic Advanced Energy | 40-405-1 | MTC1943055 |  |  | 5102-21100 | SJS-Surgery | 26 | IU | Active
SJS4737 | P--ORS | --- OR Safety Inspection --- | Darren Eaton | DAEAT | EMPLOYEE | M | 6 | 0.25 | 07/01/2024 | 08/24/2023 | 2 | M | SJS | SJS | Insufflator with Smoke Evac | 16-849 | Insufflators, Laparoscopic | 456810 | SurgiQuest Inc | AirSeal I.F.S | 1908CE0852 |  |  | 5102-21100 | SJS-Surgery | 33 | IU | Active
SJS4737 | P10123 | -Pm Device Using Mfg Procedure | Darren Eaton | DAEAT | EMPLOYEE | Y | 1 | 1 | 01/01/2025 | 02/16/2023 | 2 | M | SJS | SJS | Insufflator with Smoke Evac | 16-849 | Insufflators, Laparoscopic | 456810 | SurgiQuest Inc | AirSeal I.F.S | 1908CE0852 |  |  | 5102-21100 | SJS-Surgery | 33 | IU | Active
SJS4737 | P2YEVE | 2 Year Vendor PM | Darren Eaton | DAEAT | EMPLOYEE | Y | 2 | 1 | 01/01/2026 | 02/27/2024 | 2 | M | SJS | SJS | Insufflator with Smoke Evac | 16-849 | Insufflators, Laparoscopic | 456810 | SurgiQuest Inc | AirSeal I.F.S | 1908CE0852 |  |  | 5102-21100 | SJS-Surgery | 33 | IU | Active
SJS4739 | P--ORS | --- OR Safety Inspection --- | Gerson Colon | 94805 | EMPLOYEE | M | 6 | 0.25 | 04/01/2024 | 10/18/2023 | 2 | M | SJS | SJS | 4K 32in Surgical Display | 34-403 | Monitors, Video, High-Definition, Medical Image, Endoscopic | 107536 | Stryker Endoscopy | 0240-031-050 | SV7320B0038 | ORSTRY | OR STRYKER | 5102-21100 | SJS-Surgery | 20 | IU | Active
SJS4740 | P--ORS | --- OR Safety Inspection --- | Gerson Colon | 94805 | EMPLOYEE | M | 6 | 0.25 | 04/01/2024 | 10/18/2023 | 2 | M | SJS | SJS | 4K 32in Surgical Display | 34-403 | Monitors, Video, High-Definition, Medical Image, Endoscopic | 107536 | Stryker Endoscopy | 0240-031-050 | SV7320B0037 | ORSTRY | OR STRYKER | 5102-21100 | SJS-Surgery | 20 | IU | Active
SJS4741 | P--ORS | --- OR Safety Inspection --- | Gerson Colon | 94805 | EMPLOYEE | M | 6 | 0.25 | 04/01/2024 | 08/10/2023 | 2 | M | SJS | SJS | LED Lightsource With AIM TECH | 36-171 | Light Sources, Endoscope, Fiberoptic Cable | 107536 | Stryker Endoscopy | 0220-220-300 | 20B575544 | ORSTRY | OR STRYKER | 5102-21100 | SJS-Surgery | 26 | IU | Active
SJS4741 | P10123 | -Pm Device Using Mfg Procedure | Gerson Colon | 94805 | EMPLOYEE | Y | 1 | 0.5 | 10/01/2024 | 10/18/2023 | 2 | M | SJS | SJS | LED Lightsource With AIM TECH | 36-171 | Light Sources, Endoscope, Fiberoptic Cable | 107536 | Stryker Endoscopy | 0220-220-300 | 20B575544 | ORSTRY | OR STRYKER | 5102-21100 | SJS-Surgery | 26 | IU | Active
SJS4744 | P104 | Light, Surgical, Ceiling Mounted. | Gerson Colon | 94805 | EMPLOYEE | M | 6 | 0.6 | 04/01/2024 | 10/18/2023 | 2 | M | SJS | SJS | Surgical Light Control Box | 12-282 | Lights, Surgical | 452594 | Stryker Communications | Visum LED II | 100000000219170 | ORSTRY | OR STRYKER | 5102-21100 | SJS-Surgery | 25 | IU | Active
SJS4745 | P-VPM | -Vendor PM | Gerson Colon | 94805 | EMPLOYEE | Y | 1 | 0.5 | 04/01/2024 | 03/20/2023 | 2 | M | SJS | SJS | Surgical Table | 13-961 | Tables, Operating | 452594 | Stryker Communications | D830 | 2693202 | ORSTRY | OR STRYKER | 5102-21100 | SJS-Surgery | 26 | IU | Active
SJS4745 | P--ORS | --- OR Safety Inspection --- | Gerson Colon | 94805 | EMPLOYEE | M | 6 | 0.25 | 04/01/2024 | 10/20/2023 | 2 | M | SJS | SJS | Surgical Table | 13-961 | Tables, Operating | 452594 | Stryker Communications | D830 | 2693202 | ORSTRY | OR STRYKER | 5102-21100 | SJS-Surgery | 26 | IU | Active
SJS4746 | P104 | Light, Surgical, Ceiling Mounted. | Gerson Colon | 94805 | EMPLOYEE | M | 6 | 0.6 | 04/01/2024 | 10/18/2023 | 2 | M | SJS | SJS | Surgical Light Control Box | 12-282 | Lights, Surgical | 452594 | Stryker Communications | Visum LED II | 100000000208216 | ORSTRY | OR STRYKER | 5102-21100 | SJS-Surgery | 25 | IU | Active
SJS4747 | P--ORS | --- OR Safety Inspection --- | Gerson Colon | 94805 | EMPLOYEE | M | 6 | 0.25 | 04/01/2024 | 10/18/2023 | 2 | M | SJS | SJS | Video Digital Capture ENDO | 20-465 | Digitizer/Recorder, Video | 107536 | Stryker Endoscopy | 0240-200-100 | 20C554664 | ORSTRY | OR STRYKER | 5102-21100 | SJS-Surgery | 29 | IU | Active
SJS4752 | P-VPM | -Vendor PM | Gerson Colon | 94805 | EMPLOYEE | Y | 1 | 0.5 | 04/01/2024 | 03/20/2023 | 2 | M | SJS | SJS | Surgical Table | 13-961 | Tables, Operating | 452594 | Stryker Communications | D830 | 2693205 | ORSTRY | OR STRYKER | 5102-21100 | SJS-Surgery | 26 | IU | Active
SJS4752 | P--ORS | --- OR Safety Inspection --- | Gerson Colon | 94805 | EMPLOYEE | M | 6 | 0.25 | 04/01/2024 | 10/18/2023 | 2 | M | SJS | SJS | Surgical Table | 13-961 | Tables, Operating | 452594 | Stryker Communications | D830 | 2693205 | ORSTRY | OR STRYKER | 5102-21100 | SJS-Surgery | 26 | IU | Active
SJS4757 | PSAFIN | Safety Inspection | Gerson Colon | 94805 | EMPLOYEE | M | 6 | 0.3 | 04/01/2024 | 10/18/2023 | 2 | M | SJS | SJS | Equipment Boom System | 22-613 | Facility Booms, Ceiling-Mounted | 452594 | Stryker Communications | SPS-3 | 2797134 | ORSTRY | OR STRYKER | 5102-21100 | SJS-Surgery | 25 | IU | Active
SJS4758 | PSAFIN | Safety Inspection | Gerson Colon | 94805 | EMPLOYEE | M | 6 | 0.3 | 04/01/2024 | 10/18/2023 | 2 | M | SJS | SJS | Anesthesia Boom System | 22-613 | Facility Booms, Ceiling-Mounted | 452594 | Stryker Communications | SFS-2-T | 2797066 | ORSTRY | OR STRYKER | 5102-21100 | SJS-Surgery | 25 | IU | Active
SJS4760 | P--ORS | --- OR Safety Inspection --- | Gerson Colon | 94805 | EMPLOYEE | M | 6 | 0.25 | 04/01/2024 | 10/18/2023 | 2 | M | SJS | SJS | Video Digital Capture ENDO | 20-465 | Digitizer/Recorder, Video | 107536 | Stryker Endoscopy | 0240-200-100 | 20C552194 | ORSTRY | OR STRYKER | 5102-21100 | SJS-Surgery | 29 | IU | Active
SJS4761 | P--ORS | --- OR Safety Inspection --- | Gerson Colon | 94805 | EMPLOYEE | M | 6 | 0.25 | 04/01/2024 | 10/17/2023 | 2 | M | SJS | SJS | Medical Grade Digital Printer | 23-101 | Printers, Video, Color | 107536 | Stryker Endoscopy | 0240-080-230 | 88794 | ORSTRY | OR STRYKER | 5102-21100 | SJS-Surgery | 20 | IU | Active
SJS4766 | PSAFIN | Safety Inspection | Gerson Colon | 94805 | EMPLOYEE | Y | 1 | 0.3 | 10/01/2024 | 10/18/2023 | 2 | M | SJS | SJS | Anesthesia Boom System | 22-613 | Facility Booms, Ceiling-Mounted | 452594 | Stryker Communications | SFS-2-T | 2797065 | ORSTRY | OR STRYKER | 5102-21100 | SJS-Surgery | 25 | IU | Active
SJS4769 | P--ORS | --- OR Safety Inspection --- | Gerson Colon | 94805 | EMPLOYEE | M | 6 | 0.25 | 04/01/2024 | 08/09/2023 | 2 | M | SJS | SJS | LED Lightsource With AIM TECH | 36-171 | Light Sources, Endoscope, Fiberoptic Cable | 107536 | Stryker Endoscopy | 0220-220-300 | 20A578384 | ORSTRY | OR STRYKER | 5102-21100 | SJS-Surgery | 26 | IU | Active
SJS4769 | P10123 | -Pm Device Using Mfg Procedure | Gerson Colon | 94805 | EMPLOYEE | Y | 1 | 0.5 | 10/01/2024 | 12/04/2023 | 2 | M | SJS | SJS | LED Lightsource With AIM TECH | 36-171 | Light Sources, Endoscope, Fiberoptic Cable | 107536 | Stryker Endoscopy | 0220-220-300 | 20A578384 | ORSTRY | OR STRYKER | 5102-21100 | SJS-Surgery | 26 | IU | Active
SJS4771 | PSAFIN | Safety Inspection | Gerson Colon | 94805 | EMPLOYEE | M | 6 | 0.3 | 04/01/2024 | 10/18/2023 | 2 | M | SJS | SJS | Equipment Boom System | 22-613 | Facility Booms, Ceiling-Mounted | 452594 | Stryker Communications | SPS-3 | 2797136 | ORSTRY | OR STRYKER | 5102-21100 | SJS-Surgery | 25 | IU | Active
SJS4772 | P--ORS | --- OR Safety Inspection --- | Gerson Colon | 94805 | EMPLOYEE | M | 6 | 0.25 | 04/01/2024 | 09/28/2023 | 2 | M | SJS | SJS | 4K 32in Surgical Display | 34-403 | Monitors, Video, High-Definition, Medical Image, Endoscopic | 107536 | Stryker Endoscopy | 0240-031-050 | SV7320B0035 | ORSTRY | OR STRYKER | 5102-21100 | SJS-Surgery | 20 | IU | Active
SJS4773 | P10123 | -Pm Device Using Mfg Procedure | Darren Eaton | DAEAT | EMPLOYEE | M | 6 | 0.5 | 08/01/2024 | 01/29/2024 | 2 | M | SJS | SJS | Digital Recorder/Printer | 22-852 | Printer/Graphic Recorders | 440964 | GE Healthcare Technologies | PRN-50-M+ | A2378252 |  |  | 5102-20100 | SJS-Anesthesiology | 22 | IU | Active
SJS4774 | PGEANP | GE ANNUAL PDM | Gerson Colon | 94805 | EMPLOYEE | Y | 1 | 0.7 | 09/01/2024 | 09/06/2023 | 2 | M | SJS | SJS | Patient Data Module | 20-784 | Physiologic Monitor Modules, Multiparameter | 440964 | GE Healthcare Technologies | 2016793-003 | SPX20120577SA | PDMTN | PDM 1 | 5102-20100 | SJS-Anesthesiology | 29 | IU | Active
SJS4776 | P104 | Light, Surgical, Ceiling Mounted. | Gerson Colon | 94805 | EMPLOYEE | M | 6 | 0.6 | 04/01/2024 | 10/18/2023 | 2 | M | SJS | SJS | Surgical Light Control Box | 12-282 | Lights, Surgical | 452594 | Stryker Communications | Visum LED II | 100000000208083 | ORSTRY | OR STRYKER | 5102-21100 | SJS-Surgery | 25 | IU | Active
SJS4777 | P10123 | -Pm Device Using Mfg Procedure | Gerson Colon | 94805 | EMPLOYEE | M | 6 | 1 | 08/01/2024 | 01/29/2024 | 2 | M | SJS | SJS | Warmer Double Blanket/Solution | 10-414 | Warmers, Blanket | 331403 | MAC Medical Inc | DWC243074T-MB | 050620-D02 |  |  | 5102-21100 | SJS-Surgery | 26 | IU | Active
SJS4778 | P104 | Light, Surgical, Ceiling Mounted. | Gerson Colon | 94805 | EMPLOYEE | M | 6 | 0.6 | 04/01/2024 | 10/18/2023 | 2 | M | SJS | SJS | Surgical Light Control Box | 12-282 | Lights, Surgical | 452594 | Stryker Communications | Visum LED II | 100000000219168 | ORSTRY | OR STRYKER | 5102-21100 | SJS-Surgery | 25 | IU | Active
SJS4782 | PSAFIN | Safety Inspection | Thomas Odaris | 85190 | EMPLOYEE | Y | 1 | 0.25 | 06/01/2024 | 06/08/2023 | 2 | M | SJS | SJS | Ultrasound Transducer | 14-121 | Transducers, Ultrasonic | 439946 | GE Healthcare USA | 9L-D | 002110WP6 |  |  | 5102-33900 | SJS-Ultrasound | 16 | IU | Active
SJS4785 | P--ORS | --- OR Safety Inspection --- | Gerson Colon | 94805 | EMPLOYEE | M | 6 | 0.25 | 04/01/2024 | 09/28/2023 | 2 | M | SJS | SJS | 4K 32in Surgical Display | 34-403 | Monitors, Video, High-Definition, Medical Image, Endoscopic | 107536 | Stryker Endoscopy | 0240-031-050 | SV7320B0055 | ORSTRY | OR STRYKER | 5102-21100 | SJS-Surgery | 20 | IU | Active
SJS4786 | P--ORS | --- OR Safety Inspection --- | Darren Eaton | DAEAT | EMPLOYEE | M | 6 | 0.25 | 07/01/2024 | 02/26/2024 | 2 | M | SJS | SJS | RF Sponge Detector Delivery | 27-642 | Sponge Detector, Surgical, Radiofrequency | 101809 | Medtronic Inc | 200X | X19ISM |  |  | 5102-21100 | SJS-Surgery | 23 | IU | Active
SJS4787 | P--ORS | --- OR Safety Inspection --- | Gerson Colon | 94805 | EMPLOYEE | M | 6 | 0.25 | 04/01/2024 | 08/15/2023 | 2 | M | SJS | SJS | LED Lightsource With AIM TECH | 36-171 | Light Sources, Endoscope, Fiberoptic Cable | 107536 | Stryker Endoscopy | 0220-220-300 | 19K591884 | ORSTRY | OR STRYKER | 5102-21100 | SJS-Surgery | 26 | IU | Active
SJS4787 | P10123 | -Pm Device Using Mfg Procedure | Gerson Colon | 94805 | EMPLOYEE | Y | 1 | 0.5 | 10/01/2024 | 10/18/2023 | 2 | M | SJS | SJS | LED Lightsource With AIM TECH | 36-171 | Light Sources, Endoscope, Fiberoptic Cable | 107536 | Stryker Endoscopy | 0220-220-300 | 19K591884 | ORSTRY | OR STRYKER | 5102-21100 | SJS-Surgery | 26 | IU | Active
SJS4792 | P--ORS | --- OR Safety Inspection --- | Darren Eaton | DAEAT | EMPLOYEE | M | 6 | 0.25 | 07/01/2024 | 02/16/2024 | 2 | M | SJS | SJS | RF Sponge Detector Delivery | 27-642 | Sponge Detector, Surgical, Radiofrequency | 101809 | Medtronic Inc | 200X | X19JDF |  |  | 5102-21100 | SJS-Surgery | 23 | IU | Active
SJS4793 | P--ORS | --- OR Safety Inspection --- | Gerson Colon | 94805 | EMPLOYEE | M | 6 | 0.25 | 04/01/2024 | 10/18/2023 | 2 | M | SJS | SJS | 4K 32in Surgical Display | 34-403 | Monitors, Video, High-Definition, Medical Image, Endoscopic | 107536 | Stryker Endoscopy | 0240-031-050 | SV7320B0040 | ORSTRY | OR STRYKER | 5102-21100 | SJS-Surgery | 20 | IU | Active
SJS4794 | P104 | Light, Surgical, Ceiling Mounted. | Gerson Colon | 94805 | EMPLOYEE | M | 6 | 0.6 | 04/01/2024 | 10/18/2023 | 2 | M | SJS | SJS | Surgical Light Control Box | 12-282 | Lights, Surgical | 452594 | Stryker Communications | Visum LED II | 100000000208085 | ORSTRY | OR STRYKER | 5102-21100 | SJS-Surgery | 25 | IU | Active
SJS4795 | P104 | Light, Surgical, Ceiling Mounted. | Gerson Colon | 94805 | EMPLOYEE | M | 6 | 0.6 | 04/01/2024 | 10/18/2023 | 2 | M | SJS | SJS | Surgical Light Control Box | 12-282 | Lights, Surgical | 452594 | Stryker Communications | Visum LED II | 100000000219167 | ORSTRY | OR STRYKER | 5102-21100 | SJS-Surgery | 25 | IU | Active
SJS4796 | P-VPM | -Vendor PM | Gerson Colon | 94805 | EMPLOYEE | Y | 1 | 0.5 | 04/01/2024 | 04/07/2023 | 2 | M | SJS | SJS | Surgical Table | 13-961 | Tables, Operating | 452594 | Stryker Communications | D830 | 2693573 | ORSTRY | OR STRYKER | 5102-21100 | SJS-Surgery | 26 | IU | Active
SJS4796 | P--ORS | --- OR Safety Inspection --- | Gerson Colon | 94805 | EMPLOYEE | M | 6 | 0.25 | 04/01/2024 | 10/20/2023 | 2 | M | SJS | SJS | Surgical Table | 13-961 | Tables, Operating | 452594 | Stryker Communications | D830 | 2693573 | ORSTRY | OR STRYKER | 5102-21100 | SJS-Surgery | 26 | IU | Active
SJS4797 | PSAFIN | Safety Inspection | Gerson Colon | 94805 | EMPLOYEE | M | 6 | 0.25 | 04/01/2024 | 11/29/2023 | 2 | M | SJS | SJS | OR Integration System | 20-388 | Automation Systems, Operating Room | 452594 | Stryker Communications | 0678-001-000 | 20B575008 | ORSTRY | OR STRYKER | 5102-21100 | SJS-Surgery | 20 | IU | Active
SJS4799 | P--ORS | --- OR Safety Inspection --- | Gerson Colon | 94805 | EMPLOYEE | M | 6 | 0.25 | 04/01/2024 | 10/18/2023 | 2 | M | SJS | SJS | Video Digital Capture ENDO | 20-465 | Digitizer/Recorder, Video | 107536 | Stryker Endoscopy | 0240-200-100 | 20B513584 | ORSTRY | OR STRYKER | 5102-21100 | SJS-Surgery | 29 | IU | Active
SJS4800 | P--ORS | --- OR Safety Inspection --- | Gerson Colon | 94805 | EMPLOYEE | M | 6 | 0.25 | 04/01/2024 | 10/18/2023 | 2 | M | SJS | SJS | Medical Grade Digital Printer | 23-101 | Printers, Video, Color | 107536 | Stryker Endoscopy | 0240-080-230 | 89380 | ORSTRY | OR STRYKER | 5102-21100 | SJS-Surgery | 20 | IU | Active
SJS4801 | PSAFIN | Safety Inspection | Gerson Colon | 94805 | EMPLOYEE | M | 6 | 0.25 | 04/01/2024 | 10/18/2023 | 2 | M | SJS | SJS | Control System | 20-388 | Automation Systems, Operating Room | 452594 | Stryker Communications | POC-S-W212C-00E | TPAB913719 | ORSTRY | OR STRYKER | 5102-21100 | SJS-Surgery | 25 | IU | Active
SJS4802 | P--ORS | --- OR Safety Inspection --- | Gerson Colon | 94805 | EMPLOYEE | M | 6 | 0.25 | 04/01/2024 | 10/18/2023 | 2 | M | SJS | SJS | 4K 32in Surgical Display | 34-403 | Monitors, Video, High-Definition, Medical Image, Endoscopic | 107536 | Stryker Endoscopy | 0240-031-050 | SV7320B0054 | ORSTRY | OR STRYKER | 5102-21100 | SJS-Surgery | 20 | IU | Active
SJS4803 | PSAFIN | Safety Inspection | Gerson Colon | 94805 | EMPLOYEE | Y | 1 | 0.3 | 10/01/2024 | 09/25/2023 | 2 | M | SJS | SJS | Equipment Boom System | 22-613 | Facility Booms, Ceiling-Mounted | 452594 | Stryker Communications | SPS-3 | 2797135 | ORSTRY | OR STRYKER | 5102-21100 | SJS-Surgery | 25 | IU | Active
SJS4804 | PSAFIN | Safety Inspection | Gerson Colon | 94805 | EMPLOYEE | Y | 1 | 0.3 | 10/01/2024 | 09/22/2023 | 2 | M | SJS | SJS | Anesthesia Boom System | 22-613 | Facility Booms, Ceiling-Mounted | 452594 | Stryker Communications | SFS-2-T | 2797064 | ORSTRY | OR STRYKER | 5102-21100 | SJS-Surgery | 25 | IU | Active
SJS4805 | PGEANP | GE ANNUAL PDM | Gerson Colon | 94805 | EMPLOYEE | Y | 1 | 0.7 | 09/01/2024 | 09/07/2023 | 2 | M | SJS | SJS | Patient Data Module | 20-784 | Physiologic Monitor Modules, Multiparameter | 440964 | GE Healthcare Technologies | 2016793-003 | SPX20120578SA | PDMTN | PDM 1 | 5102-20100 | SJS-Anesthesiology | 29 | IU | Active
SJS4806 | PMOPHM | Monitors, Physiologic, Multipurpose | Darren Eaton | DAEAT | EMPLOYEE | M | 6 | 0.75 | 08/01/2024 | 09/04/2023 | 2 | M | SJS | SJS | Acute Care Physiologic Monitor | 12-647 | Monitoring Systems, Physiologic, Acute Care | 440964 | GE Healthcare Technologies | B850 | SPM20090140SA |  |  | 5102-20100 | SJS-Anesthesiology | 29 | IU | Active
SJS4807 | PISVA | Isoflurane Vaporizer | Tim McElrath | 11619 | EMPLOYEE | M | 6 | 0.2 | 08/01/2024 | 02/16/2024 | 1 | M | SJS | SJS | Isoflurane Cassette | 10-144 | Anesthesia Unit Vaporizers | 351254 | Datex-Ohmeda Inc Div GE Health | 1100-9029-000 | BGAZ00279 | FSSFEB | SJS-ANESTHESIOLOGY FSS Feb | 5102-20100 | SJS-Anesthesiology | 40 | LS | High Risk
SJS4808 | PGE4Y2 | GE 4 YEAR E-sCAiO | Darren Eaton | DAEAT | EMPLOYEE | Y | 4 | 0.5 | 02/01/2028 | 01/29/2024 | 2 | M | SJS | SJS | Airway Gas Module w/Agent Id | 20-778 | Physiologic Monitor Modules, Anesthetic Gas | 440964 | GE Healthcare Technologies | E-sCAiO-00 | SGV20080124HA |  |  | 5102-20100 | SJS-Anesthesiology | 29 | IU | Active
SJS4808 | PGEAN2 | GE Annual E-sCAiO | Darren Eaton | DAEAT | EMPLOYEE | Y | 1 | 1.5 | 02/01/2025 |  | 2 | M | SJS | SJS | Airway Gas Module w/Agent Id | 20-778 | Physiologic Monitor Modules, Anesthetic Gas | 440964 | GE Healthcare Technologies | E-sCAiO-00 | SGV20080124HA |  |  | 5102-20100 | SJS-Anesthesiology | 29 | IU | Active
SJS4809 | P--ORS | --- OR Safety Inspection --- | Tim McElrath | 11619 | EMPLOYEE | M | 6 | 0.25 | 08/01/2024 | 02/16/2024 | 1 | M | SJS | SJS | Anesthesia Machine | 10-134 | Anesthesia Units | 351254 | Datex-Ohmeda Inc Div GE Health | AISYS CS2 | APWZ00848 | FSSFEB | SJS-ANESTHESIOLOGY FSS Feb | 5102-20100 | SJS-Anesthesiology | 40 | LS | High Risk
SJS4810 | P10123 | -Pm Device Using Mfg Procedure | Darren Eaton | DAEAT | EMPLOYEE | M | 6 | 0.5 | 08/01/2024 | 01/29/2024 | 2 | M | SJS | SJS | Digital Recorder/Printer | 22-852 | Printer/Graphic Recorders | 440964 | GE Healthcare Technologies | PRN-50-M+ | A2378238 |  |  | 5102-20100 | SJS-Anesthesiology | 22 | IU | Active
SJS4812 | PMOPHM | Monitors, Physiologic, Multipurpose | Darren Eaton | DAEAT | EMPLOYEE | M | 6 | 0.75 | 08/01/2024 | 09/11/2023 | 2 | M | SJS | SJS | Acute Care Physiologic Monitor | 12-647 | Monitoring Systems, Physiologic, Acute Care | 440964 | GE Healthcare Technologies | B850 | SPM20090078SA |  |  | 5102-20100 | SJS-Anesthesiology | 29 | IU | Active
SJS4813 | P--ORS | --- OR Safety Inspection --- | Darren Eaton | DAEAT | EMPLOYEE | M | 6 | 0.25 | 08/01/2024 | 01/29/2024 | 2 | M | SJS | SJS | Video Monitor Display | 16-603 | Monitors, Video | 440964 | GE Healthcare Technologies | D19KT | DTU05010798 |  |  | 5102-20100 | SJS-Anesthesiology | 18 | IU | Active
SJS4814 | PISVA | Isoflurane Vaporizer | Tim McElrath | 11619 | EMPLOYEE | M | 6 | 0.2 | 08/01/2024 | 02/14/2024 | 1 | M | SJS | SJS | Isoflurane Cassette | 10-144 | Anesthesia Unit Vaporizers | 351254 | Datex-Ohmeda Inc Div GE Health | 1100-9029-000 | BGAZ00326 | FSSFEB | SJS-ANESTHESIOLOGY FSS Feb | 5102-20100 | SJS-Anesthesiology | 40 | LS | High Risk
SJS4815 | PGE4Y2 | GE 4 YEAR E-sCAiO | Darren Eaton | DAEAT | EMPLOYEE | Y | 4 | 0.5 | 02/01/2028 | 01/29/2024 | 2 | M | SJS | SJS | Airway Gas Module w/Agent Id | 20-778 | Physiologic Monitor Modules, Anesthetic Gas | 440964 | GE Healthcare Technologies | E-sCAiO-00 | SGV20080148HA |  |  | 5102-20100 | SJS-Anesthesiology | 29 | IU | Active
SJS4815 | PGEAN2 | GE Annual E-sCAiO | Darren Eaton | DAEAT | EMPLOYEE | Y | 1 | 1.5 | 02/01/2025 |  | 2 | M | SJS | SJS | Airway Gas Module w/Agent Id | 20-778 | Physiologic Monitor Modules, Anesthetic Gas | 440964 | GE Healthcare Technologies | E-sCAiO-00 | SGV20080148HA |  |  | 5102-20100 | SJS-Anesthesiology | 29 | IU | Active
SJS4816 | P--ORS | --- OR Safety Inspection --- | Tim McElrath | 11619 | EMPLOYEE | M | 6 | 0.25 | 08/01/2024 | 02/14/2024 | 1 | M | SJS | SJS | Anesthesia Machine | 10-134 | Anesthesia Units | 351254 | Datex-Ohmeda Inc Div GE Health | AISYS CS2 | APWZ00846 | FSSFEB | SJS-ANESTHESIOLOGY FSS Feb | 5102-20100 | SJS-Anesthesiology | 40 | LS | High Risk
SJS4818 | PMOPHM | Monitors, Physiologic, Multipurpose | Darren Eaton | DAEAT | EMPLOYEE | M | 6 | 0.75 | 08/01/2024 | 09/06/2023 | 2 | M | SJS | SJS | Acute Care Physiologic Monitor | 12-647 | Monitoring Systems, Physiologic, Acute Care | 440964 | GE Healthcare Technologies | B850 | SPM20090079SA |  |  | 5102-20100 | SJS-Anesthesiology | 29 | IU | Active
SJS4819 | P10123 | -Pm Device Using Mfg Procedure | Darren Eaton | DAEAT | EMPLOYEE | M | 6 | 0.5 | 08/01/2024 | 01/29/2024 | 2 | M | SJS | SJS | Digital Recorder/Printer | 22-852 | Printer/Graphic Recorders | 440964 | GE Healthcare Technologies | PRN-50-M+ | A2376286 |  |  | 5102-20100 | SJS-Anesthesiology | 22 | IU | Active
SJS4820 | PISVA | Isoflurane Vaporizer | Tim McElrath | 11619 | EMPLOYEE | M | 6 | 0.2 | 08/01/2024 | 02/09/2024 | 1 | M | SJS | SJS | Isoflurane Cassette | 10-144 | Anesthesia Unit Vaporizers | 351254 | Datex-Ohmeda Inc Div GE Health | 1100-9029-000 | BGAZ00258 | FSSFEB | SJS-ANESTHESIOLOGY FSS Feb | 5102-20100 | SJS-Anesthesiology | 40 | LS | High Risk
SJS4821 | P--ORS | --- OR Safety Inspection --- | Darren Eaton | DAEAT | EMPLOYEE | M | 6 | 0.25 | 08/01/2024 | 01/29/2024 | 2 | M | SJS | SJS | Video Monitor Display | 16-603 | Monitors, Video | 440964 | GE Healthcare Technologies | D19KT | DTU05010496 |  |  | 5102-20100 | SJS-Anesthesiology | 18 | IU | Active
SJS4822 | PGEANP | GE ANNUAL PDM | Gerson Colon | 94805 | EMPLOYEE | Y | 1 | 0.7 | 09/01/2024 | 09/13/2023 | 2 | M | SJS | SJS | Patient Data Module | 20-784 | Physiologic Monitor Modules, Multiparameter | 440964 | GE Healthcare Technologies | 2016793-003 | SPX20120626SA | PDMTN | PDM 1 | 5102-20100 | SJS-Anesthesiology | 29 | IU | Active
SJS4824 | PGE4Y2 | GE 4 YEAR E-sCAiO | Darren Eaton | DAEAT | EMPLOYEE | Y | 4 | 0.5 | 02/01/2028 | 01/29/2024 | 2 | M | SJS | SJS | Airway Gas Module w/Agent Id | 20-778 | Physiologic Monitor Modules, Anesthetic Gas | 440964 | GE Healthcare Technologies | E-sCAiO-00 | SGV20080146HA |  |  | 5102-20100 | SJS-Anesthesiology | 29 | IU | Active
SJS4824 | PGEAN2 | GE Annual E-sCAiO | Darren Eaton | DAEAT | EMPLOYEE | Y | 1 | 1.5 | 02/01/2025 |  | 2 | M | SJS | SJS | Airway Gas Module w/Agent Id | 20-778 | Physiologic Monitor Modules, Anesthetic Gas | 440964 | GE Healthcare Technologies | E-sCAiO-00 | SGV20080146HA |  |  | 5102-20100 | SJS-Anesthesiology | 29 | IU | Active
SJS4840 | PMOPHV | Monitors, Physiologic, Vital Signs | Gerson Colon | 94805 | EMPLOYEE | Y | 1 | 0.6 | 05/01/2024 | 06/12/2023 | 2 | M | SJS | SJS | Vital Signs Monitor | 25-209 | Monitors, Physiologic, Vital Signs | 101850 | Welch Allyn Inc A Subsidiary | VSM 6000 SERIES | 100091052720 |  |  | 5102-12225 | SJS-Med/Surg Unit I 4West | 15 | IU | Active
SJS4841 | PMOPHV | Monitors, Physiologic, Vital Signs | Gerson Colon | 94805 | EMPLOYEE | Y | 1 | 0.6 | 05/01/2024 | 06/16/2023 | 2 | M | SJS | SJS | Vital Signs Monitor | 25-209 | Monitors, Physiologic, Vital Signs | 101850 | Welch Allyn Inc A Subsidiary | VSM 6000 SERIES | 100090972720 |  |  | 5102-12225 | SJS-Med/Surg Unit I 4West | 15 | IU | Active
SJS4842 | PMOPHV | Monitors, Physiologic, Vital Signs | Gerson Colon | 94805 | EMPLOYEE | Y | 1 | 0.6 | 05/01/2024 | 06/12/2023 | 2 | M | SJS | SJS | Vital Signs Monitor | 25-209 | Monitors, Physiologic, Vital Signs | 101850 | Welch Allyn Inc A Subsidiary | VSM 6000 SERIES | 100090982720 |  |  | 5102-12225 | SJS-Med/Surg Unit I 4West | 15 | IU | Active
SJS4843 | PMOPHV | Monitors, Physiologic, Vital Signs | Gerson Colon | 94805 | EMPLOYEE | Y | 1 | 0.6 | 05/01/2024 | 06/14/2023 | 2 | M | SJS | SJS | Vital Signs Monitor | 25-209 | Monitors, Physiologic, Vital Signs | 101850 | Welch Allyn Inc A Subsidiary | VSM 6000 SERIES | 100091052720 |  |  | 5102-12225 | SJS-Med/Surg Unit I 4West | 15 | IU | Active
SJS4844 | PMOPHV | Monitors, Physiologic, Vital Signs | Gerson Colon | 94805 | EMPLOYEE | Y | 1 | 0.6 | 05/01/2024 | 06/13/2023 | 2 | M | SJS | SJS | Vital Signs Monitor | 25-209 | Monitors, Physiologic, Vital Signs | 101850 | Welch Allyn Inc A Subsidiary | VSM 6000 SERIES | 100091092720 |  |  | 5102-12225 | SJS-Med/Surg Unit I 4West | 15 | IU | Active
SJS4845 | PMOPHV | Monitors, Physiologic, Vital Signs | Gerson Colon | 94805 | EMPLOYEE | Y | 1 | 0.6 | 05/01/2024 | 06/06/2023 | 2 | M | SJS | SJS | Vital Signs Monitor | 25-209 | Monitors, Physiologic, Vital Signs | 101850 | Welch Allyn Inc A Subsidiary | VSM 6000 SERIES | 100091012720 |  |  | 5102-12225 | SJS-Med/Surg Unit I 4West | 15 | IU | Active
SJS4854 | P10123 | -Pm Device Using Mfg Procedure | Darren Eaton | DAEAT | EMPLOYEE | Y | 1 | 0.5 | 04/01/2024 | 04/20/2023 | 2 | M | SJS | SJS | Handheld Video Laryngoscope | 23-532 | Laryngoscopes, Rigid, Video | 451928 | Verathon Inc | GlideScope Core 15 | CN201610 |  |  | 5102-13100 | SJS-Intensive Care Unit I | 12 | IU | Active
SJS4855 | P41 | Circulatory Assist Unit, Intra-Aortic Balloon. | Gerson Colon | 94805 | EMPLOYEE | M | 6 | 1 | 06/01/2024 | 12/16/2023 | 1 | M | SJS | SJS | Balloon Pump | 10-846 | Circulatory Assist Units, Intra-Aortic Balloon | 453766 | MAQUET Cardiovascular LLC A Ge | 0998-00-0800-53 | CH201557L4 |  |  | 5102-30695 | SJS-Interventional Services | 40 | LS | High Risk
SJS4856 | PANCAE | Annual Care E Vac 3 PM | Twanna Hardy | TWLUK | EMPLOYEE | Y | 1 | 0.5 | 07/01/2024 | 08/18/2023 | 2 | M | SJS | SJS | Portable Suction | 27-657 | Aspirators, Airway | 452041 | Ohio Medical Corp | 758000 | CEV3Z01804 |  |  | 5102-85400 | SJS-Materials Mgmt Purch (Sys Au) | 12 | IU | Active
SJS4856 | P3YEB1 | 3 Year Battery Replacement and Annual Care E Vac 3 PM | Twanna Hardy | TWLUK | EMPLOYEE | Y | 3 | 1.2 | 07/01/2024 |  | 2 | M | SJS | SJS | Portable Suction | 27-657 | Aspirators, Airway | 452041 | Ohio Medical Corp | 758000 | CEV3Z01804 |  |  | 5102-85400 | SJS-Materials Mgmt Purch (Sys Au) | 12 | IU | Active
SJS4870 | P201 | Stimulator, Ultrasonic -Physical Therapy- | Gil Matos | GIMAT | EMPLOYEE | Y | 1 | 0.9 | 07/01/2024 | 08/08/2023 | 2 | M | SJS | SJS | 2 Channel Combination System | 11-248 | Ultrasound Therapy Systems, Physical Therapy | 452204 | DJO Global Inc | 2761 | T5686 |  |  | 5102-39200 | SJS-Rehab Services Main | 17 | IU | Active
SJS4871 | PDOANP | Diagnostic Medical Display Annual PM | Gerson Colon Jr | GECOL | EMPLOYEE | Y | 1 | 0.7 | 04/01/2024 | 05/26/2023 | 2 | M | SJS | SJS | 3MP Color Med Display | 29-768 | Monitors, Video, High-Definition, Medical Image, Double-Head | 392478 | Barco Inc | MDNC-3421 | 2590235996 |  |  | 5102-30695 | SJS-Interventional Services | 17 | IU | Active
SJS4872 | PDOANP | Diagnostic Medical Display Annual PM | Gerson Colon Jr | GECOL | EMPLOYEE | Y | 1 | 0.7 | 04/01/2024 | 05/26/2023 | 2 | M | SJS | SJS | 3MP Color Med Display | 29-768 | Monitors, Video, High-Definition, Medical Image, Double-Head | 392478 | Barco Inc | MDNC-3421 | 2590235998 |  |  | 5102-30695 | SJS-Interventional Services | 17 | IU | Active
SJS4873 | PDOANP | Diagnostic Medical Display Annual PM | Gerson Colon Jr | GECOL | EMPLOYEE | Y | 1 | 0.7 | 04/01/2024 | 05/26/2023 | 2 | M | SJS | SJS | 3MP Color Med Display | 29-768 | Monitors, Video, High-Definition, Medical Image, Double-Head | 392478 | Barco Inc | MDNC-3421 | 2590108253 |  |  | 5102-30695 | SJS-Interventional Services | 17 | IU | Active
SJS4874 | PDOANP | Diagnostic Medical Display Annual PM | Gerson Colon Jr | GECOL | EMPLOYEE | Y | 1 | 0.7 | 04/01/2024 | 05/26/2023 | 2 | M | SJS | SJS | 3MP Color Med Display | 29-768 | Monitors, Video, High-Definition, Medical Image, Double-Head | 392478 | Barco Inc | MDNC-3421 | 2590235990 |  |  | 5102-30695 | SJS-Interventional Services | 17 | IU | Active
SJS4876 | PGEANP | GE ANNUAL PDM | Gerson Colon | 94805 | EMPLOYEE | Y | 1 | 0.7 | 09/01/2024 | 10/03/2023 | 2 | M | SJS | SJS | Patient Data Module | 20-784 | Physiologic Monitor Modules, Multiparameter | 440964 | GE Healthcare Technologies | 2016793-003 | SPX20290267SA | PDMTN | PDM 1 | 5102-20100 | SJS-Anesthesiology | 29 | IU | Active
SJS4877 | P--ORS | --- OR Safety Inspection --- | Darren Eaton | DAEAT | EMPLOYEE | M | 6 | 0.25 | 08/01/2024 | 01/29/2024 | 2 | M | SJS | SJS | Video Monitor Display | 16-603 | Monitors, Video | 440964 | GE Healthcare Technologies | D19KT | DTU02010321 |  |  | 5102-20100 | SJS-Anesthesiology | 18 | IU | Active
SJS4878 | P--ORS | --- OR Safety Inspection --- | Tim McElrath | 11619 | EMPLOYEE | M | 6 | 0.25 | 08/01/2024 | 02/14/2024 | 1 | M | SJS | SJS | Anesthesia Machine | 10-134 | Anesthesia Units | 351254 | Datex-Ohmeda Inc Div GE Health | AISYS CS2 | APWZ01889 | FSSFEB | SJS-ANESTHESIOLOGY FSS Feb | 5102-20100 | SJS-Anesthesiology | 40 | LS | High Risk
SJS4879 | PMOPHM | Monitors, Physiologic, Multipurpose | Darren Eaton | DAEAT | EMPLOYEE | M | 6 | 0.9 | 08/01/2024 | 09/12/2023 | 2 | M | SJS | SJS | Acute Care Physiologic Monitor | 12-647 | Monitoring Systems, Physiologic, Acute Care | 440964 | GE Healthcare Technologies | B850 | SPM20220021SA |  |  | 5102-20100 | SJS-Anesthesiology | 29 | IU | Active
SJS4880 | PGE4Y2 | GE 4 YEAR E-sCAiO | Darren Eaton | DAEAT | EMPLOYEE | Y | 4 | 0.5 | 02/01/2028 | 01/29/2024 | 2 | M | SJS | SJS | Airway Gas Module w/Agent Id | 20-778 | Physiologic Monitor Modules, Anesthetic Gas | 440964 | GE Healthcare Technologies | E-sCAiO-00 | SGV20220211HA |  |  | 5102-20100 | SJS-Anesthesiology | 29 | IU | Active
SJS4880 | PGEAN2 | GE Annual E-sCAiO | Darren Eaton | DAEAT | EMPLOYEE | Y | 1 | 1.5 | 02/01/2025 |  | 2 | M | SJS | SJS | Airway Gas Module w/Agent Id | 20-778 | Physiologic Monitor Modules, Anesthetic Gas | 440964 | GE Healthcare Technologies | E-sCAiO-00 | SGV20220211HA |  |  | 5102-20100 | SJS-Anesthesiology | 29 | IU | Active
SJS4881 | PISVA | Isoflurane Vaporizer | Tim McElrath | 11619 | EMPLOYEE | M | 6 | 0.2 | 08/01/2024 | 02/14/2024 | 1 | M | SJS | SJS | Isoflurane Cassette | 10-144 | Anesthesia Unit Vaporizers | 351254 | Datex-Ohmeda Inc Div GE Health | 1100-9029-000 | BGAZ00539 | FSSFEB | SJS-ANESTHESIOLOGY FSS Feb | 5102-20100 | SJS-Anesthesiology | 40 | LS | High Risk
SJS4882 | P221 | Uninterruptible Power Systems | Darren Eaton | DAEAT | EMPLOYEE | M | 6 | 0.75 | 07/01/2024 | 01/25/2024 | 2 | M | SJS | SJS | Power Systems, Uninterruptible | 16-936 | Power Systems, Uninterruptible | 106890 | Tripp Lite | T1052162 | 3024EY0SM886901281 |  |  | 5102-21100 | SJS-Surgery | 26 | IU | Active
SJS4883 | P221 | Uninterruptible Power Systems | Darren Eaton | DAEAT | EMPLOYEE | Y | 1 | 0.75 | 01/01/2025 | 01/25/2024 | 2 | M | SJS | SJS | UPS | 16-936 | Power Systems, Uninterruptible | 108649 | APC-American Power Conversion | SMC1000C | 3S1628X00234 |  |  | 5102-21100 | SJS-Surgery | 26 | IU | Active
SJS4883 | P--ORS | --- OR Safety Inspection --- | Darren Eaton | DAEAT | EMPLOYEE | M | 6 | 0.25 | 07/01/2024 | 08/24/2023 | 2 | M | SJS | SJS | UPS | 16-936 | Power Systems, Uninterruptible | 108649 | APC-American Power Conversion | SMC1000C | 3S1628X00234 |  |  | 5102-21100 | SJS-Surgery | 26 | IU | Active
SJS4886 | P10123 | -Pm Device Using Mfg Procedure | Gerson Colon | 94805 | EMPLOYEE | Y | 1 | 0.5 | 03/01/2025 | 03/01/2024 | 2 | M | SJS | SJS | LED Exam light ceiling mounted | 33-257 | Lights, Examination, Stand-Alone, High End | 452594 | Stryker Communications | F300 | 02144581 |  |  | 5102-30695 | SJS-Interventional Services | 12 | IU | Active
SJS4894 | PSAFIN | Safety Inspection | Gerson Colon | 94805 | EMPLOYEE | M | 6 | 0.25 | 04/01/2024 | 10/17/2023 | 2 | M | SJS | SJS | OR Integration System | 20-388 | Automation Systems, Operating Room | 452594 | Stryker Communications | P11130 | P1850282 | ORSTRY | OR STRYKER | 5102-21100 | SJS-Surgery | 25 | IU | Active
SJS4895 | P--ORS | --- OR Safety Inspection --- | Gerson Colon | 94805 | EMPLOYEE | M | 6 | 0.25 | 04/01/2024 | 10/16/2023 | 2 | M | SJS | SJS | Xenon Light Source, Endo | 36-171 | Light Sources, Endoscope, Fiberoptic Cable | 276750 | Olympus America Inc | CLV-190 | 7984957 |  |  | 5102-21221 | SJS-Endoscopy | 26 | IU | Active
SJS4895 | P102 | Light Source, Fiberoptic | Gerson Colon | 94805 | EMPLOYEE | Y | 1 | 0.6 | 06/01/2024 | 10/16/2023 | 2 | M | SJS | SJS | Xenon Light Source, Endo | 36-171 | Light Sources, Endoscope, Fiberoptic Cable | 276750 | Olympus America Inc | CLV-190 | 7984957 |  |  | 5102-21221 | SJS-Endoscopy | 26 | IU | Active
SJS4896 | P--ORS | --- OR Safety Inspection --- | Gerson Colon | 94805 | EMPLOYEE | M | 6 | 0.25 | 04/01/2024 | 10/16/2023 | 2 | M | SJS | SJS | Video Processor, Endo | 18-034 | Image Processors, Video, Endoscopy | 276750 | Olympus America Inc | CV-190 | 7948460 |  |  | 5102-21221 | SJS-Endoscopy | 25 | IU | Active
SJS4897 | P10123 | -Pm Device Using Mfg Procedure | Gerson Colon | 94805 | EMPLOYEE | Y | 1 | 0.5 | 04/01/2024 |  | 2 | M | SJS | SJS | Endoscope Flushing Pump | 13-192 | Pumps | 276750 | Olympus America Inc | OFP-2 | 22097793 |  |  | 5102-21221 | SJS-Endoscopy | 26 | IU | Active
SJS4898 | P--ORS | --- OR Safety Inspection --- | Gerson Colon | 94805 | EMPLOYEE | M | 6 | 0.25 | 04/01/2024 | 10/16/2023 | 2 | M | SJS | SJS | Laparoscopic Insufflator | 16-849 | Insufflators, Laparoscopic | 276750 | Olympus America Inc | UCR | 7032681 |  |  | 5102-21221 | SJS-Endoscopy | 33 | IU | Active
SJS4898 | P10123 | -Pm Device Using Mfg Procedure | Gerson Colon | 94805 | EMPLOYEE | Y | 1 | 0.5 | 04/01/2024 | 05/12/2023 | 2 | M | SJS | SJS | Laparoscopic Insufflator | 16-849 | Insufflators, Laparoscopic | 276750 | Olympus America Inc | UCR | 7032681 |  |  | 5102-21221 | SJS-Endoscopy | 33 | IU | Active
SJS4900 | PSAFIN | Safety Inspection | Gerson Colon | 94805 | EMPLOYEE | Y | 1 | 0.25 | 04/01/2024 | 05/25/2023 | 2 | M | SJS | SJS | Endo Motorized Travel Cart | 33-601 | Carts, Storage/Transport, Electromechanical/ Electronic Instrument/Equipment | 453029 | PHS West Inc | 2000RFWSTSll | 2000RFWDII050420A |  |  | 5102-21221 | SJS-Endoscopy | 12 | IU | Active
SJS4901 | P--ORS | --- OR Safety Inspection --- | Gerson Colon | 94805 | EMPLOYEE | M | 6 | 0.25 | 04/01/2024 | 10/16/2023 | 2 | M | SJS | SJS | LCD HD Video Monitor | 16-603 | Monitors, Video | 276750 | Olympus America Inc | OEV-262H | 7989344 |  |  | 5102-21221 | SJS-Endoscopy | 18 | IU | Active
SJS4902 | P--ORS | --- OR Safety Inspection --- | Gerson Colon | 94805 | EMPLOYEE | M | 6 | 0.25 | 04/01/2024 | 10/16/2023 | 2 | M | SJS | SJS | LCD HD Video Monitor | 16-603 | Monitors, Video | 276750 | Olympus America Inc | OEV-262H | 7989338 |  |  | 5102-21221 | SJS-Endoscopy | 18 | IU | Active
SJS4904 | PMOPHC | Monitors, Physiologic, Central Station | Darren Eaton | DAEAT | EMPLOYEE | Y | 1 | 0.8 | 04/01/2024 | 04/24/2023 | 2 | M | SJS | SJS | Central Station Computer | 20-179 | Monitors, Physiologic, Central Station | 440964 | GE Healthcare Technologies | MAI700 V2 | SKN20290074SA |  |  | 5102-13100 | SJS-Intensive Care Unit I | 16 | IU | Active
SJS4905 | PMOPHC | Monitors, Physiologic, Central Station | Darren Eaton | DAEAT | EMPLOYEE | Y | 1 | 0.8 | 04/01/2024 | 03/21/2023 | 2 | M | SJS | SJS | Central Station Computer | 20-179 | Monitors, Physiologic, Central Station | 440964 | GE Healthcare Technologies | MAI700 V2 | SKN20290071SA |  |  | 5102-13100 | SJS-Intensive Care Unit I | 16 | IU | Active
SJS4906 | PMOPHC | Monitors, Physiologic, Central Station | Darren Eaton | DAEAT | EMPLOYEE | Y | 1 | 0.8 | 04/01/2025 | 03/18/2024 | 2 | M | SJS | SJS | Central Station Computer | 20-179 | Monitors, Physiologic, Central Station | 440964 | GE Healthcare Technologies | MAI700 V2 | SKN20290073SA |  |  | 5102-13100 | SJS-Intensive Care Unit I | 16 | IU | Active
SJS4911 | P--ORS | --- OR Safety Inspection --- | Gerson Colon | 94805 | EMPLOYEE | M | 6 | 0.25 | 04/01/2024 | 10/17/2023 | 2 | M | SJS | SJS | Medical Grade Digital Printer | 23-101 | Printers, Video, Color | 107536 | Stryker Endoscopy | 0240-080-230 | 80507 | ORSTRY | OR STRYKER | 5102-21100 | SJS-Surgery | 20 | IU | Active
SJS4916 | P10123 | -Pm Device Using Mfg Procedure | Darren Eaton | DAEAT | EMPLOYEE | Y | 1 | 0.6 | 04/01/2024 | 06/12/2023 | 6 | M | SJS | SJS | Syringe Pump | 13-217 | Infusion Pumps, Multitherapy, Syringe | 455334 | Smiths Medical ASD Inc | 3500 | M74529 |  |  | 5102-36000 | SJS-Nuclear Medicine | 20 | IU | Active
SJS4924 | P10123 | -Pm Device Using Mfg Procedure | Gerson Colon | 94805 | EMPLOYEE | Y | 1 | 0.5 | 03/01/2025 | 03/07/2024 | 1 | M | SJS | SJS | ICU Ventilator | 17-429 | Ventilators, Intensive Care | 456817 | MAQUET Medical Systems USA | SERVO u | 34387 |  |  | 5102-35000 | SJS-Respiratory Care Services | 40 | LS | High Risk
SJS4924 | PHOCH | Hour Check | Gerson Colon | 94805 | EMPLOYEE | C | 99999 | 0.1 | 10/27/2020 |  | 1 | M | SJS | SJS | ICU Ventilator | 17-429 | Ventilators, Intensive Care | 456817 | MAQUET Medical Systems USA | SERVO u | 34387 |  |  | 5102-35000 | SJS-Respiratory Care Services | 40 | LS | High Risk
SJS4925 | PRPPM | RPT PM | Gerson Colon | 94805 | EMPLOYEE | Y | 1 | 0.5 | 07/01/2024 | 07/03/2023 | 2 | M | SJS | SJS | 4x 15A 15ft Cord HGPower Strip | 34-504 | Electrical Power Strips | 106890 | Tripp Lite | PS-415-HG-OEM | AVHIB882901049 |  |  | 5102-35000 | SJS-Respiratory Care Services | 13 | IU | Active
SJS4925 | PRTINI | RPT Initial Inspection | Gerson Colon | 94805 | EMPLOYEE | I | 1 | 1 | 11/17/2020 | 12/23/2020 | 1 | M | SJS | SJS | 4x 15A 15ft Cord HGPower Strip | 34-504 | Electrical Power Strips | 106890 | Tripp Lite | PS-415-HG-OEM | AVHIB882901049 |  |  | 5102-35000 | SJS-Respiratory Care Services | 13 | IU | Active
SJS4926 | PRPPM | RPT PM | Gerson Colon | 94805 | EMPLOYEE | Y | 1 | 0.5 | 07/01/2024 | 08/31/2023 | 2 | M | SJS | SJS | 4x 15A 15ft Cord HGPower Strip | 34-504 | Electrical Power Strips | 106890 | Tripp Lite | PS-415-HG-OEM | AVHIB882901047 |  |  | 5102-35000 | SJS-Respiratory Care Services | 13 | IU | Active
SJS4926 | PRTINI | RPT Initial Inspection | Gerson Colon | 94805 | EMPLOYEE | I | 1 | 1 | 11/17/2020 | 11/17/2020 | 1 | M | SJS | SJS | 4x 15A 15ft Cord HGPower Strip | 34-504 | Electrical Power Strips | 106890 | Tripp Lite | PS-415-HG-OEM | AVHIB882901047 |  |  | 5102-35000 | SJS-Respiratory Care Services | 13 | IU | Active
SJS4928 | PMOPHV | Monitors, Physiologic, Vital Signs | Gil Matos | GIMAT | EMPLOYEE | Y | 1 | 1 | 04/01/2024 | 04/28/2023 | 2 | M | SJS | SJS | Vital Signs Monitor | 25-209 | Monitors, Physiologic, Vital Signs | 101850 | Welch Allyn Inc A Subsidiary | VSM 6000 SERIES | 100016064614 |  |  | 5102-12213 | SJS-Med/Surg/Tele Overflow 3North | 15 | IU | Active
SJS4934 | P--ORS | --- OR Safety Inspection --- | Twanna Hardy | TWLUK | EMPLOYEE | M | 6 | 0.25 | 08/01/2024 | 09/15/2023 | 2 | M | SJS | SJS | Electrosurgical Unit | 27-083 | Electrosurgical Units, Monopolar/Bipolar, Tissue Fusion | 517863 | Medtronic Minimally Invasive T | VLFT10GEN | T0G43536DX |  |  | 5102-22100 | SJS-Labor & Delivery | 20 | IU | Active
SJS4934 | PVAFTA | Valleylab FT10 Annual PM 4.23. | Twanna Hardy | TWLUK | EMPLOYEE | Y | 1 | 1 | 02/01/2025 | 01/29/2024 | 2 | M | SJS | SJS | Electrosurgical Unit | 27-083 | Electrosurgical Units, Monopolar/Bipolar, Tissue Fusion | 517863 | Medtronic Minimally Invasive T | VLFT10GEN | T0G43536DX |  |  | 5102-22100 | SJS-Labor & Delivery | 20 | IU | Active
SJS4935 | PDOANP | Diagnostic Medical Display Annual PM | Gerson Colon Jr | GECOL | EMPLOYEE | Y | 1 | 0.7 | 04/01/2024 | 05/15/2023 | 2 | M | SJS | SJS | 3MP Color Med Display | 29-768 | Monitors, Video, High-Definition, Medical Image, Double-Head | 392478 | Barco Inc | MDNC-3421 | 2590249181 |  |  | 5102-33020 | SJS-Imaging Central Ops | 17 | IU | Active
SJS4936 | PDOANP | Diagnostic Medical Display Annual PM | Gerson Colon Jr | GECOL | EMPLOYEE | Y | 1 | 0.7 | 04/01/2024 | 05/15/2023 | 2 | M | SJS | SJS | 3MP Color Med Display | 29-768 | Monitors, Video, High-Definition, Medical Image, Double-Head | 392478 | Barco Inc | MDNC-3421 | 2590248787 |  |  | 5102-33020 | SJS-Imaging Central Ops | 17 | IU | Active
SJS4937 | PDOANP | Diagnostic Medical Display Annual PM | Gerson Colon Jr | GECOL | EMPLOYEE | Y | 1 | 0.7 | 04/01/2024 | 05/15/2023 | 2 | M | SJS | SJS | 3MP Color Med Display | 29-768 | Monitors, Video, High-Definition, Medical Image, Double-Head | 392478 | Barco Inc | MDNC-3421 | 2590235685 |  |  | 5102-33020 | SJS-Imaging Central Ops | 17 | IU | Active
SJS4938 | PDOANP | Diagnostic Medical Display Annual PM | Gerson Colon Jr | GECOL | EMPLOYEE | Y | 1 | 0.7 | 04/01/2024 | 05/15/2023 | 2 | M | SJS | SJS | 3MP Color Med Display | 29-768 | Monitors, Video, High-Definition, Medical Image, Double-Head | 392478 | Barco Inc | MDNC-3421 | 2590235460 |  |  | 5102-33020 | SJS-Imaging Central Ops | 17 | IU | Active
SJS4940 | P-VPM | -Vendor PM | Gerson Colon | 94805 | EMPLOYEE | M | 6 | 1 | 09/01/2024 | 03/01/2024 | 2 | M | SJS | SJS | Lab Microscope | 15-156 | Microscopes, Light, Laboratory | 107896 | Olympus Scientific Solutions A | BX46 | 4L45613 |  |  | 5102-31400 | SJS-Lab Central Preocessing | 12 | IU | Active
SJS4941 | P-VPM | -Vendor PM | Gerson Colon | 94805 | EMPLOYEE | M | 6 | 1 | 09/01/2024 | 03/01/2024 | 2 | M | SJS | SJS | LED Lab Microscope w-Camera | 15-156 | Microscopes, Light, Laboratory | 107896 | Olympus Scientific Solutions A | BX43F | 4H45354 |  |  | 5102-31400 | SJS-Lab Central Preocessing | 12 | IU | Active
SJS4942 | PMOPHV | Monitors, Physiologic, Vital Signs | Gil Matos | GIMAT | EMPLOYEE | Y | 1 | 0.6 | 05/01/2024 | 06/26/2023 | 2 | M | SJS | SJS | Vital Signs Monitor | 25-209 | Monitors, Physiologic, Vital Signs | 101850 | Welch Allyn Inc A Subsidiary | VSM 6000 SERIES | 100000224920 |  |  | 5102-12210 | SJS-Med/Surg Unit II 4East | 15 | IU | Active
SJS4943 | P10123 | -Pm Device Using Mfg Procedure | Gerson Colon | 94805 | EMPLOYEE | Y | 1 | 0.5 | 05/01/2024 | 06/07/2023 | 2 | M | SJS | SJS | Microbiological Analyzer | 16-608 | Analyzers, Laboratory, Microbiology | 392143 | BD Diagnostic Systems Div BD | 250100 | A599008 |  |  | 5102-31400 | SJS-Lab Central Preocessing | 14 | IU | Active
SJS4949 | P165A | Pump, Infusion, Epidural-Pca. | Twanna Hardy | TWLUK | EMPLOYEE | Y | 1 | 0.7 | 10/01/2024 | 09/25/2023 | 6 | M | SJS | SJS | Infusion PCA Pump | 16-924 | Infusion Pumps, Analgesic, Patient-Controlled | 455334 | Smiths Medical ASD Inc | 2110 | 1214805 |  |  | 5102-22100 | SJS-Labor & Delivery | 20 | IU | Active
SJS4950 | P165A | Pump, Infusion, Epidural-Pca. | Twanna Hardy | TWLUK | EMPLOYEE | Y | 1 | 0.7 | 10/01/2024 | 09/25/2023 | 6 | M | SJS | SJS | Infusion PCA Pump | 16-924 | Infusion Pumps, Analgesic, Patient-Controlled | 455334 | Smiths Medical ASD Inc | 2110 | 1214803 |  |  | 5102-22100 | SJS-Labor & Delivery | 20 | IU | Active
SJS4951 | P165A | Pump, Infusion, Epidural-Pca. | Twanna Hardy | TWLUK | EMPLOYEE | Y | 1 | 0.7 | 10/01/2024 | 09/25/2023 | 6 | M | SJS | SJS | Infusion PCA Pump | 16-924 | Infusion Pumps, Analgesic, Patient-Controlled | 455334 | Smiths Medical ASD Inc | 2110 | 1214804 |  |  | 5102-22100 | SJS-Labor & Delivery | 20 | IU | Active
SJS4952 | P165A | Pump, Infusion, Epidural-Pca. | Twanna Hardy | TWLUK | EMPLOYEE | Y | 1 | 0.7 | 10/01/2024 | 09/25/2023 | 6 | M | SJS | SJS | Infusion PCA Pump | 16-924 | Infusion Pumps, Analgesic, Patient-Controlled | 455334 | Smiths Medical ASD Inc | 2110 | 1214802 |  |  | 5102-22100 | SJS-Labor & Delivery | 20 | IU | Active
SJS4953 | P165A | Pump, Infusion, Epidural-Pca. | Twanna Hardy | TWLUK | EMPLOYEE | Y | 1 | 0.7 | 10/01/2024 | 09/25/2023 | 6 | M | SJS | SJS | Infusion PCA Pump | 16-924 | Infusion Pumps, Analgesic, Patient-Controlled | 455334 | Smiths Medical ASD Inc | 2110 | 1214801 |  |  | 5102-22100 | SJS-Labor & Delivery | 20 | IU | Active
SJS4954 | P165A | Pump, Infusion, Epidural-Pca. | Twanna Hardy | TWLUK | EMPLOYEE | Y | 1 | 0.7 | 10/01/2024 | 11/09/2023 | 6 | M | SJS | SJS | Infusion PCA Pump | 16-924 | Infusion Pumps, Analgesic, Patient-Controlled | 455334 | Smiths Medical ASD Inc | 2110 | 1214800 |  |  | 5102-22100 | SJS-Labor & Delivery | 20 | IU | Active
SJS4955 | P165A | Pump, Infusion, Epidural-Pca. | Twanna Hardy | TWLUK | EMPLOYEE | Y | 1 | 0.7 | 10/01/2024 | 09/25/2023 | 6 | M | SJS | SJS | Infusion PCA Pump | 16-924 | Infusion Pumps, Analgesic, Patient-Controlled | 455334 | Smiths Medical ASD Inc | 2110 | 1214799 |  |  | 5102-22100 | SJS-Labor & Delivery | 20 | IU | Active
SJS4956 | P165A | Pump, Infusion, Epidural-Pca. | Twanna Hardy | TWLUK | EMPLOYEE | Y | 1 | 0.7 | 10/01/2024 | 09/25/2023 | 6 | M | SJS | SJS | Infusion PCA Pump | 16-924 | Infusion Pumps, Analgesic, Patient-Controlled | 455334 | Smiths Medical ASD Inc | 2110 | 1214808 |  |  | 5102-22100 | SJS-Labor & Delivery | 20 | IU | Active
SJS4957 | P165A | Pump, Infusion, Epidural-Pca. | Twanna Hardy | TWLUK | EMPLOYEE | Y | 1 | 0.7 | 10/01/2024 | 09/25/2023 | 6 | M | SJS | SJS | Infusion PCA Pump | 16-924 | Infusion Pumps, Analgesic, Patient-Controlled | 455334 | Smiths Medical ASD Inc | 2110 | 1214807 |  |  | 5102-22100 | SJS-Labor & Delivery | 20 | IU | Active
SJS4958 | P165A | Pump, Infusion, Epidural-Pca. | Twanna Hardy | TWLUK | EMPLOYEE | Y | 1 | 0.7 | 10/01/2024 | 09/25/2023 | 6 | M | SJS | SJS | Infusion PCA Pump | 16-924 | Infusion Pumps, Analgesic, Patient-Controlled | 455334 | Smiths Medical ASD Inc | 2110 | 1214806 |  |  | 5102-22100 | SJS-Labor & Delivery | 20 | IU | Active
SJS4959 | P81CAA | 8100 CareFusion Alaris Pump | Darren Eaton | DAEAT | EMPLOYEE | Y | 1 | 0.75 | 08/01/2024 | 10/26/2023 | 6 | M | SJS | SJS | Large Volume Pump Module | 13-215 | Infusion Pumps, Multitherapy | 378348 | BD | 8100 | 14201099 | LVP | Alaris 2 | 5102-23100 | SJS-Emergency Service | 20 | IU | Active
SJS4960 | P-PDEU | LP20/LP20e Pm Device Using Mfg Procedure | Gil Matos | GIMAT | EMPLOYEE | Y | 1 | 0.75 | 07/01/2024 | 07/28/2022 | 1 | M | SJS | SJS | LP20e Defibrillator/Pacer | 17-882B | Defibrillator/Pacemakers, External, Biphasic | 452575 | Physio-Control Inc | LP20E | 48993502 |  |  | 5102-13500 | SJS-Neonatal Intensive Care (NICU) | 40 | LS | High Risk
SJS4960 | P2YEBA | LP20 2 Year Battery Replacement and PM | Gil Matos | GIMAT | EMPLOYEE | Y | 2 | 1 | 07/01/2025 | 07/20/2021 | 1 | M | SJS | SJS | LP20e Defibrillator/Pacer | 17-882B | Defibrillator/Pacemakers, External, Biphasic | 452575 | Physio-Control Inc | LP20E | 48993502 |  |  | 5102-13500 | SJS-Neonatal Intensive Care (NICU) | 40 | LS | High Risk
SJS4960 | PLP5YE | LP20 5 Year Coin Battery Replacement | Gil Matos | GIMAT | EMPLOYEE | Y | 5 | 1.6 | 07/01/2028 | 07/26/2023 | 1 | M | SJS | SJS | LP20e Defibrillator/Pacer | 17-882B | Defibrillator/Pacemakers, External, Biphasic | 452575 | Physio-Control Inc | LP20E | 48993502 |  |  | 5102-13500 | SJS-Neonatal Intensive Care (NICU) | 40 | LS | High Risk
SJS4961 | P166 | Pump, Infusion, Syringe. | Gil Matos | GIMAT | EMPLOYEE | Y | 1 | 0.75 | 10/01/2024 | 10/25/2023 | 6 | M | SJS | SJS | Syringe Pump | 13-217 | Infusion Pumps, Multitherapy, Syringe | 455334 | Smiths Medical ASD Inc | 3500 | M88954 |  |  | 5102-13500 | SJS-Neonatal Intensive Care (NICU) | 20 | IU | Active
SJS4962 | P166 | Pump, Infusion, Syringe. | Gil Matos | GIMAT | EMPLOYEE | Y | 1 | 0.75 | 10/01/2024 | 09/25/2023 | 6 | M | SJS | SJS | Syringe Pump | 13-217 | Infusion Pumps, Multitherapy, Syringe | 455334 | Smiths Medical ASD Inc | 3500 | M18634 |  |  | 5102-13500 | SJS-Neonatal Intensive Care (NICU) | 20 | IU | Active
SJS4963 | P166 | Pump, Infusion, Syringe. | Gil Matos | GIMAT | EMPLOYEE | Y | 1 | 0.75 | 10/01/2024 | 03/15/2024 | 6 | M | SJS | SJS | Syringe Pump | 13-217 | Infusion Pumps, Multitherapy, Syringe | 455334 | Smiths Medical ASD Inc | 3500 | M87926 |  |  | 5102-13500 | SJS-Neonatal Intensive Care (NICU) | 20 | IU | Active
SJS4964 | P166 | Pump, Infusion, Syringe. | Gil Matos | GIMAT | EMPLOYEE | Y | 1 | 0.75 | 10/01/2024 | 09/25/2023 | 6 | M | SJS | SJS | Syringe Pump | 13-217 | Infusion Pumps, Multitherapy, Syringe | 455334 | Smiths Medical ASD Inc | 3500 | M17081 |  |  | 5102-13500 | SJS-Neonatal Intensive Care (NICU) | 20 | IU | Active
SJS4965 | P166 | Pump, Infusion, Syringe. | Gil Matos | GIMAT | EMPLOYEE | Y | 1 | 0.75 | 10/01/2024 | 09/25/2023 | 6 | M | SJS | SJS | Syringe Pump | 13-217 | Infusion Pumps, Multitherapy, Syringe | 455334 | Smiths Medical ASD Inc | 3500 | M18653 |  |  | 5102-13500 | SJS-Neonatal Intensive Care (NICU) | 20 | IU | Active
SJS4966 | P166 | Pump, Infusion, Syringe. | Gil Matos | GIMAT | EMPLOYEE | Y | 1 | 0.75 | 10/01/2024 | 03/15/2024 | 6 | M | SJS | SJS | Syringe Pump | 13-217 | Infusion Pumps, Multitherapy, Syringe | 455334 | Smiths Medical ASD Inc | 3500 | M18651 |  |  | 5102-13500 | SJS-Neonatal Intensive Care (NICU) | 20 | IU | Active
SJS4967 | P166 | Pump, Infusion, Syringe. | Gil Matos | GIMAT | EMPLOYEE | Y | 1 | 0.75 | 10/01/2024 | 09/25/2023 | 6 | M | SJS | SJS | Syringe Pump | 13-217 | Infusion Pumps, Multitherapy, Syringe | 455334 | Smiths Medical ASD Inc | 3500 | M17085 |  |  | 5102-13500 | SJS-Neonatal Intensive Care (NICU) | 20 | IU | Active
SJS4968 | P166 | Pump, Infusion, Syringe. | Gerson Colon | 94805 | EMPLOYEE | Y | 1 | 0.75 | 03/01/2025 | 03/01/2024 | 6 | M | SJS | SJS | Syringe Pump | 13-217 | Infusion Pumps, Multitherapy, Syringe | 455334 | Smiths Medical ASD Inc | 3500 | M18658 |  |  | 5102-35000 | SJS-Respiratory Care Services | 20 | IU | Active
SJS4969 | P166 | Pump, Infusion, Syringe. | Gil Matos | GIMAT | EMPLOYEE | Y | 1 | 0.75 | 10/01/2024 | 09/25/2023 | 6 | M | SJS | SJS | Syringe Pump | 13-217 | Infusion Pumps, Multitherapy, Syringe | 455334 | Smiths Medical ASD Inc | 3500 | M87903 |  |  | 5102-13500 | SJS-Neonatal Intensive Care (NICU) | 20 | IU | Active
SJS4972 | PDAOHG | GE E-miniC Respiratory Single-width Airway Module | Gil Matos | GIMAT | EMPLOYEE | Y | 1 | 1.5 | 03/01/2025 | 03/01/2024 | 2 | M | SJS | SJS | Gas Module | 20-776 | Physiologic Monitor Modules, Exhaled Carbon Dioxide | 440964 | GE Healthcare Technologies | E-MiniC-00 | 7003076 |  |  | 5102-21500 | SJS-PACU | 16 | IU | Active
SJS4974 | P-VPM | -Vendor PM | Darren Eaton | DAEAT | EMPLOYEE | Y | 1 | 0.5 | 07/01/2024 | 08/23/2023 | 2 | M | SJS | SJS | Chest Compression System | 13-361 | Resuscitators, Cardiac | 452575 | Physio-Control Inc | 100921-00 | 3522EE21 |  |  | 5102-13100A | SJS-PROGRESSIVE CARE UNIT | 19 | IU | Active
SJS4974 | P3YEYE | 3 Year Battery Replacement and Vendor PM | Darren Eaton | DAEAT | EMPLOYEE | Y | 3 | 0.7 | 07/01/2026 |  | 2 | M | SJS | SJS | Chest Compression System | 13-361 | Resuscitators, Cardiac | 452575 | Physio-Control Inc | 100921-00 | 3522EE21 |  |  | 5102-13100A | SJS-PROGRESSIVE CARE UNIT | 19 | IU | Active
SJS4975 | PMOPHV | Monitors, Physiologic, Vital Signs | Gerson Colon | 94805 | EMPLOYEE | Y | 1 | 0.6 | 12/01/2024 | 01/31/2024 | 2 | M | SJS | SJS | Vital Signs Monitor | 25-209 | Monitors, Physiologic, Vital Signs | 101850 | Welch Allyn Inc A Subsidiary | VSM 6000 SERIES | 100083783719 |  |  | 5102-12255 | SJS-ED Observation Unit 1South | 15 | IU | Active
SJS4977 | PDAOHG | GE E-miniC Respiratory Single-width Airway Module | Gil Matos | GIMAT | EMPLOYEE | Y | 1 | 1.5 | 03/01/2025 | 03/01/2024 | 2 | M | SJS | SJS | Gas Module | 20-776 | Physiologic Monitor Modules, Exhaled Carbon Dioxide | 440964 | GE Healthcare Technologies | E-MiniC-00 | 7001988 |  |  | 5102-21500 | SJS-PACU | 16 | IU | Active
SJS4978 | PDAOHG | GE E-miniC Respiratory Single-width Airway Module | Gil Matos | GIMAT | EMPLOYEE | Y | 1 | 1.5 | 03/01/2025 | 03/01/2024 | 2 | M | SJS | SJS | Gas Module | 20-776 | Physiologic Monitor Modules, Exhaled Carbon Dioxide | 440964 | GE Healthcare Technologies | E-MiniC-00 | 7003062 |  |  | 5102-21500 | SJS-PACU | 16 | IU | Active
SJS4979 | PGEANP | GE ANNUAL PDM | Darren Eaton | DAEAT | EMPLOYEE | Y | 1 | 0.7 | 09/01/2024 | 10/02/2023 | 2 | M | SJS | SJS | Patient Data Module | 20-784 | Physiologic Monitor Modules, Multiparameter | 440964 | GE Healthcare Technologies | 2016793-003 | SPX19160357SA | PDMGC | PDM 3 | 5102-23100 | SJS-Emergency Service | 16 | IU | Active
SJS4981 | PGEANP | GE ANNUAL PDM | Darren Eaton | DAEAT | EMPLOYEE | Y | 1 | 0.7 | 09/01/2024 | 09/15/2023 | 2 | M | SJS | SJS | Patient Data Module | 20-784 | Physiologic Monitor Modules, Multiparameter | 440964 | GE Healthcare Technologies | 2016793-003 | SPX19160600SA | PDMGC | PDM 3 | 5102-23100 | SJS-Emergency Service | 16 | IU | Active
SJS4982 | PMOPHV | Monitors, Physiologic, Vital Signs | Gil Matos | GIMAT | EMPLOYEE | Y | 1 | 1 | 05/01/2024 | 05/25/2023 | 2 | M | SJS | SJS | Vital Signs Monitor | 25-209 | Monitors, Physiologic, Vital Signs | 101850 | Welch Allyn Inc A Subsidiary | VSM 6000 SERIES | 100065603614 |  |  | 5102-12210 | SJS-Med/Surg Unit II 4East | 15 | IU | Active
SJS4983 | PMOPHV | Monitors, Physiologic, Vital Signs | Gil Matos | GIMAT | EMPLOYEE | Y | 1 | 1 | 12/01/2024 | 11/29/2023 | 2 | M | SJS | SJS | Vital Signs Monitor | 25-209 | Monitors, Physiologic, Vital Signs | 101850 | Welch Allyn Inc A Subsidiary | VSM 6000 SERIES | 100079263916 |  |  | 5102-12213 | SJS-Med/Surg/Tele Overflow 3North | 15 | IU | Active
SJS4984 | P63 | Electrocardiograph, Multi-Channel | Gerson Colon | 94805 | EMPLOYEE | Y | 1 | 1 | 01/01/2025 | 01/17/2024 | 2 | M | SJS | SJS | EKG Mulitchannel Interp | 16-231 | Electrocardiographs, Multichannel, Interpretive | 440964 | GE Healthcare Technologies | MAC 5500HD | SKJ14322415PA | EMESER | Emergency Service Jan | 5102-23100 | SJS-Emergency Service | 16 | IU | Active
SJS4987 | PGEANP | GE ANNUAL PDM | Darren Eaton | DAEAT | EMPLOYEE | Y | 1 | 0.5 | 09/01/2024 | 09/07/2023 | 2 | M | SJS | SJS | Patient Data Module | 20-784 | Physiologic Monitor Modules, Multiparameter | 440964 | GE Healthcare Technologies | 2016793-003 | SA314337266GA | PDMTN | PDM 1 | 5102-13100 | SJS-Intensive Care Unit I | 15 | IU | Active
SJS4988 | P166 | Pump, Infusion, Syringe. | Gerson Colon | 94805 | EMPLOYEE | Y | 1 | 0.75 | 03/01/2025 | 03/01/2024 | 6 | M | SJS | SJS | Syringe Pump | 13-217 | Infusion Pumps, Multitherapy, Syringe | 455334 | Smiths Medical ASD Inc | 3500 | M18568 |  |  | 5102-35000 | SJS-Respiratory Care Services | 20 | IU | Active
SJS4989 | P166 | Pump, Infusion, Syringe. | Gil Matos | GIMAT | EMPLOYEE | Y | 1 | 0.75 | 10/01/2024 | 11/09/2023 | 6 | M | SJS | SJS | Syringe Pump | 13-217 | Infusion Pumps, Multitherapy, Syringe | 455334 | Smiths Medical ASD Inc | 3500 | M-1493 |  |  | 5102-13500 | SJS-Neonatal Intensive Care (NICU) | 20 | IU | Active
SJS4994 | P10123 | -Pm Device Using Mfg Procedure | Gerson Colon Jr | GECOL | EMPLOYEE | M | 6 | 5 | 06/01/2024 | 02/08/2024 | 2 | M | SJS | SJS | Nuclear Medicine Camera System | 16-892 | Scanning Systems, Gamma Camera, Planar Image | 439946 | GE Healthcare USA | 5370540-27 | CZC62878VC |  |  | 5102-36000 | SJS-Nuclear Medicine | 19 | IU | Active
SJS5002 | PSAFIN | Safety Inspection | Thomas Odaris | 85190 | EMPLOYEE | Y | 1 | 0.25 | 06/01/2024 | 06/01/2023 | 2 | M | SJS | SJS | Linear Transducer 4-13MHz | 14-121 | Transducers, Ultrasonic | 439946 | GE Healthcare USA | ML6-15-D | 332016YP5 |  |  | 5102-33900 | SJS-Ultrasound | 16 | IU | Active
SJS5003 | PMOPHM | Monitors, Physiologic, Multipurpose | Gerson Colon | 94805 | EMPLOYEE | Y | 1 | 0.5 | 01/01/2025 | 12/08/2022 | 2 | M | SJS | SJS | Bedside Physiologic Monitor | 20-171 | Monitors, Physiologic, Multipurpose, Bedside, Modular | 440964 | GE Healthcare Technologies | B450 | SJA14370527HA |  |  | 5102-23100 | SJS-Emergency Service | 15 | IU | Active
SJS5007 | P-VPM | -Vendor PM | Gerson Colon | 94805 | EMPLOYEE | Y | 1 | 0.5 | 05/01/2024 | 06/15/2023 | 2 | M | SJS | SJS | Pathogen Processor /Analyzer | 20-802 | Analyzers, Laboratory, Molecular Assay, Infectious Microorganism | 452925 | Nanosphere Inc A Luminex Co | 10-0000-07 | 18226001 |  |  | 5102-31400 | SJS-Lab Central Preocessing | 14 | IU | Active
SJS5010 | P179 | Scale, Patient. | Gerson Colon | 94805 | EMPLOYEE | Y | 1 | 0.5 | 12/01/2024 | 11/03/2023 | 2 | M | SJS | SJS | Scale Platform, Bariatric Digi | 18-458 | Scales, Patient, Platform, Electronic | 101206 | Detecto Scale Co Div Cardinal | Apex | E24719-0048 |  |  | 5102-12255 | SJS-ED Observation Unit 1South | 11 | IU | Active
SJS5011 | P10123 | -Pm Device Using Mfg Procedure | Gerson Colon | 94805 | EMPLOYEE | M | 6 | 1 | 06/01/2024 | 11/03/2023 | 2 | M | SJS | SJS | Single Chamber Warming Cabinet | 10-414 | Warmers, Blanket | 331403 | MAC Medical Inc | SWC243074-G-4B | 101019-D11 |  |  | 5102-12255 | SJS-ED Observation Unit 1South | 12 | IU | Active
SJS5012 | PQUH1F | Quarterly H-1200 Fast Flow Fluid Warmer PM. | Gerson Colon | 94805 | EMPLOYEE | M | 3 | 0.5 | 04/01/2024 | 01/16/2024 | 1 | M | SJS | SJS | Fast Flow Fluid Warmer | 17-907 | Infusion Pumps, Blood/Solution Warming | 455334 | Smiths Medical ASD Inc | H-1200 | 33002080 |  |  | 5102-23100 | SJS-Emergency Service | 20 | IU | Active
SJS5012 | PANH1F | Annual H-1200 Fast Flow Fluid Warmer PM. | Gerson Colon | 94805 | EMPLOYEE | Y | 1 | 2 | 04/01/2024 | 04/12/2023 | 2 | M | SJS | SJS | Fast Flow Fluid Warmer | 17-907 | Infusion Pumps, Blood/Solution Warming | 455334 | Smiths Medical ASD Inc | H-1200 | 33002080 |  |  | 5102-23100 | SJS-Emergency Service | 20 | IU | Active
SJS5013 | PQUH1F | Quarterly H-1200 Fast Flow Fluid Warmer PM. | Gerson Colon | 94805 | EMPLOYEE | M | 3 | 0.5 | 04/01/2024 | 01/16/2024 | 1 | M | SJS | SJS | Fast Flow Fluid Warmer | 17-907 | Infusion Pumps, Blood/Solution Warming | 455334 | Smiths Medical ASD Inc | H-1200 | 33002081 |  |  | 5102-13100 | SJS-Intensive Care Unit I | 20 | IU | Active
SJS5013 | PANH1F | Annual H-1200 Fast Flow Fluid Warmer PM. | Gerson Colon | 94805 | EMPLOYEE | Y | 1 | 2 | 04/01/2024 | 04/20/2023 | 2 | M | SJS | SJS | Fast Flow Fluid Warmer | 17-907 | Infusion Pumps, Blood/Solution Warming | 455334 | Smiths Medical ASD Inc | H-1200 | 33002081 |  |  | 5102-13100 | SJS-Intensive Care Unit I | 20 | IU | Active
SJS5019 | P179 | Scale, Patient. | Gerson Colon | 94805 | EMPLOYEE | Y | 1 | 0.5 | 01/01/2025 | 02/06/2024 | 2 | M | SJS | SJS | Scale Platform, Bariatric Digi | 18-458 | Scales, Patient, Platform, Electronic | 101206 | Detecto Scale Co Div Cardinal | Apex | E25619-0061 |  |  | 5102-23100 | SJS-Emergency Service | 12 | IU | Active
SJS5020 | P179 | Scale, Patient. | Gerson Colon | 94805 | EMPLOYEE | Y | 1 | 0.5 | 01/01/2025 | 02/21/2024 | 2 | M | SJS | SJS | Scale Platform, Bariatric Digi | 18-458 | Scales, Patient, Platform, Electronic | 101206 | Detecto Scale Co Div Cardinal | Apex | E25619-0060 |  |  | 5102-23100 | SJS-Emergency Service | 12 | IU | Active
SJS5021 | P10123 | -Pm Device Using Mfg Procedure | Gerson Colon | 94805 | EMPLOYEE | Y | 1 | 0.5 | 01/01/2025 | 02/06/2024 | 2 | M | SJS | SJS | ICU Clinical Chair | 18-404 | Chairs, Patient Recovery | 271227 | Stryker Medical | 3333 | 2019000300626 |  |  | 5102-23100 | SJS-Emergency Service | 13 | IU | Active
SJS5022 | P10123 | -Pm Device Using Mfg Procedure | Gerson Colon | 94805 | EMPLOYEE | Y | 1 | 0.5 | 01/01/2025 | 02/06/2024 | 2 | M | SJS | SJS | ICU Clinical Chair | 18-404 | Chairs, Patient Recovery | 271227 | Stryker Medical | 3333 | 2019000300627 |  |  | 5102-23100 | SJS-Emergency Service | 13 | IU | Active
SJS5032 | P10123 | -Pm Device Using Mfg Procedure | Thomas Odaris | 85190 | EMPLOYEE | M | 6 | 2.03 | 06/01/2024 | 11/17/2023 | 2 | M | SJS | SJS | Cardiac Ultrasound System | 17-422 | Scanning Systems, Ultrasonic, Cardiac | 453551 | Philips Healthcare | Epiq 7 | US014B0598 |  |  | 5102-33020 | SJS-Imaging Central Ops | 17 | IU | Active
SJS5033 | P10123 | -Pm Device Using Mfg Procedure | Darren Eaton | DAEAT | EMPLOYEE | Y | 1 | 0.5 | 01/01/2025 | 02/27/2023 | 2 | M | SJS | SJS | Handheld Video Laryngoscope | 23-532 | Laryngoscopes, Rigid, Video | 451928 | Verathon Inc | 0570-0366 | HM200337 |  |  | 5102-21100 | SJS-Surgery | 21 | IU | Active
SJS5034 | P134 | Monitor, Physiological. | Gerson Colon | 94805 | EMPLOYEE | Y | 1 | 1 | 09/01/2024 | 10/10/2022 | 2 | M | SJS | SJS | Front End Hemodynamic Monitor | 12-648 | Monitoring Systems, Physiologic, Cardiac Catheterization | 452291 | Philips Interventional Patient | FC2010 | US1511000585 |  |  | 5102-30695 | SJS-Interventional Services | 16 | IU | Active
SJS5035 | P-SAGP | -Service Agreement PM | Gerson Colon Jr | GECOL | EMPLOYEE | M | 3 | 3.34 | 06/01/2024 | 03/01/2024 | 1 | M | SJS | SJS | Angiographic/Interventional Sy | 16-597 | Radiographic/Fluoroscopic Systems, Angiographic/Interventional | 399199 | Siemens Medical Solutions USA | 10848282 | 121057 |  |  | 5102-30695 | SJS-Interventional Services | 19 | IU | Active
SJS5036 | PDOANP | Diagnostic Medical Display Annual PM | Gerson Colon Jr | GECOL | EMPLOYEE | Y | 1 | 0.7 | 04/01/2024 | 05/19/2023 | 2 | M | SJS | SJS | 5MP Grayscale Mammo 1000cd/m2 | 29-768 | Monitors, Video, High-Definition, Medical Image, Double-Head | 392478 | Barco Inc | MDMG-5221 | 2590206550 |  |  | 5102-33020 | SJS-Imaging Central Ops | 17 | IU | Active
SJS5037 | PDOANP | Diagnostic Medical Display Annual PM | Gerson Colon Jr | GECOL | EMPLOYEE | Y | 1 | 0.7 | 04/01/2024 | 05/19/2023 | 2 | M | SJS | SJS | 5MP Grayscale Mammo 1000cd/m2 | 29-768 | Monitors, Video, High-Definition, Medical Image, Double-Head | 392478 | Barco Inc | MDMG-5221 | 2590206551 |  |  | 5102-33020 | SJS-Imaging Central Ops | 17 | IU | Active
SJS5041 | P10123 | -Pm Device Using Mfg Procedure | Gerson Colon Jr | GECOL | EMPLOYEE | Y | 1 | 3.13 | 06/01/2024 | 09/20/2023 | 2 | M | SJS | SJS | Digital Portable X-ray System | 13-272 | Radiographic Units, Mobile | 439946 | GE Healthcare USA | 5555000-5 | 1034668WK2 |  |  | 5102-33020 | SJS-Imaging Central Ops | 19 | IU | Active
SJS5047 | PGEANP | GE ANNUAL PDM | Darren Eaton | DAEAT | EMPLOYEE | Y | 1 | 0.5 | 09/01/2024 | 09/29/2023 | 2 | M | SJS | SJS | Patient Data Module | 20-784 | Physiologic Monitor Modules, Multiparameter | 440964 | GE Healthcare Technologies | 2016793-003 | SA314337282GA | PDMTN | PDM 1 | 5102-13100 | SJS-Intensive Care Unit I | 15 | IU | Active
SJS5054 | P221 | Uninterruptible Power Systems | Gil Matos | GIMAT | EMPLOYEE | Y | 1 | 0.75 | 05/01/2024 | 07/18/2023 | 2 | M | SJS | SJS | UPS | 16-936 | Power Systems, Uninterruptible | 108649 | APC-American Power Conversion | BE600M1 | 4B1943P19018 |  |  | 5102-12210 | SJS-Med/Surg Unit II 4East | 13 | IU | Active
SJS5055 | P-VPM | -Vendor PM | Twanna Hardy | TWLUK | EMPLOYEE | Y | 1 | 0.5 | 03/01/2025 | 03/01/2024 | 2 | M | SJS | SJS | ESU Analyzer | CC-040 | Test Equipment | R10051 | Rigel Medical | Uni-Therm | 44L-0471 |  |  | 5102-88570 | SJS-Clinical Engineering | 13 | IU | Active
SJS5058 | P221 | Uninterruptible Power Systems | Gerson Colon | 94805 | EMPLOYEE | Y | 1 | 0.75 | 09/01/2024 | 10/02/2023 | 2 | M | SJS | SJS | UPS | 16-936 | Power Systems, Uninterruptible | 106890 | Tripp Lite | SMART 1200XLHG | 2720CVHSM886D00108 |  |  | 5102-30695 | SJS-Interventional Services | 13 | IU | Active
SJS5059 | P221 | Uninterruptible Power Systems | Gerson Colon | 94805 | EMPLOYEE | Y | 1 | 0.75 | 09/01/2024 | 10/05/2023 | 2 | M | SJS | SJS | UPS | 16-936 | Power Systems, Uninterruptible | 106890 | Tripp Lite | SMART 1200XLHG | 2501AYOSM875900162 |  |  | 5102-30695 | SJS-Interventional Services | 13 | IU | Active
SJS5060 | P41 | Circulatory Assist Unit, Intra-Aortic Balloon. | Gerson Colon | 94805 | EMPLOYEE | M | 6 | 1 | 06/01/2024 | 12/16/2023 | 1 | M | SJS | SJS | Balloon Pump | 10-846 | Circulatory Assist Units, Intra-Aortic Balloon | 453766 | MAQUET Cardiovascular LLC A Ge | 0998-00-0800-53 | CH201834L4 |  |  | 5102-30695 | SJS-Interventional Services | 40 | LS | High Risk
SJS5061 | P221 | Uninterruptible Power Systems | Gerson Colon | 94805 | EMPLOYEE | Y | 1 | 0.75 | 09/01/2024 | 10/05/2023 | 2 | M | SJS | SJS | UPS | 16-936 | Power Systems, Uninterruptible | 106890 | Tripp Lite | SMART 1200XLHG | 2501AYOSM875900041 |  |  | 5102-30695 | SJS-Interventional Services | 13 | IU | Active
SJS5064 | PAES06 | Aestiva (6 Month) | Tim McElrath | 11619 | EMPLOYEE | M | 6 | 2 | 08/01/2024 | 02/29/2024 | 1 | M | SJS | SJS | MRI Anesthesia Machine | 10-134 | Anesthesia Units | 351254 | Datex-Ohmeda Inc Div GE Health | 1006-9310-000 | AMTT02025 | FSSFEB | SJS-ANESTHESIOLOGY FSS Feb | 5102-20100 | SJS-Anesthesiology | 40 | LS | High Risk
SJS5064 | PAES12 | Aestiva (12 Months) | Tim McElrath | 11619 | EMPLOYEE | Y | 1 | 2.5 | 08/01/2024 | 02/19/2020 | 1 | M | SJS | SJS | MRI Anesthesia Machine | 10-134 | Anesthesia Units | 351254 | Datex-Ohmeda Inc Div GE Health | 1006-9310-000 | AMTT02025 | FSSFEB | SJS-ANESTHESIOLOGY FSS Feb | 5102-20100 | SJS-Anesthesiology | 40 | LS | High Risk
SJS5064 | PAES24 | Aestiva (24 Months) | Tim McElrath | 11619 | EMPLOYEE | Y | 2 | 3.5 | 08/01/2024 | 02/26/2021 | 1 | M | SJS | SJS | MRI Anesthesia Machine | 10-134 | Anesthesia Units | 351254 | Datex-Ohmeda Inc Div GE Health | 1006-9310-000 | AMTT02025 | FSSFEB | SJS-ANESTHESIOLOGY FSS Feb | 5102-20100 | SJS-Anesthesiology | 40 | LS | High Risk
SJS5064 | PVEPM2 | VENDOR PM Aisys (48 Months) | Tim McElrath | 11619 | EMPLOYEE | Y | 4 | 0.5 | 08/01/2026 | 08/31/2022 | 1 | M | SJS | SJS | MRI Anesthesia Machine | 10-134 | Anesthesia Units | 351254 | Datex-Ohmeda Inc Div GE Health | 1006-9310-000 | AMTT02025 | FSSFEB | SJS-ANESTHESIOLOGY FSS Feb | 5102-20100 | SJS-Anesthesiology | 40 | LS | High Risk
SJS5068 | P10123 | -Pm Device Using Mfg Procedure | Gerson Colon | 94805 | EMPLOYEE | Y | 1 | 0.5 | 08/01/2024 | 09/19/2023 | 2 | M | SJS | SJS | Nurse Call Console | 15-614 | Hospital Communication Systems, Nurse Call | 103070 | Rauland-Borg Corp | 351200 | 134360140 | RAULAN | Rauland-Borg Corp | 5102-12225 | SJS-Med/Surg Unit I 4West | 13 | IU | Active
SJS5069 | P10123 | -Pm Device Using Mfg Procedure | Gerson Colon | 94805 | EMPLOYEE | Y | 1 | 0.5 | 08/01/2024 | 09/11/2023 | 2 | M | SJS | SJS | Nurse Call Console | 15-614 | Hospital Communication Systems, Nurse Call | 103070 | Rauland-Borg Corp | 351200 | 134360143 | RAULAN | Rauland-Borg Corp | 5102-23100 | SJS-Emergency Service | 12 | IU | Active
SJS5076 | P10123 | -Pm Device Using Mfg Procedure | Darren Eaton | DAEAT | EMPLOYEE | Y | 1 | 0.5 | 04/01/2024 | 04/03/2023 | 2 | M | SJS | SJS | Level-of-Consciousness Monitor | 20-160 | Monitors, Physiologic, Electroencephalography, Intraoperative, Level-of-Consciousness | 452294 | Covidien (US) | 185-0151 | VT58523 |  |  | 5102-13100 | SJS-Intensive Care Unit I | 15 | IU | Active
SJS5077 | P10123 | -Pm Device Using Mfg Procedure | Darren Eaton | DAEAT | EMPLOYEE | Y | 1 | 0.5 | 04/01/2024 | 04/03/2023 | 2 | M | SJS | SJS | Level-of-Consciousness Monitor | 20-160 | Monitors, Physiologic, Electroencephalography, Intraoperative, Level-of-Consciousness | 452294 | Covidien (US) | 185-0151 | VT58522 |  |  | 5102-13100 | SJS-Intensive Care Unit I | 15 | IU | Active
SJS5078 | PDAOHG | GE E-miniC Respiratory Single-width Airway Module | Gerson Colon | 94805 | EMPLOYEE | Y | 1 | 1.5 | 09/01/2024 | 02/29/2024 | 2 | M | SJS | SJS | Gas Module | 20-776 | Physiologic Monitor Modules, Exhaled Carbon Dioxide | 440964 | GE Healthcare Technologies | E-MiniC-00 | 7154637 |  |  | 5102-30695 | SJS-Interventional Services | 16 | IU | Active
SJS5081 | PSAFIN | Safety Inspection | Thomas Odaris | 85190 | EMPLOYEE | Y | 1 | 0.25 | 06/01/2024 | 06/26/2023 | 2 | M | SJS | SJS | Microconvex Array Probe | 14-121END | Transducers, Ultrasonic, Endocavity | 439946 | GE Healthcare USA | IC5-9-D | 857666WX2 |  |  | 5102-33900 | SJS-Ultrasound | 16 | IU | Active
SJS5083 | P--ORS | --- OR Safety Inspection --- | Darren Eaton | DAEAT | EMPLOYEE | M | 6 | 0.25 | 07/01/2024 | 08/11/2023 | 2 | M | SJS | SJS | Plasmakinetic Pulse Generator | 27-083 | Electrosurgical Units, Monopolar/Bipolar, Tissue Fusion | 397725 | Gyrus ACMI Surgical and Endosc | 744000 PK System | 1820303 |  |  | 5102-21100 | SJS-Surgery | 33 | IU | Active
SJS5083 | P10123 | -Pm Device Using Mfg Procedure | Darren Eaton | DAEAT | EMPLOYEE | Y | 1 | 0.8 | 01/01/2025 | 01/30/2024 | 2 | M | SJS | SJS | Plasmakinetic Pulse Generator | 27-083 | Electrosurgical Units, Monopolar/Bipolar, Tissue Fusion | 397725 | Gyrus ACMI Surgical and Endosc | 744000 PK System | 1820303 |  |  | 5102-21100 | SJS-Surgery | 33 | IU | Active
SJS5086 | P--ORS | --- OR Safety Inspection --- | Darren Eaton | DAEAT | EMPLOYEE | M | 6 | 0.25 | 08/01/2024 | 02/21/2024 | 2 | M | SJS | SJS | Handheld Video Laryngoscope | 23-532 | Laryngoscopes, Rigid, Video | 451928 | Verathon Inc | GlideScope Core 15 | CN190381 |  |  | 5102-20100 | SJS-Anesthesiology | 25 | IU | Active
SJS5087 | P-SAGP | -Service Agreement PM | Gerson Colon | 94805 | EMPLOYEE | Y | 1 | 0.5 | 04/01/2024 | 10/23/2023 | 1 | M | SJS | SJS | Circulatory Assist Unit, Ventr | 10-847 | Circulatory Assist Units, Cardiac, Ventricular | 105738 | ABIOMED Inc | 0042-0010 | IC7742 |  |  | 5102-30695 | SJS-Interventional Services | 40 | LS | High Risk
SJS5087 | P--ORS | --- OR Safety Inspection --- | Gerson Colon | 94805 | EMPLOYEE | M | 6 | 0.25 | 08/01/2024 | 02/22/2024 | 1 | M | SJS | SJS | Circulatory Assist Unit, Ventr | 10-847 | Circulatory Assist Units, Cardiac, Ventricular | 105738 | ABIOMED Inc | 0042-0010 | IC7742 |  |  | 5102-30695 | SJS-Interventional Services | 40 | LS | High Risk
SJS5088 | P-SAGP | -Service Agreement PM | Gerson Colon | 94805 | EMPLOYEE | Y | 1 | 0.5 | 05/01/2024 | 06/02/2023 | 1 | M | SJS | SJS | Circulatory Assist Unit, Ventr | 10-847 | Circulatory Assist Units, Cardiac, Ventricular | 105738 | ABIOMED Inc | 0042-0010 | IC7743 |  |  | 5102-30695 | SJS-Interventional Services | 40 | LS | High Risk
SJS5088 | P--ORS | --- OR Safety Inspection --- | Gerson Colon | 94805 | EMPLOYEE | M | 6 | 0.25 | 08/01/2024 | 02/22/2024 | 1 | M | SJS | SJS | Circulatory Assist Unit, Ventr | 10-847 | Circulatory Assist Units, Cardiac, Ventricular | 105738 | ABIOMED Inc | 0042-0010 | IC7743 |  |  | 5102-30695 | SJS-Interventional Services | 40 | LS | High Risk
SJS5089 | PMOPHM | Monitors, Physiologic, Multipurpose | Darren Eaton | DAEAT | EMPLOYEE | Y | 1 | 0.5 | 12/01/2024 | 11/21/2023 | 2 | M | SJS | SJS | Bedside Physiologic Monitor | 20-171 | Monitors, Physiologic, Multipurpose, Bedside, Modular | 440964 | GE Healthcare Technologies | B450 | SNE20073008SA |  |  | 5102-12250 | SJS-Med/Surg/Tele Unit 4South | 16 | IU | Active
SJS5090 | PGEANP | GE ANNUAL PDM | Darren Eaton | DAEAT | EMPLOYEE | Y | 1 | 0.7 | 09/01/2024 | 10/20/2023 | 2 | M | SJS | SJS | Patient Data Module | 20-784 | Physiologic Monitor Modules, Multiparameter | 440964 | GE Healthcare Technologies | 2016793-003 | SPX20060232SA | PDMET | PDM 2 | 5102-12250 | SJS-Med/Surg/Tele Unit 4South | 16 | IU | Active
SJS5091 | PMOPHM | Monitors, Physiologic, Multipurpose | Darren Eaton | DAEAT | EMPLOYEE | Y | 1 | 0.5 | 12/01/2024 | 11/21/2023 | 2 | M | SJS | SJS | Bedside Physiologic Monitor | 20-171 | Monitors, Physiologic, Multipurpose, Bedside, Modular | 440964 | GE Healthcare Technologies | B450 | SNE20073005SA |  |  | 5102-12250 | SJS-Med/Surg/Tele Unit 4South | 16 | IU | Active
SJS5092 | PGEANP | GE ANNUAL PDM | Darren Eaton | DAEAT | EMPLOYEE | Y | 1 | 0.7 | 09/01/2024 | 10/02/2023 | 2 | M | SJS | SJS | Patient Data Module | 20-784 | Physiologic Monitor Modules, Multiparameter | 440964 | GE Healthcare Technologies | 2016793-003 | SPX20050410SA | PDMET | PDM 2 | 5102-12250 | SJS-Med/Surg/Tele Unit 4South | 16 | IU | Active
SJS5093 | PGEANP | GE ANNUAL PDM | Darren Eaton | DAEAT | EMPLOYEE | Y | 1 | 0.7 | 09/01/2024 | 09/22/2023 | 2 | M | SJS | SJS | Patient Data Module | 20-784 | Physiologic Monitor Modules, Multiparameter | 440964 | GE Healthcare Technologies | 2016793-003 | SPX20060296SA | PDMET | PDM 2 | 5102-12250 | SJS-Med/Surg/Tele Unit 4South | 16 | IU | Active
SJS5094 | PMOPHM | Monitors, Physiologic, Multipurpose | Darren Eaton | DAEAT | EMPLOYEE | Y | 1 | 0.5 | 12/01/2024 | 11/21/2023 | 2 | M | SJS | SJS | Bedside Physiologic Monitor | 20-171 | Monitors, Physiologic, Multipurpose, Bedside, Modular | 440964 | GE Healthcare Technologies | B450 | SNE20073010SA |  |  | 5102-12250 | SJS-Med/Surg/Tele Unit 4South | 16 | IU | Active
SJS5095 | PMOPHM | Monitors, Physiologic, Multipurpose | Darren Eaton | DAEAT | EMPLOYEE | Y | 1 | 0.5 | 12/01/2024 | 11/21/2023 | 2 | M | SJS | SJS | Bedside Physiologic Monitor | 20-171 | Monitors, Physiologic, Multipurpose, Bedside, Modular | 440964 | GE Healthcare Technologies | B450 | SNE20062111SA |  |  | 5102-12250 | SJS-Med/Surg/Tele Unit 4South | 16 | IU | Active
SJS5096 | PGEANP | GE ANNUAL PDM | Darren Eaton | DAEAT | EMPLOYEE | Y | 1 | 0.7 | 09/01/2024 | 09/28/2023 | 2 | M | SJS | SJS | Patient Data Module | 20-784 | Physiologic Monitor Modules, Multiparameter | 440964 | GE Healthcare Technologies | 2016793-003 | SPX20060450SA | PDMET | PDM 2 | 5102-12250 | SJS-Med/Surg/Tele Unit 4South | 16 | IU | Active
SJS5097 | PMOPHM | Monitors, Physiologic, Multipurpose | Darren Eaton | DAEAT | EMPLOYEE | Y | 1 | 0.5 | 12/01/2024 | 11/21/2023 | 2 | M | SJS | SJS | Bedside Physiologic Monitor | 20-171 | Monitors, Physiologic, Multipurpose, Bedside, Modular | 440964 | GE Healthcare Technologies | B450 | SNE20052184SA |  |  | 5102-12250 | SJS-Med/Surg/Tele Unit 4South | 16 | IU | Active
SJS5098 | PGEANP | GE ANNUAL PDM | Darren Eaton | DAEAT | EMPLOYEE | Y | 1 | 0.7 | 09/01/2024 | 09/12/2023 | 2 | M | SJS | SJS | Patient Data Module | 20-784 | Physiologic Monitor Modules, Multiparameter | 440964 | GE Healthcare Technologies | 2016793-003 | SPX20060235SA | PDMET | PDM 2 | 5102-12250 | SJS-Med/Surg/Tele Unit 4South | 16 | IU | Active
SJS5099 | P-PDEU | LP20/LP20e Pm Device Using Mfg Procedure | Darren Eaton | DAEAT | EMPLOYEE | Y | 1 | 0.75 | 07/01/2024 | 07/29/2022 | 1 | M | SJS | SJS | LP20e Defibrillator/Pacer | 17-882B | Defibrillator/Pacemakers, External, Biphasic | 452575 | Physio-Control Inc | LP20E | 48623842 |  |  | 5102-12250 | SJS-Med/Surg/Tele Unit 4South | 40 | LS | High Risk
SJS5099 | P2YEBA | LP20 2 Year Battery Replacement and PM | Darren Eaton | DAEAT | EMPLOYEE | Y | 2 | 1 | 07/01/2025 | 07/13/2021 | 1 | M | SJS | SJS | LP20e Defibrillator/Pacer | 17-882B | Defibrillator/Pacemakers, External, Biphasic | 452575 | Physio-Control Inc | LP20E | 48623842 |  |  | 5102-12250 | SJS-Med/Surg/Tele Unit 4South | 40 | LS | High Risk
SJS5099 | PLP5YE | LP20 5 Year Coin Battery Replacement | Darren Eaton | DAEAT | EMPLOYEE | Y | 5 | 1.6 | 07/01/2028 | 07/13/2023 | 1 | M | SJS | SJS | LP20e Defibrillator/Pacer | 17-882B | Defibrillator/Pacemakers, External, Biphasic | 452575 | Physio-Control Inc | LP20E | 48623842 |  |  | 5102-12250 | SJS-Med/Surg/Tele Unit 4South | 40 | LS | High Risk
SJS5100 | P-PDEU | LP20/LP20e Pm Device Using Mfg Procedure | Darren Eaton | DAEAT | EMPLOYEE | Y | 1 | 0.75 | 07/01/2024 | 07/28/2022 | 1 | M | SJS | SJS | LP20e Defibrillator/Pacer | 17-882B | Defibrillator/Pacemakers, External, Biphasic | 452575 | Physio-Control Inc | LP20E | 48600518 |  |  | 5102-12250 | SJS-Med/Surg/Tele Unit 4South | 40 | LS | High Risk
SJS5100 | P2YEBA | LP20 2 Year Battery Replacement and PM | Darren Eaton | DAEAT | EMPLOYEE | Y | 2 | 1 | 07/01/2025 | 07/19/2021 | 1 | M | SJS | SJS | LP20e Defibrillator/Pacer | 17-882B | Defibrillator/Pacemakers, External, Biphasic | 452575 | Physio-Control Inc | LP20E | 48600518 |  |  | 5102-12250 | SJS-Med/Surg/Tele Unit 4South | 40 | LS | High Risk
SJS5100 | PLP5YE | LP20 5 Year Coin Battery Replacement | Darren Eaton | DAEAT | EMPLOYEE | Y | 5 | 1.6 | 07/01/2028 | 07/14/2023 | 1 | M | SJS | SJS | LP20e Defibrillator/Pacer | 17-882B | Defibrillator/Pacemakers, External, Biphasic | 452575 | Physio-Control Inc | LP20E | 48600518 |  |  | 5102-12250 | SJS-Med/Surg/Tele Unit 4South | 40 | LS | High Risk
SJS5101 | PANCAE | Annual Care E Vac 3 PM | Twanna Hardy | TWLUK | EMPLOYEE | Y | 1 | 0.5 | 07/01/2024 | 08/18/2023 | 2 | M | SJS | SJS | Portable Suction | 27-657 | Aspirators, Airway | 452041 | Ohio Medical Corp | 758000 | CEV3Y01008 |  |  | 5102-85400 | SJS-Materials Mgmt Purch (Sys Au) | 12 | IU | Active
SJS5101 | P3YEB1 | 3 Year Battery Replacement and Annual Care E Vac 3 PM | Twanna Hardy | TWLUK | EMPLOYEE | Y | 3 | 1.2 | 07/01/2024 |  | 2 | M | SJS | SJS | Portable Suction | 27-657 | Aspirators, Airway | 452041 | Ohio Medical Corp | 758000 | CEV3Y01008 |  |  | 5102-85400 | SJS-Materials Mgmt Purch (Sys Au) | 12 | IU | Active
SJS5102 | P-PDEU | LP20/LP20e Pm Device Using Mfg Procedure | Darren Eaton | DAEAT | EMPLOYEE | Y | 1 | 0.75 | 07/01/2024 | 07/28/2022 | 1 | M | SJS | SJS | LP20e Defibrillator/Pacer | 17-882B | Defibrillator/Pacemakers, External, Biphasic | 452575 | Physio-Control Inc | LP20E | 48623640 |  |  | 5102-12250 | SJS-Med/Surg/Tele Unit 4South | 40 | LS | High Risk
SJS5102 | P2YEBA | LP20 2 Year Battery Replacement and PM | Darren Eaton | DAEAT | EMPLOYEE | Y | 2 | 1 | 07/01/2025 | 07/23/2021 | 1 | M | SJS | SJS | LP20e Defibrillator/Pacer | 17-882B | Defibrillator/Pacemakers, External, Biphasic | 452575 | Physio-Control Inc | LP20E | 48623640 |  |  | 5102-12250 | SJS-Med/Surg/Tele Unit 4South | 40 | LS | High Risk
SJS5102 | PLP5YE | LP20 5 Year Coin Battery Replacement | Darren Eaton | DAEAT | EMPLOYEE | Y | 5 | 1.6 | 07/01/2028 | 07/21/2023 | 1 | M | SJS | SJS | LP20e Defibrillator/Pacer | 17-882B | Defibrillator/Pacemakers, External, Biphasic | 452575 | Physio-Control Inc | LP20E | 48623640 |  |  | 5102-12250 | SJS-Med/Surg/Tele Unit 4South | 40 | LS | High Risk
SJS5108 | P10123 | -Pm Device Using Mfg Procedure | Darren Eaton | DAEAT | EMPLOYEE | Y | 1 | 0.5 | 04/01/2024 | 04/19/2023 | 2 | M | SJS | SJS | Touch Screen Pulse Oximeter | 17-148 | Oximeters, Pulse | 371567 | Masimo Corp | Radical 7 | 1000168118 | PROCAR | Progressive Care Unit | 5102-13100 | SJS-Intensive Care Unit I | 16 | IU | Active
SJS5110 | P10123 | -Pm Device Using Mfg Procedure | Darren Eaton | DAEAT | EMPLOYEE | Y | 1 | 0.5 | 04/01/2024 | 04/19/2023 | 2 | M | SJS | SJS | Touch Screen Pulse Oximeter | 17-148 | Oximeters, Pulse | 371567 | Masimo Corp | Radical 7 | 1000168558 | PROCAR | Progressive Care Unit | 5102-13100 | SJS-Intensive Care Unit I | 16 | IU | Active
SJS5111 | P10123 | -Pm Device Using Mfg Procedure | Darren Eaton | DAEAT | EMPLOYEE | Y | 1 | 0.5 | 04/01/2024 | 04/19/2023 | 2 | M | SJS | SJS | Touch Screen Pulse Oximeter | 17-148 | Oximeters, Pulse | 371567 | Masimo Corp | Radical 7 | 1000168199 | PROCAR | Progressive Care Unit | 5102-13100 | SJS-Intensive Care Unit I | 16 | IU | Active
SJS5113 | P10123 | -Pm Device Using Mfg Procedure | Darren Eaton | DAEAT | EMPLOYEE | Y | 1 | 0.5 | 04/01/2024 | 04/19/2023 | 2 | M | SJS | SJS | Touch Screen Pulse Oximeter | 17-148 | Oximeters, Pulse | 371567 | Masimo Corp | Radical 7 | 1000168150 | PROCAR | Progressive Care Unit | 5102-13100 | SJS-Intensive Care Unit I | 16 | IU | Active
SJS5114 | P10123 | -Pm Device Using Mfg Procedure | Darren Eaton | DAEAT | EMPLOYEE | Y | 1 | 0.5 | 04/01/2024 | 04/19/2023 | 2 | M | SJS | SJS | Touch Screen Pulse Oximeter | 17-148 | Oximeters, Pulse | 371567 | Masimo Corp | Radical 7 | 1000168489 | PROCAR | Progressive Care Unit | 5102-13100 | SJS-Intensive Care Unit I | 16 | IU | Active
SJS5120 | P-VPM | -Vendor PM | Gerson Colon | 94805 | EMPLOYEE | M | 6 | 0.5 | 05/01/2024 | 02/08/2024 | 2 | M | SJS | SJS | POC Whole Blood Oximeter | 18-635 | Oximeters, In Vitro, Point-of-Care | 452926 | Waters Medical Systems | 2100 | 304275.1070 |  |  | 5102-30695 | SJS-Interventional Services | 15 | IU | Active
SJS5121 | P-VPM | -Vendor PM | Gerson Colon | 94805 | EMPLOYEE | M | 6 | 0.5 | 08/01/2024 | 02/14/2024 | 2 | M | SJS | SJS | POC Whole Blood Oximeter | 18-635 | Oximeters, In Vitro, Point-of-Care | 452926 | Waters Medical Systems | 2100 | 304277.1072 |  |  | 5102-30695 | SJS-Interventional Services | 15 | IU | Active
SJS5122 | P-VPM | -Vendor PM | Gerson Colon | 94805 | EMPLOYEE | M | 6 | 0.5 | 09/01/2024 | 03/01/2024 | 2 | M | SJS | SJS | POC Whole Blood Oximeter | 18-635 | Oximeters, In Vitro, Point-of-Care | 452926 | Waters Medical Systems | 2100 | 304278.1073 |  |  | 5102-30695 | SJS-Interventional Services | 15 | IU | Active
SJS5123 | P10123 | -Pm Device Using Mfg Procedure | Thomas Odaris | 85190 | EMPLOYEE | M | 6 | 4 | 06/01/2024 | 12/22/2023 | 2 | M | SJS | SJS | Diagnostic Ultrasound System | 14-278 | Scanning Systems, Ultrasonic | 439946 | GE Healthcare USA | LOGIQ E10 | 503197US7 |  |  | 5102-33900 | SJS-Ultrasound | 17 | IU | Active
SJS5124 | PSAFIN | Safety Inspection | Thomas Odaris | 85190 | EMPLOYEE | Y | 1 | 0.25 | 06/01/2024 | 06/26/2023 | 2 | M | SJS | SJS | Linear Transducer | 14-121 | Transducers, Ultrasonic | 439946 | GE Healthcare USA | 5336965 | 240119WP8 |  |  | 5102-33900 | SJS-Ultrasound | 16 | IU | Active
SJS5125 | PSAFIN | Safety Inspection | Thomas Odaris | 85190 | EMPLOYEE | Y | 1 | 0.25 | 06/01/2024 | 06/01/2023 | 2 | M | SJS | SJS | Transducer Probe | 14-121 | Transducers, Ultrasonic | 439946 | GE Healthcare USA | 5493011 | 350403YP2 |  |  | 5102-33900 | SJS-Ultrasound | 16 | IU | Active
SJS5126 | PSAFIN | Safety Inspection | Thomas Odaris | 85190 | EMPLOYEE | Y | 1 | 0.25 | 06/01/2024 | 06/06/2023 | 2 | M | SJS | SJS | Linear Transducer 4-13MHz | 14-121 | Transducers, Ultrasonic | 439946 | GE Healthcare USA | ML6-15-D | 240778WP1 |  |  | 5102-33900 | SJS-Ultrasound | 16 | IU | Active
SJS5127 | PSAFIN | Safety Inspection | Thomas Odaris | 85190 | EMPLOYEE | Y | 1 | 0.25 | 06/01/2024 | 06/21/2023 | 2 | M | SJS | SJS | Transducer Probe | 14-121 | Transducers, Ultrasonic | 439946 | GE Healthcare USA | 5418916 | 35078YP8 |  |  | 5102-33900 | SJS-Ultrasound | 16 | IU | Active
SJS5128 | PSAFIN | Safety Inspection | Thomas Odaris | 85190 | EMPLOYEE | Y | 1 | 0.25 | 06/01/2024 | 06/01/2023 | 2 | M | SJS | SJS | Transducer 4-8.5 MHz 4D | 14-121 | Transducers, Ultrasonic | 439946 | GE Healthcare USA | H48681MG | 839289WX6 |  |  | 5102-33900 | SJS-Ultrasound | 16 | IU | Active
SJS5129 | PSAFIN | Safety Inspection | Thomas Odaris | 85190 | EMPLOYEE | Y | 1 | 0.25 | 06/01/2024 | 06/21/2023 | 2 | M | SJS | SJS | XDclear Linear Array Probe | 14-121 | Transducers, Ultrasonic | 439946 | GE Healthcare USA | L2-9-D | 188001PD2 |  |  | 5102-33900 | SJS-Ultrasound | 16 | IU | Active
SJS5130 | PSAFIN | Safety Inspection | Thomas Odaris | 85190 | EMPLOYEE | Y | 1 | 0.25 | 06/01/2024 | 06/01/2023 | 2 | M | SJS | SJS | Microconvex Array Probe | 14-121END | Transducers, Ultrasonic, Endocavity | 439946 | GE Healthcare USA | IC5-9-D | 847758WX0 |  |  | 5102-33900 | SJS-Ultrasound | 16 | IU | Active
SJS5136 | P37 | Centrifuge, Table Top | Gerson Colon | 94805 | EMPLOYEE | M | 6 | 0.7 | 08/01/2024 | 03/06/2024 | 2 | M | SJS | SJS | Centrifuges, Tabletop | 10-780 | Centrifuges, Tabletop | 452492 | Hettich Lab Technology North A | 1101-01 | 0000655-07 |  |  | 5102-31400 | SJS-Lab Central Preocessing | 12 | IU | Active
SJS5141 | P-SAGP | -Service Agreement PM | Darren Eaton | DAEAT | EMPLOYEE | M | 6 | 0.5 | 09/01/2024 | 03/01/2024 | 2 | M | SJS | SJS | Rover Waste Management | 23-151 | Waste-Disposal Units, Liquid | 101991 | Stryker Instruments | 0703-001-000 | 2012511993 | ORSTRY | OR STRYKER | 5102-21100 | SJS-Surgery | 33 | IU | Active
SJS5147 | P-PDEU | LP20/LP20e Pm Device Using Mfg Procedure | Gil Matos | GIMAT | EMPLOYEE | Y | 1 | 0.75 | 07/01/2024 | 07/27/2022 | 1 | M | SJS | SJS | LP20e Defibrillator/Pacer | 17-882B | Defibrillator/Pacemakers, External, Biphasic | 452575 | Physio-Control Inc | LP20E | 48600390 |  |  | 5102-14000 | SJS-Pedi Med/Surg/Tele | 40 | LS | High Risk
SJS5147 | P2YEBA | LP20 2 Year Battery Replacement and PM | Gil Matos | GIMAT | EMPLOYEE | Y | 2 | 1 | 07/01/2025 | 07/19/2021 | 1 | M | SJS | SJS | LP20e Defibrillator/Pacer | 17-882B | Defibrillator/Pacemakers, External, Biphasic | 452575 | Physio-Control Inc | LP20E | 48600390 |  |  | 5102-14000 | SJS-Pedi Med/Surg/Tele | 40 | LS | High Risk
SJS5147 | PLP5YE | LP20 5 Year Coin Battery Replacement | Gil Matos | GIMAT | EMPLOYEE | Y | 5 | 1.6 | 07/01/2028 | 07/27/2023 | 1 | M | SJS | SJS | LP20e Defibrillator/Pacer | 17-882B | Defibrillator/Pacemakers, External, Biphasic | 452575 | Physio-Control Inc | LP20E | 48600390 |  |  | 5102-14000 | SJS-Pedi Med/Surg/Tele | 40 | LS | High Risk
SJS5150 | PANCAE | Annual Care E Vac 3 PM | Twanna Hardy | TWLUK | EMPLOYEE | Y | 1 | 0.5 | 07/01/2024 | 08/31/2023 | 2 | M | SJS | SJS | Portable Suction | 27-657 | Aspirators, Airway | 452041 | Ohio Medical Corp | 758000 | CEV3Z00096 |  |  | 5102-85400 | SJS-Materials Mgmt Purch (Sys Au) | 12 | IU | Active
SJS5150 | P3YEB1 | 3 Year Battery Replacement and Annual Care E Vac 3 PM | Twanna Hardy | TWLUK | EMPLOYEE | Y | 3 | 1.2 | 07/01/2024 |  | 2 | M | SJS | SJS | Portable Suction | 27-657 | Aspirators, Airway | 452041 | Ohio Medical Corp | 758000 | CEV3Z00096 |  |  | 5102-85400 | SJS-Materials Mgmt Purch (Sys Au) | 12 | IU | Active
SJS5151 | P-PDEU | LP20/LP20e Pm Device Using Mfg Procedure | Darren Eaton | DAEAT | EMPLOYEE | Y | 1 | 0.75 | 07/01/2024 | 07/29/2022 | 1 | M | SJS | SJS | LP20e Defibrillator/Pacer | 17-882B | Defibrillator/Pacemakers, External, Biphasic | 452575 | Physio-Control Inc | LP20E | 48600447 |  |  | 5102-13100 | SJS-Intensive Care Unit I | 40 | LS | High Risk
SJS5151 | P2YEBA | LP20 2 Year Battery Replacement and PM | Darren Eaton | DAEAT | EMPLOYEE | Y | 2 | 1 | 07/01/2025 | 07/19/2021 | 1 | M | SJS | SJS | LP20e Defibrillator/Pacer | 17-882B | Defibrillator/Pacemakers, External, Biphasic | 452575 | Physio-Control Inc | LP20E | 48600447 |  |  | 5102-13100 | SJS-Intensive Care Unit I | 40 | LS | High Risk
SJS5151 | PLP5YE | LP20 5 Year Coin Battery Replacement | Darren Eaton | DAEAT | EMPLOYEE | Y | 5 | 1.6 | 07/01/2028 | 07/20/2023 | 1 | M | SJS | SJS | LP20e Defibrillator/Pacer | 17-882B | Defibrillator/Pacemakers, External, Biphasic | 452575 | Physio-Control Inc | LP20E | 48600447 |  |  | 5102-13100 | SJS-Intensive Care Unit I | 40 | LS | High Risk
SJS5152 | PANCAE | Annual Care E Vac 3 PM | Twanna Hardy | TWLUK | EMPLOYEE | Y | 1 | 0.5 | 07/01/2024 | 08/24/2023 | 2 | M | SJS | SJS | Portable Suction | 27-657 | Aspirators, Airway | 452041 | Ohio Medical Corp | 758000 | CEV3Z00099 |  |  | 5102-85400 | SJS-Materials Mgmt Purch (Sys Au) | 12 | IU | Active
SJS5152 | P3YEB1 | 3 Year Battery Replacement and Annual Care E Vac 3 PM | Twanna Hardy | TWLUK | EMPLOYEE | Y | 3 | 1.2 | 07/01/2024 |  | 2 | M | SJS | SJS | Portable Suction | 27-657 | Aspirators, Airway | 452041 | Ohio Medical Corp | 758000 | CEV3Z00099 |  |  | 5102-85400 | SJS-Materials Mgmt Purch (Sys Au) | 12 | IU | Active
SJS5153 | PANCAE | Annual Care E Vac 3 PM | Gil Matos | GIMAT | EMPLOYEE | Y | 1 | 0.5 | 07/01/2024 | 08/15/2023 | 2 | M | SJS | SJS | Portable Suction | 27-657 | Aspirators, Airway | 452041 | Ohio Medical Corp | 758000 | CEV3Z00080 |  |  | 5102-14000 | SJS-Pedi Med/Surg/Tele | 12 | IU | Active
SJS5153 | P3YEB1 | 3 Year Battery Replacement and Annual Care E Vac 3 PM | Gil Matos | GIMAT | EMPLOYEE | Y | 3 | 1.2 | 07/01/2024 |  | 2 | M | SJS | SJS | Portable Suction | 27-657 | Aspirators, Airway | 452041 | Ohio Medical Corp | 758000 | CEV3Z00080 |  |  | 5102-14000 | SJS-Pedi Med/Surg/Tele | 12 | IU | Active
SJS5154 | PANCAE | Annual Care E Vac 3 PM | Twanna Hardy | TWLUK | EMPLOYEE | Y | 1 | 0.5 | 07/01/2024 | 08/22/2023 | 2 | M | SJS | SJS | Portable Suction | 27-657 | Aspirators, Airway | 452041 | Ohio Medical Corp | 758000 | CEV3Z00079 |  |  | 5102-85400 | SJS-Materials Mgmt Purch (Sys Au) | 12 | IU | Active
SJS5154 | P3YEB1 | 3 Year Battery Replacement and Annual Care E Vac 3 PM | Twanna Hardy | TWLUK | EMPLOYEE | Y | 3 | 1.2 | 07/01/2024 |  | 2 | M | SJS | SJS | Portable Suction | 27-657 | Aspirators, Airway | 452041 | Ohio Medical Corp | 758000 | CEV3Z00079 |  |  | 5102-85400 | SJS-Materials Mgmt Purch (Sys Au) | 12 | IU | Active
SJS5161 | PMOPHM | Monitors, Physiologic, Multipurpose | Darren Eaton | DAEAT | EMPLOYEE | Y | 1 | 0.5 | 03/01/2025 | 05/03/2023 | 2 | M | SJS | SJS | Bedside Physiologic Monitor | 20-171 | Monitors, Physiologic, Multipurpose, Bedside, Modular | 440964 | GE Healthcare Technologies | B450 | SNE20052213SA | PROCAR | Progressive Care Unit | 5102-13100 | SJS-Intensive Care Unit I | 16 | IU | Active
SJS5162 | PGEANP | GE ANNUAL PDM | Darren Eaton | DAEAT | EMPLOYEE | Y | 1 | 0.7 | 09/01/2024 | 09/28/2023 | 2 | M | SJS | SJS | Patient Data Module | 20-784 | Physiologic Monitor Modules, Multiparameter | 440964 | GE Healthcare Technologies | 2016793-003 | SPX20060457SA | PDMTN | PDM 1 | 5102-13100 | SJS-Intensive Care Unit I | 16 | IU | Active
SJS5163 | PMOPHM | Monitors, Physiologic, Multipurpose | Darren Eaton | DAEAT | EMPLOYEE | Y | 1 | 0.5 | 03/01/2025 | 04/14/2023 | 2 | M | SJS | SJS | Bedside Physiologic Monitor | 20-171 | Monitors, Physiologic, Multipurpose, Bedside, Modular | 440964 | GE Healthcare Technologies | B450 | SNE20062156SA | PROCAR | Progressive Care Unit | 5102-13100 | SJS-Intensive Care Unit I | 16 | IU | Active
SJS5164 | PGEANP | GE ANNUAL PDM | Darren Eaton | DAEAT | EMPLOYEE | Y | 1 | 0.7 | 09/01/2024 | 10/04/2023 | 2 | M | SJS | SJS | Patient Data Module | 20-784 | Physiologic Monitor Modules, Multiparameter | 440964 | GE Healthcare Technologies | 2016793-003 | SPX20060487SA | PDMTN | PDM 1 | 5102-13100 | SJS-Intensive Care Unit I | 16 | IU | Active
SJS5166 | PMOPHM | Monitors, Physiologic, Multipurpose | Darren Eaton | DAEAT | EMPLOYEE | Y | 1 | 0.5 | 03/01/2025 | 04/03/2023 | 2 | M | SJS | SJS | Bedside Physiologic Monitor | 20-171 | Monitors, Physiologic, Multipurpose, Bedside, Modular | 440964 | GE Healthcare Technologies | B450 | SNE20062155SA | PROCAR | Progressive Care Unit | 5102-13100 | SJS-Intensive Care Unit I | 16 | IU | Active
SJS5167 | PGEANP | GE ANNUAL PDM | Darren Eaton | DAEAT | EMPLOYEE | Y | 1 | 0.7 | 09/01/2024 | 09/13/2023 | 2 | M | SJS | SJS | Patient Data Module | 20-784 | Physiologic Monitor Modules, Multiparameter | 440964 | GE Healthcare Technologies | 2016793-003 | SPX20060477SA | PDMTN | PDM 1 | 5102-13100 | SJS-Intensive Care Unit I | 16 | IU | Active
SJS5168 | PGEANP | GE ANNUAL PDM | Darren Eaton | DAEAT | EMPLOYEE | Y | 1 | 0.7 | 09/01/2024 | 09/28/2023 | 2 | M | SJS | SJS | Patient Data Module | 20-784 | Physiologic Monitor Modules, Multiparameter | 440964 | GE Healthcare Technologies | 2016793-003 | SPX20060440SA | PDMTN | PDM 1 | 5102-13100 | SJS-Intensive Care Unit I | 16 | IU | Active
SJS5169 | PMOPHV | Monitors, Physiologic, Vital Signs | Darren Eaton | DAEAT | EMPLOYEE | Y | 1 | 0.6 | 04/01/2024 | 05/10/2023 | 2 | M | SJS | SJS | Vital Signs Monitor | 25-209 | Monitors, Physiologic, Vital Signs | 101850 | Welch Allyn Inc A Subsidiary | VSM 6000 SERIES | 100019891020 | PROCAR | Progressive Care Unit | 5102-13100 | SJS-Intensive Care Unit I | 16 | IU | Active
SJS5170 | P10123 | -Pm Device Using Mfg Procedure | Darren Eaton | DAEAT | EMPLOYEE | Y | 1 | 0.5 | 08/01/2024 | 08/03/2023 | 2 | M | SJS | SJS | Nurse Call Console | 15-614 | Hospital Communication Systems, Nurse Call | 103070 | Rauland-Borg Corp | 351200 | M704370201908815035 | PROCAR | Progressive Care Unit | 5102-13100 | SJS-Intensive Care Unit I | 14 | IU | Active
SJS5171 | PMOPHV | Monitors, Physiologic, Vital Signs | Darren Eaton | DAEAT | EMPLOYEE | Y | 1 | 0.6 | 04/01/2024 | 04/24/2023 | 2 | M | SJS | SJS | Vital Signs Monitor | 25-209 | Monitors, Physiologic, Vital Signs | 101850 | Welch Allyn Inc A Subsidiary | VSM 6000 SERIES | 100019921020 | PROCAR | Progressive Care Unit | 5102-13100 | SJS-Intensive Care Unit I | 16 | IU | Active
SJS5172 | PMOPHV | Monitors, Physiologic, Vital Signs | Darren Eaton | DAEAT | EMPLOYEE | Y | 1 | 0.6 | 04/01/2024 | 04/25/2023 | 2 | M | SJS | SJS | Vital Signs Monitor | 25-209 | Monitors, Physiologic, Vital Signs | 101850 | Welch Allyn Inc A Subsidiary | VSM 6000 SERIES | 100019931020 | PROCAR | Progressive Care Unit | 5102-13100 | SJS-Intensive Care Unit I | 16 | IU | Active
SJS5173 | PMOPHM | Monitors, Physiologic, Multipurpose | Darren Eaton | DAEAT | EMPLOYEE | Y | 1 | 0.5 | 03/01/2025 | 04/12/2023 | 2 | M | SJS | SJS | Bedside Physiologic Monitor | 20-171 | Monitors, Physiologic, Multipurpose, Bedside, Modular | 440964 | GE Healthcare Technologies | B450 | SNE20062154SA | PROCAR | Progressive Care Unit | 5102-13100 | SJS-Intensive Care Unit I | 16 | IU | Active
SJS5174 | PGEANP | GE ANNUAL PDM | Darren Eaton | DAEAT | EMPLOYEE | Y | 1 | 0.7 | 09/01/2024 | 09/15/2023 | 2 | M | SJS | SJS | Patient Data Module | 20-784 | Physiologic Monitor Modules, Multiparameter | 440964 | GE Healthcare Technologies | 2016793-003 | SPX20060449SA | PDMTN | PDM 1 | 5102-13100 | SJS-Intensive Care Unit I | 16 | IU | Active
SJS5175 | PMOPHM | Monitors, Physiologic, Multipurpose | Darren Eaton | DAEAT | EMPLOYEE | Y | 1 | 0.5 | 03/01/2025 | 04/20/2023 | 2 | M | SJS | SJS | Bedside Physiologic Monitor | 20-171 | Monitors, Physiologic, Multipurpose, Bedside, Modular | 440964 | GE Healthcare Technologies | B450 | SNE20062134SA | PROCAR | Progressive Care Unit | 5102-13100 | SJS-Intensive Care Unit I | 16 | IU | Active
SJS5176 | PGEANP | GE ANNUAL PDM | Darren Eaton | DAEAT | EMPLOYEE | Y | 1 | 0.7 | 09/01/2024 | 09/26/2023 | 2 | M | SJS | SJS | Patient Data Module | 20-784 | Physiologic Monitor Modules, Multiparameter | 440964 | GE Healthcare Technologies | 2016793-003 | SPX20060413SA | PDMTN | PDM 1 | 5102-13100 | SJS-Intensive Care Unit I | 16 | IU | Active
SJS5177 | PMOPHM | Monitors, Physiologic, Multipurpose | Darren Eaton | DAEAT | EMPLOYEE | Y | 1 | 0.5 | 03/01/2025 | 04/18/2023 | 2 | M | SJS | SJS | Bedside Physiologic Monitor | 20-171 | Monitors, Physiologic, Multipurpose, Bedside, Modular | 440964 | GE Healthcare Technologies | B450 | SNE20062161SA | PROCAR | Progressive Care Unit | 5102-13100 | SJS-Intensive Care Unit I | 16 | IU | Active
SJS5178 | PGEANP | GE ANNUAL PDM | Darren Eaton | DAEAT | EMPLOYEE | Y | 1 | 0.7 | 09/01/2024 | 09/07/2023 | 2 | M | SJS | SJS | Patient Data Module | 20-784 | Physiologic Monitor Modules, Multiparameter | 440964 | GE Healthcare Technologies | 2016793-003 | SPX20060472SA | PDMTN | PDM 1 | 5102-13100 | SJS-Intensive Care Unit I | 16 | IU | Active
SJS5179 | PMOPHM | Monitors, Physiologic, Multipurpose | Darren Eaton | DAEAT | EMPLOYEE | Y | 1 | 0.5 | 03/01/2025 | 04/18/2023 | 2 | M | SJS | SJS | Bedside Physiologic Monitor | 20-171 | Monitors, Physiologic, Multipurpose, Bedside, Modular | 440964 | GE Healthcare Technologies | B450 | SNE20062148SA | PROCAR | Progressive Care Unit | 5102-13100 | SJS-Intensive Care Unit I | 16 | IU | Active
SJS5180 | PGEANP | GE ANNUAL PDM | Darren Eaton | DAEAT | EMPLOYEE | Y | 1 | 0.7 | 09/01/2024 | 09/07/2023 | 2 | M | SJS | SJS | Patient Data Module | 20-784 | Physiologic Monitor Modules, Multiparameter | 440964 | GE Healthcare Technologies | 2016793-003 | SPX20060455SA | PDMTN | PDM 1 | 5102-13100 | SJS-Intensive Care Unit I | 16 | IU | Active
SJS5181 | PMOPHC | Monitors, Physiologic, Central Station | Darren Eaton | DAEAT | EMPLOYEE | Y | 1 | 0.8 | 04/01/2024 | 04/24/2023 | 2 | M | SJS | SJS | Central Station Computer | 20-179 | Monitors, Physiologic, Central Station | 440964 | GE Healthcare Technologies | MAI700 V2 | SKN20060047SA | PROCAR | Progressive Care Unit | 5102-13100 | SJS-Intensive Care Unit I | 16 | IU | Active
SJS5182 | P10123 | -Pm Device Using Mfg Procedure | Darren Eaton | DAEAT | EMPLOYEE | Y | 1 | 0.5 | 08/01/2024 | 08/03/2023 | 2 | M | SJS | SJS | Nurse Call Console | 15-614 | Hospital Communication Systems, Nurse Call | 103070 | Rauland-Borg Corp | 351200 | M691130201901113593 | PROCAR | Progressive Care Unit | 5102-13100 | SJS-Intensive Care Unit I | 14 | IU | Active
SJS5183 | PMOPHM | Monitors, Physiologic, Multipurpose | Darren Eaton | DAEAT | EMPLOYEE | Y | 1 | 0.5 | 03/01/2025 | 04/20/2023 | 2 | M | SJS | SJS | Bedside Physiologic Monitor | 20-171 | Monitors, Physiologic, Multipurpose, Bedside, Modular | 440964 | GE Healthcare Technologies | B450 | SNE20062149SA | PROCAR | Progressive Care Unit | 5102-13100 | SJS-Intensive Care Unit I | 16 | IU | Active
SJS5184 | PGEANP | GE ANNUAL PDM | Darren Eaton | DAEAT | EMPLOYEE | Y | 1 | 0.7 | 09/01/2024 | 10/03/2023 | 2 | M | SJS | SJS | Patient Data Module | 20-784 | Physiologic Monitor Modules, Multiparameter | 440964 | GE Healthcare Technologies | 2016793-003 | SPX20060446SA | PDMTN | PDM 1 | 5102-13100 | SJS-Intensive Care Unit I | 16 | IU | Active
SJS5185 | PMOPHM | Monitors, Physiologic, Multipurpose | Darren Eaton | DAEAT | EMPLOYEE | Y | 1 | 0.5 | 03/01/2025 | 04/19/2023 | 2 | M | SJS | SJS | Bedside Physiologic Monitor | 20-171 | Monitors, Physiologic, Multipurpose, Bedside, Modular | 440964 | GE Healthcare Technologies | B450 | SNE20062139SA | PROCAR | Progressive Care Unit | 5102-13100 | SJS-Intensive Care Unit I | 16 | IU | Active
SJS5186 | PGEANP | GE ANNUAL PDM | Darren Eaton | DAEAT | EMPLOYEE | Y | 1 | 0.7 | 09/01/2024 | 09/29/2023 | 2 | M | SJS | SJS | Patient Data Module | 20-784 | Physiologic Monitor Modules, Multiparameter | 440964 | GE Healthcare Technologies | 2016793-003 | SPX20060495SA | PDMTN | PDM 1 | 5102-13100 | SJS-Intensive Care Unit I | 16 | IU | Active
SJS5187 | PMOPHM | Monitors, Physiologic, Multipurpose | Darren Eaton | DAEAT | EMPLOYEE | Y | 1 | 0.5 | 03/01/2025 | 04/19/2023 | 2 | M | SJS | SJS | Bedside Physiologic Monitor | 20-171 | Monitors, Physiologic, Multipurpose, Bedside, Modular | 440964 | GE Healthcare Technologies | B450 | SNE20062147SA | PROCAR | Progressive Care Unit | 5102-13100 | SJS-Intensive Care Unit I | 16 | IU | Active
SJS5188 | PGEANP | GE ANNUAL PDM | Darren Eaton | DAEAT | EMPLOYEE | Y | 1 | 0.7 | 09/01/2024 | 09/06/2023 | 2 | M | SJS | SJS | Patient Data Module | 20-784 | Physiologic Monitor Modules, Multiparameter | 440964 | GE Healthcare Technologies | 2016793-003 | SPX20060428SA | PDMTN | PDM 1 | 5102-13100 | SJS-Intensive Care Unit I | 16 | IU | Active
SJS5189 | PMOPHM | Monitors, Physiologic, Multipurpose | Darren Eaton | DAEAT | EMPLOYEE | Y | 1 | 0.5 | 03/01/2025 | 04/19/2023 | 2 | M | SJS | SJS | Bedside Physiologic Monitor | 20-171 | Monitors, Physiologic, Multipurpose, Bedside, Modular | 440964 | GE Healthcare Technologies | B450 | SNE20062159SA | PROCAR | Progressive Care Unit | 5102-13100 | SJS-Intensive Care Unit I | 16 | IU | Active
SJS5190 | PGEANP | GE ANNUAL PDM | Darren Eaton | DAEAT | EMPLOYEE | Y | 1 | 0.7 | 09/01/2024 | 09/28/2023 | 2 | M | SJS | SJS | Patient Data Module | 20-784 | Physiologic Monitor Modules, Multiparameter | 440964 | GE Healthcare Technologies | 2016793-003 | SPX20060431SA | PDMTN | PDM 1 | 5102-13100 | SJS-Intensive Care Unit I | 16 | IU | Active
SJS5191 | PMOPHM | Monitors, Physiologic, Multipurpose | Darren Eaton | DAEAT | EMPLOYEE | Y | 1 | 0.5 | 03/01/2025 | 04/19/2023 | 2 | M | SJS | SJS | Bedside Physiologic Monitor | 20-171 | Monitors, Physiologic, Multipurpose, Bedside, Modular | 440964 | GE Healthcare Technologies | B450 | SNE20062151SA | PROCAR | Progressive Care Unit | 5102-13100 | SJS-Intensive Care Unit I | 16 | IU | Active
SJS5192 | PGEANP | GE ANNUAL PDM | Darren Eaton | DAEAT | EMPLOYEE | Y | 1 | 0.7 | 09/01/2024 | 09/25/2023 | 2 | M | SJS | SJS | Patient Data Module | 20-784 | Physiologic Monitor Modules, Multiparameter | 440964 | GE Healthcare Technologies | 2016793-003 | SPX20060489SA | PDMTN | PDM 1 | 5102-13100 | SJS-Intensive Care Unit I | 16 | IU | Active
SJS5193 | PMOPHV | Monitors, Physiologic, Vital Signs | Darren Eaton | DAEAT | EMPLOYEE | Y | 1 | 0.6 | 04/01/2024 | 03/31/2023 | 2 | M | SJS | SJS | Vital Signs Monitor | 25-209 | Monitors, Physiologic, Vital Signs | 101850 | Welch Allyn Inc A Subsidiary | VSM 6000 SERIES | 100018881020 | PROCAR | Progressive Care Unit | 5102-13100 | SJS-Intensive Care Unit I | 16 | IU | Active
SJS5195 | PMOPHV | Monitors, Physiologic, Vital Signs | Darren Eaton | DAEAT | EMPLOYEE | Y | 1 | 0.6 | 04/01/2024 | 04/24/2023 | 2 | M | SJS | SJS | Vital Signs Monitor | 25-209 | Monitors, Physiologic, Vital Signs | 101850 | Welch Allyn Inc A Subsidiary | VSM 6000 SERIES | 100019841020 | PROCAR | Progressive Care Unit | 5102-13100 | SJS-Intensive Care Unit I | 16 | IU | Active
SJS5196 | PGEANP | GE ANNUAL PDM | Darren Eaton | DAEAT | EMPLOYEE | Y | 1 | 0.7 | 09/01/2024 | 09/14/2023 | 2 | M | SJS | SJS | Patient Data Module | 20-784 | Physiologic Monitor Modules, Multiparameter | 440964 | GE Healthcare Technologies | 2016793-003 | SPX20060283SA | PDMTN | PDM 1 | 5102-13100 | SJS-Intensive Care Unit I | 16 | IU | Active
SJS5197 | PMOPHM | Monitors, Physiologic, Multipurpose | Darren Eaton | DAEAT | EMPLOYEE | Y | 1 | 0.5 | 03/01/2025 | 04/12/2023 | 2 | M | SJS | SJS | Bedside Physiologic Monitor | 20-171 | Monitors, Physiologic, Multipurpose, Bedside, Modular | 440964 | GE Healthcare Technologies | B450 | SNE20062128SA | PROCAR | Progressive Care Unit | 5102-13100 | SJS-Intensive Care Unit I | 16 | IU | Active
SJS5198 | P-SAGP | -Service Agreement PM | Darren Eaton | DAEAT | EMPLOYEE | M | 6 | 0.5 | 09/01/2024 | 03/01/2024 | 2 | M | SJS | SJS | Rover Waste Management | 23-151 | Waste-Disposal Units, Liquid | 101991 | Stryker Instruments | 0703-001-000 | 2006602193 | ORSTRY | OR STRYKER | 5102-21100 | SJS-Surgery | 33 | IU | Active
SJS5200 | P-SAGP | -Service Agreement PM | Darren Eaton | DAEAT | EMPLOYEE | M | 6 | 0.5 | 09/01/2024 | 03/01/2024 | 2 | M | SJS | SJS | Rover Waste Management | 23-151 | Waste-Disposal Units, Liquid | 101991 | Stryker Instruments | 0703-001-000 | 2007819573 | ORSTRY | OR STRYKER | 5102-21100 | SJS-Surgery | 33 | IU | Active
SJS5201 | P-SAGP | -Service Agreement PM | Darren Eaton | DAEAT | EMPLOYEE | M | 6 | 0.5 | 09/01/2024 | 03/01/2024 | 2 | M | SJS | SJS | Rover Waste Management | 23-151 | Waste-Disposal Units, Liquid | 101991 | Stryker Instruments | 0703-001-000 | 2004800333 | ORSTRY | OR STRYKER | 5102-21100 | SJS-Surgery | 33 | IU | Active
SJS5202 | P-SAGP | -Service Agreement PM | Darren Eaton | DAEAT | EMPLOYEE | M | 6 | 0.5 | 09/01/2024 | 03/01/2024 | 2 | M | SJS | SJS | Rover Waste Management | 23-151 | Waste-Disposal Units, Liquid | 101991 | Stryker Instruments | 0703-001-000 | 2007113213 | ORSTRY | OR STRYKER | 5102-21100 | SJS-Surgery | 33 | IU | Active
SJS5206 | P10123 | -Pm Device Using Mfg Procedure | Darren Eaton | DAEAT | EMPLOYEE | Y | 1 | 0.5 | 08/01/2024 | 09/08/2023 | 2 | M | SJS | SJS | Nurse Call Console | 15-614 | Hospital Communication Systems, Nurse Call | 103070 | Rauland-Borg Corp | 351200 | M752010201936418354 | RAULAN | Rauland-Borg Corp | 5102-12250 | SJS-Med/Surg/Tele Unit 4South | 12 | IU | Active
SJS5207 | P10123 | -Pm Device Using Mfg Procedure | Darren Eaton | DAEAT | EMPLOYEE | Y | 1 | 0.5 | 08/01/2024 | 09/19/2023 | 2 | M | SJS | SJS | Nurse Call Console | 15-614 | Hospital Communication Systems, Nurse Call | 103070 | Rauland-Borg Corp | 351200 | M729120201923516555 | RAULAN | Rauland-Borg Corp | 5102-12250 | SJS-Med/Surg/Tele Unit 4South | 12 | IU | Active
SJS5212 | PANCAE | Annual Care E Vac 3 PM | Twanna Hardy | TWLUK | EMPLOYEE | Y | 1 | 0.5 | 07/01/2024 | 08/15/2023 | 2 | M | SJS | SJS | Portable Suction | 27-657 | Aspirators, Airway | 452041 | Ohio Medical Corp | 758000 | CEV3Z00095 |  |  | 5102-85400 | SJS-Materials Mgmt Purch (Sys Au) | 12 | IU | Active
SJS5212 | P3YEB1 | 3 Year Battery Replacement and Annual Care E Vac 3 PM | Twanna Hardy | TWLUK | EMPLOYEE | Y | 3 | 1.2 | 07/01/2024 |  | 2 | M | SJS | SJS | Portable Suction | 27-657 | Aspirators, Airway | 452041 | Ohio Medical Corp | 758000 | CEV3Z00095 |  |  | 5102-85400 | SJS-Materials Mgmt Purch (Sys Au) | 12 | IU | Active
SJS5213 | P80CAA | 8015 CareFusion Alaris Pump | Gerson Colon | 94805 | EMPLOYEE | Y | 2 | 0.8 | 08/01/2025 | 01/03/2024 | 6 | M | SJS | SJS | Pump Control Unit | 26-655 | Controllers, Infusion Pump Systems, Programmable | 378348 | BD | 8015 BD | 15766420 | PCU | Alaris 1 | 5102-23100 | SJS-Emergency Service | 21 | IU | Active
SJS5214 | P80CAA | 8015 CareFusion Alaris Pump | Gerson Colon | 94805 | EMPLOYEE | Y | 2 | 0.8 | 08/01/2025 | 12/12/2023 | 6 | M | SJS | SJS | Pump Control Unit | 26-655 | Controllers, Infusion Pump Systems, Programmable | 378348 | BD | 8015 BD | 15766652 | PCU | Alaris 1 | 5102-23100 | SJS-Emergency Service | 21 | IU | Active
SJS5215 | P80CAA | 8015 CareFusion Alaris Pump | Gerson Colon | 94805 | EMPLOYEE | Y | 2 | 0.8 | 08/01/2025 | 01/02/2024 | 6 | M | SJS | SJS | Pump Control Unit | 26-655 | Controllers, Infusion Pump Systems, Programmable | 378348 | BD | 8015 BD | 15766694 | PCU | Alaris 1 | 5102-23100 | SJS-Emergency Service | 21 | IU | Active
SJS5216 | P10123 | -Pm Device Using Mfg Procedure | Darren Eaton | DAEAT | EMPLOYEE | Y | 1 | 0.75 | 06/01/2024 | 08/16/2023 | 6 | M | SJS | SJS | Syringe Pump | 13-217 | Infusion Pumps, Multitherapy, Syringe | 378348 | BD | 8110 | 15869047 |  |  | 5102-20100 | SJS-Anesthesiology | 33 | IU | Active
SJS5217 | P10123 | -Pm Device Using Mfg Procedure | Darren Eaton | DAEAT | EMPLOYEE | Y | 1 | 0.75 | 06/01/2024 | 08/15/2023 | 6 | M | SJS | SJS | Syringe Pump | 13-217 | Infusion Pumps, Multitherapy, Syringe | 378348 | BD | 8110 | 15868920 |  |  | 5102-20100 | SJS-Anesthesiology | 33 | IU | Active
SJS5219 | P81CAA | 8100 CareFusion Alaris Pump | Darren Eaton | DAEAT | EMPLOYEE | Y | 1 | 0.5 | 08/01/2024 | 12/16/2023 | 6 | M | SJS | SJS | Large Volume Pump Module | 13-215 | Infusion Pumps, Multitherapy | 378348 | BD | 8100 BD | 15832014 |  |  | 5102-20100 | SJS-Anesthesiology | 33 | IU | Active
SJS5220 | P81CAA | 8100 CareFusion Alaris Pump | Darren Eaton | DAEAT | EMPLOYEE | Y | 1 | 0.5 | 08/01/2024 | 08/15/2023 | 6 | M | SJS | SJS | Large Volume Pump Module | 26-655 | Controllers, Infusion Pump Systems, Programmable | 378348 | BD | 8100 BD | 15832479 | LVP | Alaris 2 | 5102-20100 | SJS-Anesthesiology | 33 | IU | Active
SJS5221 | P81CAA | 8100 CareFusion Alaris Pump | Darren Eaton | DAEAT | EMPLOYEE | Y | 1 | 0.5 | 08/01/2024 | 11/20/2023 | 6 | M | SJS | SJS | Large Volume Pump Module | 13-215 | Infusion Pumps, Multitherapy | 378348 | BD | 8100 BD | 15832238 |  |  | 5102-20100 | SJS-Anesthesiology | 33 | IU | Active
SJS5222 | P81CAA | 8100 CareFusion Alaris Pump | Darren Eaton | DAEAT | EMPLOYEE | Y | 1 | 0.5 | 08/01/2024 | 11/22/2023 | 6 | M | SJS | SJS | Large Volume Pump Module | 13-215 | Infusion Pumps, Multitherapy | 378348 | BD | 8100 BD | 15823015 |  |  | 5102-20100 | SJS-Anesthesiology | 33 | IU | Active
SJS5223 | P81CAA | 8100 CareFusion Alaris Pump | Darren Eaton | DAEAT | EMPLOYEE | Y | 1 | 0.5 | 08/01/2024 | 11/13/2023 | 6 | M | SJS | SJS | Large Volume Pump Module | 13-215 | Infusion Pumps, Multitherapy | 378348 | BD | 8100 BD | 15832220 |  |  | 5102-20100 | SJS-Anesthesiology | 33 | IU | Active
SJS5224 | P81CAA | 8100 CareFusion Alaris Pump | Darren Eaton | DAEAT | EMPLOYEE | Y | 1 | 0.5 | 08/01/2024 | 10/27/2023 | 6 | M | SJS | SJS | Large Volume Pump Module | 13-215 | Infusion Pumps, Multitherapy | 378348 | BD | 8100 BD | 15830835 |  |  | 5102-20100 | SJS-Anesthesiology | 33 | IU | Active
SJS5225 | P81CAA | 8100 CareFusion Alaris Pump | Darren Eaton | DAEAT | EMPLOYEE | Y | 1 | 0.5 | 08/01/2024 | 08/23/2023 | 6 | M | SJS | SJS | Large Volume Pump Module | 13-215 | Infusion Pumps, Multitherapy | 378348 | BD | 8100 BD | 15821668 |  |  | 5102-20100 | SJS-Anesthesiology | 33 | IU | Active
SJS5226 | P81CAA | 8100 CareFusion Alaris Pump | Darren Eaton | DAEAT | EMPLOYEE | Y | 1 | 0.5 | 08/01/2024 | 12/26/2023 | 6 | M | SJS | SJS | Large Volume Pump Module | 13-215 | Infusion Pumps, Multitherapy | 378348 | BD | 8100 BD | 15822153 |  |  | 5102-20100 | SJS-Anesthesiology | 33 | IU | Active
SJS5227 | P81CAA | 8100 CareFusion Alaris Pump | Darren Eaton | DAEAT | EMPLOYEE | Y | 1 | 0.5 | 08/01/2024 | 11/21/2023 | 6 | M | SJS | SJS | Large Volume Pump Module | 13-215 | Infusion Pumps, Multitherapy | 378348 | BD | 8100 BD | 15821860 |  |  | 5102-20100 | SJS-Anesthesiology | 33 | IU | Active
SJS5228 | P81CAA | 8100 CareFusion Alaris Pump | Darren Eaton | DAEAT | EMPLOYEE | Y | 1 | 0.5 | 08/01/2024 | 11/15/2023 | 6 | M | SJS | SJS | Large Volume Pump Module | 13-215 | Infusion Pumps, Multitherapy | 378348 | BD | 8100 BD | 15821645 |  |  | 5102-20100 | SJS-Anesthesiology | 33 | IU | Active
SJS5229 | P81CAA | 8100 CareFusion Alaris Pump | Darren Eaton | DAEAT | EMPLOYEE | Y | 1 | 0.5 | 08/01/2024 | 08/21/2023 | 6 | M | SJS | SJS | Large Volume Pump Module | 13-215 | Infusion Pumps, Multitherapy | 378348 | BD | 8100 BD | 15756188 |  |  | 5102-20100 | SJS-Anesthesiology | 33 | IU | Active
SJS5230 | P81CAA | 8100 CareFusion Alaris Pump | Darren Eaton | DAEAT | EMPLOYEE | Y | 1 | 0.5 | 08/01/2024 | 11/21/2023 | 6 | M | SJS | SJS | Large Volume Pump Module | 13-215 | Infusion Pumps, Multitherapy | 378348 | BD | 8100 BD | 15756350 |  |  | 5102-20100 | SJS-Anesthesiology | 33 | IU | Active
SJS5232 | P-PDEU | LP20/LP20e Pm Device Using Mfg Procedure | Twanna Hardy | TWLUK | EMPLOYEE | Y | 1 | 0.75 | 07/01/2024 | 07/29/2022 | 1 | M | SJS | SJS | LP20e Defibrillator/Pacer | 17-882B | Defibrillator/Pacemakers, External, Biphasic | 452575 | Physio-Control Inc | LP20E | 48623791 |  |  | 5102-10000 | SJS-Nursing Administration | 40 | LS | High Risk
SJS5232 | P2YEBA | LP20 2 Year Battery Replacement and PM | Twanna Hardy | TWLUK | EMPLOYEE | Y | 2 | 1 | 07/01/2025 | 07/13/2021 | 1 | M | SJS | SJS | LP20e Defibrillator/Pacer | 17-882B | Defibrillator/Pacemakers, External, Biphasic | 452575 | Physio-Control Inc | LP20E | 48623791 |  |  | 5102-10000 | SJS-Nursing Administration | 40 | LS | High Risk
SJS5232 | PLP5YE | LP20 5 Year Coin Battery Replacement | Twanna Hardy | TWLUK | EMPLOYEE | Y | 5 | 1.6 | 07/01/2028 | 07/31/2023 | 1 | M | SJS | SJS | LP20e Defibrillator/Pacer | 17-882B | Defibrillator/Pacemakers, External, Biphasic | 452575 | Physio-Control Inc | LP20E | 48623791 |  |  | 5102-10000 | SJS-Nursing Administration | 40 | LS | High Risk
SJS5233 | P10123 | -Pm Device Using Mfg Procedure | Gerson Colon | 94805 | EMPLOYEE | Y | 1 | 0.5 | 08/01/2024 | 09/11/2023 | 2 | M | SJS | SJS | Nurse Call Console | 15-614 | Hospital Communication Systems, Nurse Call | 103070 | Rauland-Borg Corp | 351200 | 134360276 | RAULAN | Rauland-Borg Corp | 5102-12225 | SJS-Med/Surg Unit I 4West | 13 | IU | Active
SJS5236 | P10123 | -Pm Device Using Mfg Procedure | Gil Matos | GIMAT | EMPLOYEE | Y | 1 | 0.5 | 08/01/2024 | 09/25/2023 | 2 | M | SJS | SJS | Nurse Call Console | 15-614 | Hospital Communication Systems, Nurse Call | 103070 | Rauland-Borg Corp | 351200 | 134360200 | RAULAN | Rauland-Borg Corp | 5102-12210 | SJS-Med/Surg Unit II 4East | 13 | IU | Active
SJS5237 | P10123 | -Pm Device Using Mfg Procedure | Gil Matos | GIMAT | EMPLOYEE | Y | 1 | 0.5 | 08/01/2024 | 09/19/2023 | 2 | M | SJS | SJS | Nurse Call Console | 15-614 | Hospital Communication Systems, Nurse Call | 103070 | Rauland-Borg Corp | 351200 | 1364360282 | RAULAN | Rauland-Borg Corp | 5102-12210 | SJS-Med/Surg Unit II 4East | 13 | IU | Active
SJS5240 | P10123 | -Pm Device Using Mfg Procedure | Twanna Hardy | TWLUK | EMPLOYEE | Y | 1 | 0.5 | 08/01/2024 | 09/19/2023 | 2 | M | SJS | SJS | Nurse Call Console | 15-614 | Hospital Communication Systems, Nurse Call | 103070 | Rauland-Borg Corp | 351200 | 134360133 | RAULAN | Rauland-Borg Corp | 5102-16527 | SJS-Mother/Baby Unit | 13 | IU | Active
SJS5241 | P10123 | -Pm Device Using Mfg Procedure | Darren Eaton | DAEAT | EMPLOYEE | Y | 1 | 0.5 | 08/01/2024 | 08/03/2023 | 2 | M | SJS | SJS | Nurse Call Console | 15-614 | Hospital Communication Systems, Nurse Call | 103070 | Rauland-Borg Corp | 351200 | 134360146 | RAULAN | Rauland-Borg Corp | 5102-13100 | SJS-Intensive Care Unit I | 14 | IU | Active
SJS5243 | P10123 | -Pm Device Using Mfg Procedure | Gil Matos | GIMAT | EMPLOYEE | Y | 1 | 0.5 | 08/01/2024 | 08/04/2023 | 2 | M | SJS | SJS | Nurse Call Console | 15-614 | Hospital Communication Systems, Nurse Call | 103070 | Rauland-Borg Corp | 351200 | H2162351205-13933007 | RAULAN | Rauland-Borg Corp | 5102-12213 | SJS-Med/Surg/Tele Overflow 3North | 13 | IU | Active
SJS5245 | P10123 | -Pm Device Using Mfg Procedure | Gil Matos | GIMAT | EMPLOYEE | Y | 1 | 0.5 | 08/01/2024 | 08/04/2023 | 2 | M | SJS | SJS | Nurse Call Console | 15-614 | Hospital Communication Systems, Nurse Call | 103070 | Rauland-Borg Corp | 351200 | 134360275 | RAULAN | Rauland-Borg Corp | 5102-12213 | SJS-Med/Surg/Tele Overflow 3North | 13 | IU | Active
SJS5247 | P10123 | -Pm Device Using Mfg Procedure | Twanna Hardy | TWLUK | EMPLOYEE | Y | 1 | 0.5 | 08/01/2024 | 09/19/2023 | 2 | M | SJS | SJS | Nurse Call Console | 15-614 | Hospital Communication Systems, Nurse Call | 103070 | Rauland-Borg Corp | 351200 | 134360138 | RAULAN | Rauland-Borg Corp | 5102-16527 | SJS-Mother/Baby Unit | 13 | IU | Active
SJS5249 | P10123 | -Pm Device Using Mfg Procedure | Gerson Colon | 94805 | EMPLOYEE | Y | 1 | 0.5 | 08/01/2024 | 09/19/2023 | 2 | M | SJS | SJS | Nurse Call Console | 15-614 | Hospital Communication Systems, Nurse Call | 103070 | Rauland-Borg Corp | 351200 | 134360139 | RAULAN | Rauland-Borg Corp | 5102-30695 | SJS-Interventional Services | 14 | IU | Active
SJS5250 | P10123 | -Pm Device Using Mfg Procedure | Gil Matos | GIMAT | EMPLOYEE | Y | 1 | 0.5 | 08/01/2024 | 08/04/2023 | 2 | M | SJS | SJS | Nurse Call Console | 15-614 | Hospital Communication Systems, Nurse Call | 103070 | Rauland-Borg Corp | 351200 | 134360288 | RAULAN | Rauland-Borg Corp | 5102-21500 | SJS-PACU | 14 | IU | Active
SJS5253 | P10123 | -Pm Device Using Mfg Procedure | Gerson Colon | 94805 | EMPLOYEE | Y | 1 | 0.5 | 08/01/2024 | 09/11/2023 | 2 | M | SJS | SJS | Nurse Call Console | 15-614 | Hospital Communication Systems, Nurse Call | 103070 | Rauland-Borg Corp | 351200 | 134360142 | RAULAN | Rauland-Borg Corp | 5102-21221 | SJS-Endoscopy | 26 | IU | Active
SJS5254 | P10123 | -Pm Device Using Mfg Procedure | Twanna Hardy | TWLUK | EMPLOYEE | Y | 1 | 0.5 | 08/01/2024 | 09/19/2023 | 2 | M | SJS | SJS | Nurse Call Console | 15-614 | Hospital Communication Systems, Nurse Call | 103070 | Rauland-Borg Corp | 351200 | 134360279 | RAULAN | Rauland-Borg Corp | 5102-32100 | SJS-Hemodialysis | 13 | IU | Active
SJS5259 | P10123 | -Pm Device Using Mfg Procedure | Twanna Hardy | TWLUK | EMPLOYEE | Y | 1 | 0.5 | 08/01/2024 | 08/24/2023 | 2 | M | SJS | SJS | Nurse Call Console | 15-614 | Hospital Communication Systems, Nurse Call | 103070 | Rauland-Borg Corp | 351200 | 134360144 | RAULAN | Rauland-Borg Corp | 5102-16527 | SJS-Mother/Baby Unit | 13 | IU | Active
SJS5260 | P--ORS | --- OR Safety Inspection --- | Gerson Colon | 94805 | EMPLOYEE | M | 6 | 0.25 | 08/01/2024 | 03/15/2024 | 2 | M | SJS | SJS | Nurse Call Console | 15-614 | Hospital Communication Systems, Nurse Call | 103070 | Rauland-Borg Corp | 351200 | 134360280 | RAULAN | Rauland-Borg Corp | 5102-21100 | SJS-Surgery | 26 | IU | Active
SJS5260 | P10123 | -Pm Device Using Mfg Procedure | Gerson Colon | 94805 | EMPLOYEE | Y | 1 | 0.5 | 08/01/2024 |  | 2 | M | SJS | SJS | Nurse Call Console | 15-614 | Hospital Communication Systems, Nurse Call | 103070 | Rauland-Borg Corp | 351200 | 134360280 | RAULAN | Rauland-Borg Corp | 5102-21100 | SJS-Surgery | 26 | IU | Active
SJS5261 | PISVA | Isoflurane Vaporizer | Tim McElrath | 11619 | EMPLOYEE | M | 6 | 0.2 | 08/01/2024 | 02/28/2024 | 1 | M | SJS | SJS | Isoflurane Cassette | 10-144 | Anesthesia Unit Vaporizers | 351254 | Datex-Ohmeda Inc Div GE Health | 1100-9029-000 | BGAT00573 | FSSFEB | SJS-ANESTHESIOLOGY FSS Feb | 5102-20100 | SJS-Anesthesiology | 40 | LS | High Risk
SJS5268 | P221 | Uninterruptible Power Systems | Darren Eaton | DAEAT | EMPLOYEE | Y | 1 | 0.75 | 06/01/2024 | 06/20/2023 | 2 | M | SJS | SJS | UPS | 16-936 | Power Systems, Uninterruptible | C10068 | CyberPower Systems Inc | 1000AVR | CPMEO2002203 |  |  | 5102-33100 | SJS-CT Scan | 13 | IU | Active
SJS5269 | P221 | Uninterruptible Power Systems | Darren Eaton | DAEAT | EMPLOYEE | Y | 1 | 0.75 | 06/01/2024 | 06/20/2023 | 2 | M | SJS | SJS | UPS | 16-936 | Power Systems, Uninterruptible | C10068 | CyberPower Systems Inc | 1000AVR | CPMEO2002058 |  |  | 5102-33100 | SJS-CT Scan | 13 | IU | Active
SJS5273 | POVBY2 | 2 Year Blender Overhaul | Gerson Colon | 94805 | EMPLOYEE | Y | 2 | 1 | 03/01/2026 | 03/01/2024 | 6 | M | SJS | SJS | Air-Oxygen Blenders | 12-876 | Oxygen-Air Proportioners | 106490 | Precision Medical Inc | PM5200 | BH006469 |  |  | 5102-35000 | SJS-Respiratory Care Services | 13 | IU | Active
SJS5273 | P117 | Oxygen-Air Proportioners/Blender Annual PM | Gerson Colon | 94805 | EMPLOYEE | Y | 1 | 0.9 | 03/01/2025 | 04/26/2023 | 6 | M | SJS | SJS | Air-Oxygen Blenders | 12-876 | Oxygen-Air Proportioners | 106490 | Precision Medical Inc | PM5200 | BH006469 |  |  | 5102-35000 | SJS-Respiratory Care Services | 13 | IU | Active
SJS5274 | POVBY2 | 2 Year Blender Overhaul | Gerson Colon | 94805 | EMPLOYEE | Y | 2 | 1 | 03/01/2026 | 03/13/2024 | 6 | M | SJS | SJS | Air-Oxygen Blenders | 12-876 | Oxygen-Air Proportioners | 106490 | Precision Medical Inc | PM5200 | BH006613 |  |  | 5102-35000 | SJS-Respiratory Care Services | 13 | IU | Active
SJS5274 | P117 | Oxygen-Air Proportioners/Blender Annual PM | Gerson Colon | 94805 | EMPLOYEE | Y | 1 | 0.9 | 03/01/2025 | 04/12/2023 | 6 | M | SJS | SJS | Air-Oxygen Blenders | 12-876 | Oxygen-Air Proportioners | 106490 | Precision Medical Inc | PM5200 | BH006613 |  |  | 5102-35000 | SJS-Respiratory Care Services | 13 | IU | Active
SJS5281 | PV65YR | V60 5 YR Battery Philips Respironics Annual Checklist | Gerson Colon | 94805 | EMPLOYEE | Y | 5 | 2 | 07/01/2025 |  | 1 | M | SJS | SJS | Non-Invasive Ventilator | 20-746 | Ventilators, Noninvasive Positive Pressure | 454161 | Philips Respironics | V60 | 100376341 |  |  | 5102-35000 | SJS-Respiratory Care Services | 40 | LS | High Risk
SJS5281 | PV6PHR | V60 Philips Respironics Annual Checklist | Gerson Colon | 94805 | EMPLOYEE | Y | 1 | 1.5 | 07/01/2024 | 07/05/2023 | 1 | M | SJS | SJS | Non-Invasive Ventilator | 20-746 | Ventilators, Noninvasive Positive Pressure | 454161 | Philips Respironics | V60 | 100376341 |  |  | 5102-35000 | SJS-Respiratory Care Services | 40 | LS | High Risk
SJS5282 | PV65YR | V60 5 YR Battery Philips Respironics Annual Checklist | Gerson Colon | 94805 | EMPLOYEE | Y | 5 | 2 | 07/01/2025 |  | 1 | M | SJS | SJS | Non-Invasive Ventilator | 20-746 | Ventilators, Noninvasive Positive Pressure | 454161 | Philips Respironics | V60 | 100365919 |  |  | 5102-35000 | SJS-Respiratory Care Services | 40 | LS | High Risk
SJS5282 | PV6PHR | V60 Philips Respironics Annual Checklist | Gerson Colon | 94805 | EMPLOYEE | Y | 1 | 1.5 | 07/01/2024 | 06/29/2023 | 1 | M | SJS | SJS | Non-Invasive Ventilator | 20-746 | Ventilators, Noninvasive Positive Pressure | 454161 | Philips Respironics | V60 | 100365919 |  |  | 5102-35000 | SJS-Respiratory Care Services | 40 | LS | High Risk
SJS5284 | PV65YR | V60 5 YR Battery Philips Respironics Annual Checklist | Gerson Colon | 94805 | EMPLOYEE | Y | 5 | 2 | 07/01/2025 |  | 1 | M | SJS | SJS | Non-Invasive Ventilator | 20-746 | Ventilators, Noninvasive Positive Pressure | 454161 | Philips Respironics | V60 | 100376339 |  |  | 5102-35000 | SJS-Respiratory Care Services | 40 | LS | High Risk
SJS5284 | PV6PHR | V60 Philips Respironics Annual Checklist | Gerson Colon | 94805 | EMPLOYEE | Y | 1 | 1.5 | 07/01/2024 | 07/25/2023 | 1 | M | SJS | SJS | Non-Invasive Ventilator | 20-746 | Ventilators, Noninvasive Positive Pressure | 454161 | Philips Respironics | V60 | 100376339 |  |  | 5102-35000 | SJS-Respiratory Care Services | 40 | LS | High Risk
SJS5286 | PRPPM | RPT PM | Gerson Colon | 94805 | EMPLOYEE | Y | 1 | 0.5 | 07/01/2024 | 08/31/2023 | 2 | M | SJS | SJS | 4x 15A 15ft Cord HGPower Strip | 34-504 | Electrical Power Strips | 106890 | Tripp Lite | PS-415-HG-OEM | 2952AVHIB882900997 |  |  | 5102-35000 | SJS-Respiratory Care Services | 13 | IU | Active
SJS5286 | PRTINI | RPT Initial Inspection | Gerson Colon | 94805 | EMPLOYEE | I | 1 | 1 | 09/14/2020 | 09/14/2020 | 1 | M | SJS | SJS | 4x 15A 15ft Cord HGPower Strip | 34-504 | Electrical Power Strips | 106890 | Tripp Lite | PS-415-HG-OEM | 2952AVHIB882900997 |  |  | 5102-35000 | SJS-Respiratory Care Services | 13 | IU | Active
SJS5287 | PRPPM | RPT PM | Gerson Colon | 94805 | EMPLOYEE | Y | 1 | 0.5 | 07/01/2024 | 07/05/2023 | 2 | M | SJS | SJS | 4x 15A 15ft Cord HGPower Strip | 34-504 | Electrical Power Strips | 106890 | Tripp Lite | PS-415-HG-OEM | 2952AVHIB882900986 |  |  | 5102-35000 | SJS-Respiratory Care Services | 13 | IU | Active
SJS5287 | PRTINI | RPT Initial Inspection | Gerson Colon | 94805 | EMPLOYEE | I | 1 | 1 | 09/14/2020 | 09/14/2020 | 1 | M | SJS | SJS | 4x 15A 15ft Cord HGPower Strip | 34-504 | Electrical Power Strips | 106890 | Tripp Lite | PS-415-HG-OEM | 2952AVHIB882900986 |  |  | 5102-35000 | SJS-Respiratory Care Services | 13 | IU | Active
SJS5288 | PRPPM | RPT PM | Gerson Colon | 94805 | EMPLOYEE | Y | 1 | 0.5 | 07/01/2024 | 06/29/2023 | 2 | M | SJS | SJS | 4x 15A 15ft Cord HGPower Strip | 34-504 | Electrical Power Strips | 106890 | Tripp Lite | PS-415-HG-OEM | 2952AVHIB882901048 |  |  | 5102-35000 | SJS-Respiratory Care Services | 13 | IU | Active
SJS5288 | PRTINI | RPT Initial Inspection | Gerson Colon | 94805 | EMPLOYEE | I | 1 | 1 | 09/14/2020 | 09/14/2020 | 1 | M | SJS | SJS | 4x 15A 15ft Cord HGPower Strip | 34-504 | Electrical Power Strips | 106890 | Tripp Lite | PS-415-HG-OEM | 2952AVHIB882901048 |  |  | 5102-35000 | SJS-Respiratory Care Services | 13 | IU | Active
SJS5289 | PRPPM | RPT PM | Gerson Colon | 94805 | EMPLOYEE | Y | 1 | 0.5 | 07/01/2024 | 07/25/2023 | 2 | M | SJS | SJS | 4x 15A 15ft Cord HGPower Strip | 34-504 | Electrical Power Strips | 106890 | Tripp Lite | PS-415-HG-OEM | 2952AVHIB882900991 |  |  | 5102-35000 | SJS-Respiratory Care Services | 13 | IU | Active
SJS5289 | PRTINI | RPT Initial Inspection | Gerson Colon | 94805 | EMPLOYEE | I | 1 | 1 | 09/14/2020 | 09/14/2020 | 1 | M | SJS | SJS | 4x 15A 15ft Cord HGPower Strip | 34-504 | Electrical Power Strips | 106890 | Tripp Lite | PS-415-HG-OEM | 2952AVHIB882900991 |  |  | 5102-35000 | SJS-Respiratory Care Services | 13 | IU | Active
SJS5295 | P-VPM | -Vendor PM | Gerson Colon | 94805 | EMPLOYEE | Y | 1 | 0.5 | 07/01/2024 | 08/23/2023 | 2 | M | SJS | SJS | Chest Compression System | 13-361 | Resuscitators, Cardiac | 452575 | Physio-Control Inc | 100582-20 | 3014A664 | LUCAS | LUCAS 2 | 5102-12225 | SJS-Med/Surg Unit I 4West | 18 | IU | Active
SJS5295 | P3YEYE | 3 Year Battery Replacement and Vendor PM | Gerson Colon | 94805 | EMPLOYEE | Y | 3 | 0.7 | 07/01/2025 |  | 2 | M | SJS | SJS | Chest Compression System | 13-361 | Resuscitators, Cardiac | 452575 | Physio-Control Inc | 100582-20 | 3014A664 | LUCAS | LUCAS 2 | 5102-12225 | SJS-Med/Surg Unit I 4West | 18 | IU | Active
SJS5296 | P-VPM | -Vendor PM | Darren Eaton | DAEAT | EMPLOYEE | Y | 1 | 0.5 | 07/01/2024 | 08/24/2023 | 2 | M | SJS | SJS | Chest Compression System | 13-361 | Resuscitators, Cardiac | 452575 | Physio-Control Inc | 100582-20 | 3016I147 | LUCAS | LUCAS 2 | 5102-12250 | SJS-Med/Surg/Tele Unit 4South | 18 | IU | Active
SJS5296 | P3YEYE | 3 Year Battery Replacement and Vendor PM | Darren Eaton | DAEAT | EMPLOYEE | Y | 3 | 0.7 | 07/01/2025 |  | 2 | M | SJS | SJS | Chest Compression System | 13-361 | Resuscitators, Cardiac | 452575 | Physio-Control Inc | 100582-20 | 3016I147 | LUCAS | LUCAS 2 | 5102-12250 | SJS-Med/Surg/Tele Unit 4South | 18 | IU | Active
SJS5298 | P-VPM | -Vendor PM | Gil Matos | GIMAT | EMPLOYEE | Y | 1 | 0.5 | 07/01/2024 | 08/23/2023 | 2 | M | SJS | SJS | Chest Compression System | 13-361 | Resuscitators, Cardiac | 452575 | Physio-Control Inc | 100582-20 | 3016I360 | LUCAS | LUCAS 2 | 5102-12213 | SJS-Med/Surg/Tele Overflow 3North | 18 | IU | Active
SJS5298 | P3YEYE | 3 Year Battery Replacement and Vendor PM | Gil Matos | GIMAT | EMPLOYEE | Y | 3 | 0.7 | 07/01/2025 |  | 2 | M | SJS | SJS | Chest Compression System | 13-361 | Resuscitators, Cardiac | 452575 | Physio-Control Inc | 100582-20 | 3016I360 | LUCAS | LUCAS 2 | 5102-12213 | SJS-Med/Surg/Tele Overflow 3North | 18 | IU | Active
SJS5299 | P-VPM | -Vendor PM | Darren Eaton | DAEAT | EMPLOYEE | Y | 1 | 0.5 | 07/01/2024 | 08/07/2023 | 2 | M | SJS | SJS | Chest Compression System | 13-361 | Resuscitators, Cardiac | 452575 | Physio-Control Inc | 100582-20 | 3014A667 | LUCAS | LUCAS 2 | 5102-13100 | SJS-Intensive Care Unit I | 18 | IU | Active
SJS5299 | P3YEYE | 3 Year Battery Replacement and Vendor PM | Darren Eaton | DAEAT | EMPLOYEE | Y | 3 | 0.7 | 07/01/2025 |  | 2 | M | SJS | SJS | Chest Compression System | 13-361 | Resuscitators, Cardiac | 452575 | Physio-Control Inc | 100582-20 | 3014A667 | LUCAS | LUCAS 2 | 5102-13100 | SJS-Intensive Care Unit I | 18 | IU | Active
SJS5300 | P10123 | -Pm Device Using Mfg Procedure | Twanna Hardy | TWLUK | EMPLOYEE | Y | 1 | 0.5 | 08/01/2024 | 09/19/2023 | 2 | M | SJS | SJS | Nurse Call Console | 15-614 | Hospital Communication Systems, Nurse Call | 103070 | Rauland-Borg Corp | 351200 | 201905107858 | RAULAN | Rauland-Borg Corp | 5102-32100 | SJS-Hemodialysis | 12 | IU | Active
SJS5301 | P10123 | -Pm Device Using Mfg Procedure | Gerson Colon | 94805 | EMPLOYEE | Y | 1 | 0.5 | 08/01/2024 | 09/11/2023 | 2 | M | SJS | SJS | Nurse Call Console | 15-614 | Hospital Communication Systems, Nurse Call | 103070 | Rauland-Borg Corp | 351200 | M784580202015421027 | RAULAN | Rauland-Borg Corp | 5102-23100 | SJS-Emergency Service | 12 | IU | Active
SJS5302 | PMOPHV | Monitors, Physiologic, Vital Signs | Gil Matos | GIMAT | EMPLOYEE | Y | 1 | 0.6 | 01/01/2025 | 03/07/2024 | 2 | M | SJS | SJS | Vital Signs Monitor | 25-209 | Monitors, Physiologic, Vital Signs | 101850 | Welch Allyn Inc A Subsidiary | VSM 6000 SERIES | 100019961020 |  |  | 5102-14000 | SJS-Pedi Med/Surg/Tele | 15 | IU | Active
SJS5303 | PMOPHV | Monitors, Physiologic, Vital Signs | Gil Matos | GIMAT | EMPLOYEE | Y | 1 | 0.6 | 01/01/2025 | 02/24/2024 | 2 | M | SJS | SJS | Vital Signs Monitor | 25-209 | Monitors, Physiologic, Vital Signs | 101850 | Welch Allyn Inc A Subsidiary | VSM 6000 SERIES | 100010820420 |  |  | 5102-14000 | SJS-Pedi Med/Surg/Tele | 15 | IU | Active
SJS5304 | PMOPHV | Monitors, Physiologic, Vital Signs | Gil Matos | GIMAT | EMPLOYEE | Y | 1 | 0.6 | 01/01/2025 | 02/24/2024 | 2 | M | SJS | SJS | Vital Signs Monitor | 25-209 | Monitors, Physiologic, Vital Signs | 101850 | Welch Allyn Inc A Subsidiary | VSM 6000 SERIES | 100010810420 |  |  | 5102-14000 | SJS-Pedi Med/Surg/Tele | 15 | IU | Active
SJS5305 | PMOPHV | Monitors, Physiologic, Vital Signs | Gil Matos | GIMAT | EMPLOYEE | Y | 1 | 0.6 | 01/01/2025 | 02/24/2024 | 2 | M | SJS | SJS | Vital Signs Monitor | 25-209 | Monitors, Physiologic, Vital Signs | 101850 | Welch Allyn Inc A Subsidiary | VSM 6000 SERIES | 100018891020 |  |  | 5102-14000 | SJS-Pedi Med/Surg/Tele | 15 | IU | Active
SJS5306 | PMOPHV | Monitors, Physiologic, Vital Signs | Gil Matos | GIMAT | EMPLOYEE | Y | 1 | 0.6 | 01/01/2025 | 02/23/2024 | 2 | M | SJS | SJS | Vital Signs Monitor | 25-209 | Monitors, Physiologic, Vital Signs | 101850 | Welch Allyn Inc A Subsidiary | VSM 6000 SERIES | 100010830420 |  |  | 5102-14000 | SJS-Pedi Med/Surg/Tele | 15 | IU | Active
SJS5307 | PMOPHM | Monitors, Physiologic, Multipurpose | Gerson Colon | 94805 | EMPLOYEE | Y | 1 | 0.5 | 10/01/2024 | 02/23/2023 | 2 | M | SJS | SJS | Bedside Physiologic Monitor | 20-171 | Monitors, Physiologic, Multipurpose, Bedside, Modular | 440964 | GE Healthcare Technologies | B450 | SNE20062119SA |  |  | 5102-12225 | SJS-Med/Surg Unit I 4West | 16 | IU | Active
SJS5308 | PMOPHM | Monitors, Physiologic, Multipurpose | Gil Matos | GIMAT | EMPLOYEE | Y | 1 | 0.5 | 01/01/2025 | 02/22/2023 | 2 | M | SJS | SJS | Bedside Physiologic Monitor | 20-171 | Monitors, Physiologic, Multipurpose, Bedside, Modular | 440964 | GE Healthcare Technologies | B450 | SNE20062118SA |  |  | 5102-14000 | SJS-Pedi Med/Surg/Tele | 16 | IU | Active
SJS5309 | PGEANP | GE ANNUAL PDM | Gil Matos | GIMAT | EMPLOYEE | Y | 1 | 0.7 | 09/01/2024 | 09/07/2023 | 2 | M | SJS | SJS | Patient Data Module | 20-784 | Physiologic Monitor Modules, Multiparameter | 440964 | GE Healthcare Technologies | 2016793-003 | SPX20070106SA | PDMET | PDM 2 | 5102-14000 | SJS-Pedi Med/Surg/Tele | 16 | IU | Active
SJS5310 | PGEANP | GE ANNUAL PDM | Gil Matos | GIMAT | EMPLOYEE | Y | 1 | 0.7 | 09/01/2024 | 09/08/2023 | 2 | M | SJS | SJS | Patient Data Module | 20-784 | Physiologic Monitor Modules, Multiparameter | 440964 | GE Healthcare Technologies | 2016793-003 | SPX20070101SA | PDMET | PDM 2 | 5102-14000 | SJS-Pedi Med/Surg/Tele | 16 | IU | Active
SJS5312 | P10123 | -Pm Device Using Mfg Procedure | Gil Matos | GIMAT | EMPLOYEE | Y | 1 | 0.75 | 01/01/2025 | 03/13/2024 | 2 | M | SJS | SJS | Patient Lift | 12-330 | Lifts, Patient Transfer | 454170 | Arjo Inc | HEB1000 | 300356164 |  |  | 5102-14000 | SJS-Pedi Med/Surg/Tele | 13 | IU | Active
SJS5330 | P10123 | -Pm Device Using Mfg Procedure | Gil Matos | GIMAT | EMPLOYEE | Y | 1 | 0.5 | 08/01/2024 | 09/19/2023 | 2 | M | SJS | SJS | Nurse Call Console | 15-614 | Hospital Communication Systems, Nurse Call | 103070 | Rauland-Borg Corp | 351200 | 190430 | RAULAN | Rauland-Borg Corp | 5102-14000 | SJS-Pedi Med/Surg/Tele | 12 | IU | Active
SJS5331 | P10123 | -Pm Device Using Mfg Procedure | Gil Matos | GIMAT | EMPLOYEE | M | 6 | 1 | 07/01/2024 | 01/10/2024 | 2 | M | SJS | SJS | Warmer Blanket/Solution | 10-414 | Warmers, Blanket | 331403 | MAC Medical Inc | SWC151822-G-NB | 021320-D06 |  |  | 5102-14000 | SJS-Pedi Med/Surg/Tele | 13 | IU | Active
SJS5332 | PMOPHV | Monitors, Physiologic, Vital Signs | Gil Matos | GIMAT | EMPLOYEE | Y | 1 | 0.6 | 01/01/2025 | 02/24/2024 | 2 | M | SJS | SJS | Vital Signs Monitor | 25-209 | Monitors, Physiologic, Vital Signs | 101850 | Welch Allyn Inc A Subsidiary | VSM 6000 SERIES | 100020041020 |  |  | 5102-14000 | SJS-Pedi Med/Surg/Tele | 15 | IU | Active
SJS5333 | P10123 | -Pm Device Using Mfg Procedure | Gil Matos | GIMAT | EMPLOYEE | Y | 1 | 0.5 | 01/01/2025 | 02/27/2024 | 2 | M | SJS | SJS | Waterless Milk Warmer | 24-194 | Warming Units, Infant Nutritionals | 103640 | Medela Inc | 87115 | 1450326 |  |  | 5102-14000 | SJS-Pedi Med/Surg/Tele | 12 | IU | Active
SJS5334 | P10123 | -Pm Device Using Mfg Procedure | Gil Matos | GIMAT | EMPLOYEE | Y | 1 | 0.5 | 01/01/2025 | 02/27/2024 | 2 | M | SJS | SJS | Waterless Milk Warmer | 24-194 | Warming Units, Infant Nutritionals | 103640 | Medela Inc | 87115 | 1450327 |  |  | 5102-14000 | SJS-Pedi Med/Surg/Tele | 12 | IU | Active
SJS5335 | P10123 | -Pm Device Using Mfg Procedure | Gil Matos | GIMAT | EMPLOYEE | Y | 1 | 0.5 | 08/01/2024 | 09/19/2023 | 2 | M | SJS | SJS | Nurse Call Console | 15-614 | Hospital Communication Systems, Nurse Call | 103070 | Rauland-Borg Corp | 351205 | 190313 | RAULAN | Rauland-Borg Corp | 5102-14000 | SJS-Pedi Med/Surg/Tele | 13 | IU | Active
SJS5336 | PMOPHC | Monitors, Physiologic, Central Station | Gil Matos | GIMAT | EMPLOYEE | Y | 1 | 0.8 | 01/01/2025 | 02/24/2024 | 2 | M | SJS | SJS | Central Station Computer | 20-179 | Monitors, Physiologic, Central Station | 440964 | GE Healthcare Technologies | MAI700 V2 | SKN20060043SA |  |  | 5102-14000 | SJS-Pedi Med/Surg/Tele | 15 | IU | Active
SJS5338 | P166 | Pump, Infusion, Syringe. | Gerson Colon | 94805 | EMPLOYEE | Y | 1 | 0.75 | 03/01/2025 | 03/01/2024 | 6 | M | SJS | SJS | Syringe Pump | 13-217 | Infusion Pumps, Multitherapy, Syringe | 455334 | Smiths Medical ASD Inc | 3500 | M87934 |  |  | 5102-35000 | SJS-Respiratory Care Services | 20 | IU | Active
SJS5339 | P166 | Pump, Infusion, Syringe. | Gerson Colon | 94805 | EMPLOYEE | Y | 1 | 0.75 | 03/01/2025 | 03/01/2024 | 6 | M | SJS | SJS | Syringe Pump | 13-217 | Infusion Pumps, Multitherapy, Syringe | 455334 | Smiths Medical ASD Inc | 3500 | M89019 |  |  | 5102-35000 | SJS-Respiratory Care Services | 20 | IU | Active
SJS5340 | P81CAA | 8100 CareFusion Alaris Pump | Darren Eaton | DAEAT | EMPLOYEE | Y | 1 | 0.75 | 08/01/2024 | 01/13/2023 | 6 | M | SJS | SJS | Large Volume Pump Module | 13-215 | Infusion Pumps, Multitherapy | 378348 | BD | 8100 | 14307072 | LVP | Alaris 2 | 5102-12210 | SJS-Med/Surg Unit II 4East | 20 | IU | Active
SJS5341 | P10123 | -Pm Device Using Mfg Procedure | Twanna Hardy | TWLUK | EMPLOYEE | Y | 1 | 0.5 | 03/01/2025 | 03/01/2024 | 2 | M | SJS | SJS | Lab Scale 420g x 0.01 | 15-175 | Scales, Clinical, Laboratory | 103313 | Ohaus Corp | STX422 | B950723185 |  |  | 5102-88570 | SJS-Clinical Engineering | 14 | IU | Active
SJS5343 | P221 | Uninterruptible Power Systems | Gil Matos | GIMAT | EMPLOYEE | Y | 1 | 0.75 | 05/01/2024 | 05/02/2023 | 2 | M | SJS | SJS | UPS | 16-936 | Power Systems, Uninterruptible | 108649 | APC-American Power Conversion | BE600M1 | CQFHP2000447 |  |  | 5102-12210 | SJS-Med/Surg Unit II 4East | 13 | IU | Active
SJS5350 | P-PDEU | LP20/LP20e Pm Device Using Mfg Procedure | Gerson Colon | 94805 | EMPLOYEE | Y | 1 | 0.75 | 07/01/2024 | 07/29/2022 | 1 | M | SJS | SJS | LP20e Defibrillator/Pacer | 17-882B | Defibrillator/Pacemakers, External, Biphasic | 452575 | Physio-Control Inc | LP20E | 48997647 |  |  | 5102-30695 | SJS-Interventional Services | 40 | LS | High Risk
SJS5350 | P2YEBA | LP20 2 Year Battery Replacement and PM | Gerson Colon | 94805 | EMPLOYEE | Y | 2 | 1 | 07/01/2025 | 07/27/2021 | 1 | M | SJS | SJS | LP20e Defibrillator/Pacer | 17-882B | Defibrillator/Pacemakers, External, Biphasic | 452575 | Physio-Control Inc | LP20E | 48997647 |  |  | 5102-30695 | SJS-Interventional Services | 40 | LS | High Risk
SJS5350 | PLP5YE | LP20 5 Year Coin Battery Replacement | Gerson Colon | 94805 | EMPLOYEE | Y | 5 | 1.6 | 07/01/2028 | 07/18/2023 | 1 | M | SJS | SJS | LP20e Defibrillator/Pacer | 17-882B | Defibrillator/Pacemakers, External, Biphasic | 452575 | Physio-Control Inc | LP20E | 48997647 |  |  | 5102-30695 | SJS-Interventional Services | 40 | LS | High Risk
SJS5351 | P-VPM | -Vendor PM | Gil Matos | GIMAT | EMPLOYEE | M | 6 | 0.5 | 06/01/2024 | 12/20/2023 | 2 | M | SJS | SJS | Steam Sterilizer | 13-746 | Sterilizing Units, Steam | 402798 | Belimed Inc | MCT-V-6012VS1E | 2012196 |  |  | 5102-85160 | SJS-Sterile Processing | 17 | IU | Active
SJS5354 | P10123 | -Pm Device Using Mfg Procedure | Demar Lemonius-MedStat | DELEM | EMPLOYEE | Y | 1 | 0.5 | 11/01/2024 | 12/01/2023 | 3 | M | SJS | SJS | Stretcher | 19-021 | Stretchers, Mobile, Hospital, Adjustable-Height w/SCALE | 271227 | Stryker Medical | 1115 | 2018006800788 |  |  | 5102-23100 | SJS-Emergency Service | 13 | IU | Active
SJS5356 | P10123 | -Pm Device Using Mfg Procedure | Demar Lemonius-MedStat | DELEM | EMPLOYEE | Y | 1 | 0.5 | 11/01/2024 | 12/20/2023 | 3 | M | SJS | SJS | Stretcher | 19-021 | Stretchers, Mobile, Hospital, Adjustable-Height w/SCALE | 271227 | Stryker Medical | 1115 | 2017006801764 |  |  | 5102-23100 | SJS-Emergency Service | 13 | IU | Active
SJS5357 | P10123 | -Pm Device Using Mfg Procedure | Demar Lemonius-MedStat | DELEM | EMPLOYEE | Y | 1 | 0.5 | 11/01/2024 | 11/17/2023 | 3 | M | SJS | SJS | Stretcher | 19-021 | Stretchers, Mobile, Hospital, Adjustable-Height w/SCALE | 271227 | Stryker Medical | 1115 | 2019007000288 |  |  | 5102-23100 | SJS-Emergency Service | 13 | IU | Active
SJS5358 | P10123 | -Pm Device Using Mfg Procedure | Demar Lemonius-MedStat | DELEM | EMPLOYEE | Y | 1 | 0.5 | 11/01/2024 | 12/01/2023 | 3 | M | SJS | SJS | Stretcher | 19-021 | Stretchers, Mobile, Hospital, Adjustable-Height w/SCALE | 271227 | Stryker Medical | 1115 | 2018006800852 |  |  | 5102-23100 | SJS-Emergency Service | 13 | IU | Active
SJS5359 | P10123 | -Pm Device Using Mfg Procedure | Demar Lemonius-MedStat | DELEM | EMPLOYEE | Y | 1 | 0.5 | 11/01/2024 | 11/30/2023 | 3 | M | SJS | SJS | Stretcher | 19-021 | Stretchers, Mobile, Hospital, Adjustable-Height w/SCALE | 271227 | Stryker Medical | 1115 | 2017006801964 |  |  | 5102-23100 | SJS-Emergency Service | 13 | IU | Active
SJS5360 | P10123 | -Pm Device Using Mfg Procedure | Demar Lemonius-MedStat | DELEM | EMPLOYEE | Y | 1 | 0.5 | 11/01/2024 | 12/01/2023 | 3 | M | SJS | SJS | Stretcher | 19-021 | Stretchers, Mobile, Hospital, Adjustable-Height w/SCALE | 271227 | Stryker Medical | 1115 | 2018006800750 |  |  | 5102-23100 | SJS-Emergency Service | 13 | IU | Active
SJS5361 | P10123 | -Pm Device Using Mfg Procedure | Demar Lemonius-MedStat | DELEM | EMPLOYEE | Y | 1 | 0.5 | 11/01/2024 | 01/18/2024 | 3 | M | SJS | SJS | Stretcher | 19-021 | Stretchers, Mobile, Hospital, Adjustable-Height w/SCALE | 271227 | Stryker Medical | 1115 | 2017006802004 |  |  | 5102-23100 | SJS-Emergency Service | 13 | IU | Active
SJS5362 | P10123 | -Pm Device Using Mfg Procedure | Demar Lemonius-MedStat | DELEM | EMPLOYEE | Y | 1 | 0.5 | 11/01/2024 | 12/01/2023 | 3 | M | SJS | SJS | Stretcher | 19-021 | Stretchers, Mobile, Hospital, Adjustable-Height w/SCALE | 271227 | Stryker Medical | 1115 | 2018006801173 |  |  | 5102-23100 | SJS-Emergency Service | 13 | IU | Active
SJS5363 | P10123 | -Pm Device Using Mfg Procedure | Demar Lemonius-MedStat | DELEM | EMPLOYEE | Y | 1 | 0.5 | 11/01/2024 | 11/15/2023 | 3 | M | SJS | SJS | Stretcher | 19-021 | Stretchers, Mobile, Hospital, Adjustable-Height w/SCALE | 271227 | Stryker Medical | 1115 | 2017006801831 |  |  | 5102-23100 | SJS-Emergency Service | 13 | IU | Active
SJS5364 | P10123 | -Pm Device Using Mfg Procedure | Demar Lemonius-MedStat | DELEM | EMPLOYEE | Y | 1 | 0.5 | 11/01/2024 | 11/17/2023 | 3 | M | SJS | SJS | Stretcher | 19-021 | Stretchers, Mobile, Hospital, Adjustable-Height w/SCALE | 271227 | Stryker Medical | 1115 | 2019007000290 |  |  | 5102-23100 | SJS-Emergency Service | 13 | IU | Active
SJS5365 | P10123 | -Pm Device Using Mfg Procedure | Demar Lemonius-MedStat | DELEM | EMPLOYEE | Y | 1 | 0.5 | 11/01/2024 | 11/30/2023 | 3 | M | SJS | SJS | Stretcher | 19-021 | Stretchers, Mobile, Hospital, Adjustable-Height w/SCALE | 271227 | Stryker Medical | 1115 | 2019007000289 |  |  | 5102-23100 | SJS-Emergency Service | 13 | IU | Active
SJS5366 | P10123 | -Pm Device Using Mfg Procedure | Demar Lemonius-MedStat | DELEM | EMPLOYEE | Y | 1 | 0.5 | 11/01/2024 | 12/20/2023 | 3 | M | SJS | SJS | Stretcher | 19-021 | Stretchers, Mobile, Hospital, Adjustable-Height w/SCALE | 271227 | Stryker Medical | 1115 | 2018006801174 |  |  | 5102-23100 | SJS-Emergency Service | 13 | IU | Active
SJS5367 | P10123 | -Pm Device Using Mfg Procedure | Demar Lemonius-MedStat | DELEM | EMPLOYEE | Y | 1 | 0.5 | 11/01/2024 | 12/01/2023 | 3 | M | SJS | SJS | Stretcher | 19-021 | Stretchers, Mobile, Hospital, Adjustable-Height w/SCALE | 271227 | Stryker Medical | 1115 | 2017006801933 |  |  | 5102-23100 | SJS-Emergency Service | 13 | IU | Active
SJS5368 | P10123 | -Pm Device Using Mfg Procedure | Demar Lemonius-MedStat | DELEM | EMPLOYEE | Y | 1 | 0.5 | 11/01/2024 | 12/01/2023 | 3 | M | SJS | SJS | Stretcher | 19-021 | Stretchers, Mobile, Hospital, Adjustable-Height w/SCALE | 271227 | Stryker Medical | 1115 | 2018006801179 |  |  | 5102-23100 | SJS-Emergency Service | 13 | IU | Active
SJS5370 | P10123 | -Pm Device Using Mfg Procedure | Demar Lemonius-MedStat | DELEM | EMPLOYEE | Y | 1 | 0.5 | 11/01/2024 | 11/17/2023 | 3 | M | SJS | SJS | Stretcher | 19-021 | Stretchers, Mobile, Hospital, Adjustable-Height w/SCALE | 271227 | Stryker Medical | 1115 | 2018006800934 |  |  | 5102-23100 | SJS-Emergency Service | 13 | IU | Active
SJS5371 | P10123 | -Pm Device Using Mfg Procedure | Demar Lemonius-MedStat | DELEM | EMPLOYEE | Y | 1 | 0.5 | 11/01/2024 | 11/17/2023 | 3 | M | SJS | SJS | Stretcher | 19-021 | Stretchers, Mobile, Hospital, Adjustable-Height w/SCALE | 271227 | Stryker Medical | 1115 | 2018006800863 |  |  | 5102-23100 | SJS-Emergency Service | 13 | IU | Active
SJS5373 | P10123 | -Pm Device Using Mfg Procedure | Demar Lemonius-MedStat | DELEM | EMPLOYEE | Y | 1 | 0.5 | 11/01/2024 | 12/20/2023 | 3 | M | SJS | SJS | Stretcher | 19-021 | Stretchers, Mobile, Hospital, Adjustable-Height w/SCALE | 271227 | Stryker Medical | 1115 | 2018006800902 |  |  | 5102-23100 | SJS-Emergency Service | 13 | IU | Active
SJS5374 | P10123 | -Pm Device Using Mfg Procedure | Demar Lemonius-MedStat | DELEM | EMPLOYEE | Y | 1 | 0.5 | 11/01/2024 | 12/01/2023 | 3 | M | SJS | SJS | Stretcher | 19-021 | Stretchers, Mobile, Hospital, Adjustable-Height w/SCALE | 271227 | Stryker Medical | 1115 | 2018006800646 |  |  | 5102-23100 | SJS-Emergency Service | 13 | IU | Active
SJS5375 | P10123 | -Pm Device Using Mfg Procedure | Demar Lemonius-MedStat | DELEM | EMPLOYEE | Y | 1 | 0.5 | 11/01/2024 | 11/30/2023 | 3 | M | SJS | SJS | Stretcher | 19-021 | Stretchers, Mobile, Hospital, Adjustable-Height w/SCALE | 271227 | Stryker Medical | 1115 | 2017006801726 |  |  | 5102-23100 | SJS-Emergency Service | 13 | IU | Active
SJS5376 | P10123 | -Pm Device Using Mfg Procedure | Demar Lemonius-MedStat | DELEM | EMPLOYEE | Y | 1 | 0.5 | 11/01/2024 | 01/19/2024 | 3 | M | SJS | SJS | Stretcher | 19-021 | Stretchers, Mobile, Hospital, Adjustable-Height w/SCALE | 271227 | Stryker Medical | 1115 | 2018006801208 |  |  | 5102-23100 | SJS-Emergency Service | 13 | IU | Active
SJS5377 | P10123 | -Pm Device Using Mfg Procedure | Demar Lemonius-MedStat | DELEM | EMPLOYEE | Y | 1 | 0.5 | 11/01/2024 | 11/17/2023 | 3 | M | SJS | SJS | Stretcher | 19-021 | Stretchers, Mobile, Hospital, Adjustable-Height w/SCALE | 271227 | Stryker Medical | 1115 | 2018006801191 |  |  | 5102-23100 | SJS-Emergency Service | 13 | IU | Active
SJS5378 | P10123 | -Pm Device Using Mfg Procedure | Demar Lemonius-MedStat | DELEM | EMPLOYEE | Y | 1 | 0.5 | 11/01/2024 | 12/01/2023 | 3 | M | SJS | SJS | Stretcher | 19-021 | Stretchers, Mobile, Hospital, Adjustable-Height w/SCALE | 271227 | Stryker Medical | 1115 | 2018006800872 |  |  | 5102-23100 | SJS-Emergency Service | 13 | IU | Active
SJS5379 | P10123 | -Pm Device Using Mfg Procedure | Demar Lemonius-MedStat | DELEM | EMPLOYEE | Y | 1 | 0.5 | 11/01/2024 | 12/01/2023 | 3 | M | SJS | SJS | Stretcher | 19-021 | Stretchers, Mobile, Hospital, Adjustable-Height w/SCALE | 271227 | Stryker Medical | 1115 | 2019006802813 |  |  | 5102-23100 | SJS-Emergency Service | 13 | IU | Active
SJS5380 | P10123 | -Pm Device Using Mfg Procedure | Demar Lemonius-MedStat | DELEM | EMPLOYEE | Y | 1 | 0.5 | 11/01/2024 | 11/17/2023 | 3 | M | SJS | SJS | Stretcher | 19-021 | Stretchers, Mobile, Hospital, Adjustable-Height w/SCALE | 271227 | Stryker Medical | 1115 | 2018006801587 |  |  | 5102-23100 | SJS-Emergency Service | 13 | IU | Active
SJS5381 | P10123 | -Pm Device Using Mfg Procedure | Demar Lemonius-MedStat | DELEM | EMPLOYEE | Y | 1 | 0.5 | 11/01/2024 | 12/01/2023 | 3 | M | SJS | SJS | Stretcher | 19-021 | Stretchers, Mobile, Hospital, Adjustable-Height w/SCALE | 271227 | Stryker Medical | 1115 | 2018006800874 |  |  | 5102-23100 | SJS-Emergency Service | 13 | IU | Active
SJS5382 | P10123 | -Pm Device Using Mfg Procedure | Demar Lemonius-MedStat | DELEM | EMPLOYEE | Y | 1 | 0.5 | 11/01/2024 | 11/30/2023 | 3 | M | SJS | SJS | Stretcher | 19-021 | Stretchers, Mobile, Hospital, Adjustable-Height w/SCALE | 271227 | Stryker Medical | 1115 | 2017006800690 |  |  | 5102-23100 | SJS-Emergency Service | 13 | IU | Active
SJS5383 | P10123 | -Pm Device Using Mfg Procedure | Demar Lemonius-MedStat | DELEM | EMPLOYEE | Y | 1 | 0.5 | 11/01/2024 | 11/30/2023 | 3 | M | SJS | SJS | Stretcher | 19-021 | Stretchers, Mobile, Hospital, Adjustable-Height w/SCALE | 271227 | Stryker Medical | 1115 | 2017006802048 |  |  | 5102-23100 | SJS-Emergency Service | 13 | IU | Active
SJS5399 | P10123 | -Pm Device Using Mfg Procedure | Gerson Colon | 94805 | EMPLOYEE | M | 6 | 0.5 | 04/01/2024 | 11/21/2022 | 2 | M | SJS | SJS | Reprocessor Flexible Endoscope | 11-279 | Disinfectors, Liquid Germicide, Flexible Endoscope | 457057 | Medivators Corp A Cantel Medic | DSD EDGE | 72564193 | STEEQU | Sterilizing Equipment | 5102-21221 | SJS-Endoscopy | 30 | IU | Active
SJS5399 | P-VPM | -Vendor PM | Gerson Colon | 94805 | EMPLOYEE | Y | 1 | 0.5 | 04/01/2024 | 05/04/2023 | 2 | M | SJS | SJS | Reprocessor Flexible Endoscope | 11-279 | Disinfectors, Liquid Germicide, Flexible Endoscope | 457057 | Medivators Corp A Cantel Medic | DSD EDGE | 72564193 | STEEQU | Sterilizing Equipment | 5102-21221 | SJS-Endoscopy | 30 | IU | Active
SJS5402 | P10123 | -Pm Device Using Mfg Procedure | Gerson Colon | 94805 | EMPLOYEE | M | 6 | 0.5 | 04/01/2024 | 11/21/2022 | 2 | M | SJS | SJS | Reprocessor Flexible Endoscope | 11-279 | Disinfectors, Liquid Germicide, Flexible Endoscope | 457057 | Medivators Corp A Cantel Medic | DSD EDGE | 72564192 | STEEQU | Sterilizing Equipment | 5102-21221 | SJS-Endoscopy | 30 | IU | Active
SJS5402 | P-VPM | -Vendor PM | Gerson Colon | 94805 | EMPLOYEE | Y | 1 | 0.5 | 04/01/2024 | 05/04/2023 | 2 | M | SJS | SJS | Reprocessor Flexible Endoscope | 11-279 | Disinfectors, Liquid Germicide, Flexible Endoscope | 457057 | Medivators Corp A Cantel Medic | DSD EDGE | 72564192 | STEEQU | Sterilizing Equipment | 5102-21221 | SJS-Endoscopy | 30 | IU | Active
SJS5404 | P--ORS | --- OR Safety Inspection --- | Darren Eaton | DAEAT | EMPLOYEE | M | 6 | 0.25 | 07/01/2024 | 01/25/2024 | 2 | M | SJS | SJS | RF Sponge Detector Delivery | 27-642 | Sponge Detector, Surgical, Radiofrequency | 101809 | Medtronic Inc | 200X | X21CHJ |  |  | 5102-21100 | SJS-Surgery | 23 | IU | Active
SJS5406 | PMOPHV | Monitors, Physiologic, Vital Signs | Gerson Colon | 94805 | EMPLOYEE | Y | 1 | 0.6 | 03/01/2025 | 03/01/2024 | 2 | M | SJS | SJS | Vital Signs Monitor | 25-209 | Monitors, Physiologic, Vital Signs | 101850 | Welch Allyn Inc A Subsidiary | VSM 6000 SERIES | 100049051321 |  |  | 5102-21355 | SJS-Preop Surgical | 16 | IU | Active
SJS5407 | PMOPHV | Monitors, Physiologic, Vital Signs | Gerson Colon | 94805 | EMPLOYEE | Y | 1 | 0.6 | 03/01/2025 | 03/01/2024 | 2 | M | SJS | SJS | Vital Signs Monitor | 25-209 | Monitors, Physiologic, Vital Signs | 101850 | Welch Allyn Inc A Subsidiary | VSM 6000 SERIES | 100048671321 |  |  | 5102-21355 | SJS-Preop Surgical | 16 | IU | Active
SJS5408 | PSAFIN | Safety Inspection | Thomas Odaris | 85190 | EMPLOYEE | Y | 1 | 0.25 | 06/01/2024 | 06/01/2023 | 2 | M | SJS | SJS | Microconvex Array Probe | 14-121END | Transducers, Ultrasonic, Endocavity | 439946 | GE Healthcare USA | IC5-9-D | 962283WX8 |  |  | 5102-33900 | SJS-Ultrasound | 16 | IU | Active
SJS5420 | P134 | Monitor, Physiological. | Gerson Colon | 94805 | EMPLOYEE | Y | 1 | 1 | 02/01/2025 | 01/29/2024 | 2 | M | SJS | SJS | Front End Hemodynamic Monitor | 12-648 | Monitoring Systems, Physiologic, Cardiac Catheterization | 452291 | Philips Interventional Patient | FC2010 | US1638002577 |  |  | 5102-30695 | SJS-Interventional Services | 16 | IU | Active
SJS5423 | P10123 | -Pm Device Using Mfg Procedure | Darren Eaton | DAEAT | EMPLOYEE | Y | 1 | 0.5 | 08/01/2024 | 09/05/2023 | 2 | M | SJS | SJS | Nurse Call Console | 15-614 | Hospital Communication Systems, Nurse Call | 103070 | Rauland-Borg Corp | 351200 | 134360278 | RAULAN | Rauland-Borg Corp | 5102-33100 | SJS-CT Scan | 13 | IU | Active
SJS5425 | PMOPHM | Monitors, Physiologic, Multipurpose | Gerson Colon | 94805 | EMPLOYEE | Y | 1 | 0.5 | 03/01/2025 | 05/15/2023 | 2 | M | SJS | SJS | Bedside Physiologic Monitor | 20-171 | Monitors, Physiologic, Multipurpose, Bedside, Modular | 440964 | GE Healthcare Technologies | B450 | SNT21122193SA |  |  | 5102-21355 | SJS-Preop Surgical | 16 | IU | Active
SJS5426 | PGEANP | GE ANNUAL PDM | Gerson Colon | 94805 | EMPLOYEE | Y | 1 | 0.7 | 09/01/2024 | 09/25/2023 | 2 | M | SJS | SJS | Patient Data Module | 20-784 | Physiologic Monitor Modules, Multiparameter | 440964 | GE Healthcare Technologies | 2016793-003 | SPX21140471SA | PDMET | PDM 2 | 5102-21355 | SJS-Preop Surgical | 16 | IU | Active
SJS5427 | P10123 | -Pm Device Using Mfg Procedure | Gerson Colon | 94805 | EMPLOYEE | M | 6 | 0.5 | 04/01/2024 | 11/20/2023 | 2 | M | SJS | SJS | Integrated Arthroscopy Pump | 17-676 | Irrigation/Distention Systems | 107536 | Stryker Endoscopy | 0450-000-000 | 171501554 | ORSTRY | OR STRYKER | 5102-21100 | SJS-Surgery | 32 | IU | Active
SJS5448 | P80CAA | 8015 CareFusion Alaris Pump | Gil Matos | GIMAT | EMPLOYEE | Y | 2 | 1 | 08/01/2025 | 08/02/2023 | 6 | M | SJS | SJS | Pump Control Unit 5.7 Screen | 26-655 | Controllers, Infusion Pump Systems, Programmable | 378348 | BD | 8015LS | 14191272 | ALATM | Alaris 3 | 5102-21500 | SJS-PACU | 21 | IU | Active
SJS5449 | P80CAA | 8015 CareFusion Alaris Pump | Darren Eaton | DAEAT | EMPLOYEE | Y | 2 | 1 | 08/01/2025 | 01/03/2024 | 6 | M | SJS | SJS | Pump Control Unit 5.7 Screen | 26-655 | Controllers, Infusion Pump Systems, Programmable | 378348 | BD | 8015LS | 14191271 | LVP | Alaris 2 | 5102-13100 | SJS-Intensive Care Unit I | 21 | IU | Active
SJS5451 | P178 | Scale, Infant. | Gil Matos | GIMAT | EMPLOYEE | Y | 1 | 0.5 | 10/01/2024 | 11/02/2023 | 2 | M | SJS | SJS | Infant Scale | 13-462 | Scales, Infant | 103640 | Medela Inc | 0407020 | 04904785043664 |  |  | 5102-13500 | SJS-Neonatal Intensive Care (NICU) | 12 | IU | Active
SJS5452 | P10123 | -Pm Device Using Mfg Procedure | Gil Matos | GIMAT | EMPLOYEE | Y | 1 | 0.5 | 10/01/2024 | 10/18/2023 | 2 | M | SJS | SJS | Biliblanket PhototherapySystem | 17-515 | Phototherapy Units, Visible Light, Hyperbilirubinemia | 351254 | Datex-Ohmeda Inc Div GE Health | BiliSoft 2.0 | HGAA61053 |  |  | 5102-13500 | SJS-Neonatal Intensive Care (NICU) | 18 | IU | Active
SJS5453 | P10123 | -Pm Device Using Mfg Procedure | Gil Matos | GIMAT | EMPLOYEE | Y | 1 | 0.5 | 10/01/2024 | 10/18/2023 | 2 | M | SJS | SJS | Biliblanket PhototherapySystem | 17-515 | Phototherapy Units, Visible Light, Hyperbilirubinemia | 351254 | Datex-Ohmeda Inc Div GE Health | BiliSoft 2.0 | HGA61045 |  |  | 5102-13500 | SJS-Neonatal Intensive Care (NICU) | 18 | IU | Active
SJS5454 | PV65YR | V60 5 YR Battery Philips Respironics Annual Checklist | Gerson Colon | 94805 | EMPLOYEE | Y | 5 | 2 | 07/01/2026 |  | 1 | M | SJS | SJS | Non-Invasive Ventilator | 20-746 | Ventilators, Noninvasive Positive Pressure | 454161 | Philips Respironics | V60 | 100467173 |  |  | 5102-35000 | SJS-Respiratory Care Services | 40 | LS | High Risk
SJS5454 | PV6PHR | V60 Philips Respironics Annual Checklist | Gerson Colon | 94805 | EMPLOYEE | Y | 1 | 1.5 | 07/01/2024 | 07/28/2023 | 1 | M | SJS | SJS | Non-Invasive Ventilator | 20-746 | Ventilators, Noninvasive Positive Pressure | 454161 | Philips Respironics | V60 | 100467173 |  |  | 5102-35000 | SJS-Respiratory Care Services | 40 | LS | High Risk
SJS5455 | PV65YR | V60 5 YR Battery Philips Respironics Annual Checklist | Gerson Colon | 94805 | EMPLOYEE | Y | 5 | 2 | 07/01/2026 |  | 1 | M | SJS | SJS | Non-Invasive Ventilator | 20-746 | Ventilators, Noninvasive Positive Pressure | 454161 | Philips Respironics | V60 | 100467177 |  |  | 5102-35000 | SJS-Respiratory Care Services | 40 | LS | High Risk
SJS5455 | PV6PHR | V60 Philips Respironics Annual Checklist | Gerson Colon | 94805 | EMPLOYEE | Y | 1 | 1.5 | 07/01/2024 | 07/06/2023 | 1 | M | SJS | SJS | Non-Invasive Ventilator | 20-746 | Ventilators, Noninvasive Positive Pressure | 454161 | Philips Respironics | V60 | 100467177 |  |  | 5102-35000 | SJS-Respiratory Care Services | 40 | LS | High Risk
SJS5456 | PV65YR | V60 5 YR Battery Philips Respironics Annual Checklist | Gerson Colon | 94805 | EMPLOYEE | Y | 5 | 2 | 07/01/2026 |  | 1 | M | SJS | SJS | Non-Invasive Ventilator | 20-746 | Ventilators, Noninvasive Positive Pressure | 454161 | Philips Respironics | V60 | 100467156 |  |  | 5102-35000 | SJS-Respiratory Care Services | 40 | LS | High Risk
SJS5456 | PV6PHR | V60 Philips Respironics Annual Checklist | Gerson Colon | 94805 | EMPLOYEE | Y | 1 | 1.5 | 07/01/2024 | 07/27/2023 | 1 | M | SJS | SJS | Non-Invasive Ventilator | 20-746 | Ventilators, Noninvasive Positive Pressure | 454161 | Philips Respironics | V60 | 100467156 |  |  | 5102-35000 | SJS-Respiratory Care Services | 40 | LS | High Risk
SJS5460 | PRPPM | RPT PM | Gerson Colon | 94805 | EMPLOYEE | Y | 1 | 0.5 | 07/01/2024 | 07/28/2023 | 2 | M | SJS | SJS | 4x 15A 15ft Cord HGPower Strip | 34-504 | Electrical Power Strips | 106890 | Tripp Lite | PS-415-HG-OEM | 3039AVHIB882900239 |  |  | 5102-35000 | SJS-Respiratory Care Services | 12 | IU | Active
SJS5460 | PRTINI | RPT Initial Inspection | Gerson Colon | 94805 | EMPLOYEE | I | 1 | 1 | 10/15/2021 |  | 1 | M | SJS | SJS | 4x 15A 15ft Cord HGPower Strip | 34-504 | Electrical Power Strips | 106890 | Tripp Lite | PS-415-HG-OEM | 3039AVHIB882900239 |  |  | 5102-35000 | SJS-Respiratory Care Services | 12 | IU | Active
SJS5461 | PRPPM | RPT PM | Gerson Colon | 94805 | EMPLOYEE | Y | 1 | 0.5 | 07/01/2024 | 07/06/2023 | 2 | M | SJS | SJS | 4x 15A 15ft Cord HGPower Strip | 34-504 | Electrical Power Strips | 106890 | Tripp Lite | PS-415-HG-OEM | 3039AVHIB882900233 |  |  | 5102-35000 | SJS-Respiratory Care Services | 12 | IU | Active
SJS5461 | PRTINI | RPT Initial Inspection | Gerson Colon | 94805 | EMPLOYEE | I | 1 | 1 | 10/15/2021 | 10/28/2021 | 1 | M | SJS | SJS | 4x 15A 15ft Cord HGPower Strip | 34-504 | Electrical Power Strips | 106890 | Tripp Lite | PS-415-HG-OEM | 3039AVHIB882900233 |  |  | 5102-35000 | SJS-Respiratory Care Services | 12 | IU | Active
SJS5462 | PRPPM | RPT PM | Gerson Colon | 94805 | EMPLOYEE | Y | 1 | 0.5 | 07/01/2024 | 07/27/2023 | 2 | M | SJS | SJS | 4x 15A 15ft Cord HGPower Strip | 34-504 | Electrical Power Strips | 106890 | Tripp Lite | PS-415-HG-OEM | 3029AVHIB882900235 |  |  | 5102-35000 | SJS-Respiratory Care Services | 12 | IU | Active
SJS5462 | PRTINI | RPT Initial Inspection | Gerson Colon | 94805 | EMPLOYEE | I | 1 | 1 | 10/15/2021 | 10/28/2021 | 1 | M | SJS | SJS | 4x 15A 15ft Cord HGPower Strip | 34-504 | Electrical Power Strips | 106890 | Tripp Lite | PS-415-HG-OEM | 3029AVHIB882900235 |  |  | 5102-35000 | SJS-Respiratory Care Services | 12 | IU | Active
SJS5463 | PRPPM | RPT PM | Gerson Colon | 94805 | EMPLOYEE | Y | 1 | 0.5 | 03/01/2025 | 03/01/2024 | 2 | M | SJS | SJS | 4x 15A 15ft Cord HGPower Strip | 34-504 | Electrical Power Strips | 106890 | Tripp Lite | PS-415-HG-OEM | 3122AVHIB882904145 |  |  | 5102-35000 | SJS-Respiratory Care Services | 12 | IU | Active
SJS5463 | PRTINI | RPT Initial Inspection | Gerson Colon | 94805 | EMPLOYEE | I | 1 | 1 | 10/15/2021 | 10/28/2021 | 1 | M | SJS | SJS | 4x 15A 15ft Cord HGPower Strip | 34-504 | Electrical Power Strips | 106890 | Tripp Lite | PS-415-HG-OEM | 3122AVHIB882904145 |  |  | 5102-35000 | SJS-Respiratory Care Services | 12 | IU | Active
SJS5475 | P86 | Hyperthermia System, Manual Control. | Gil Matos | GIMAT | EMPLOYEE | Y | 1 | 1 | 11/01/2024 | 11/15/2023 | 2 | M | SJS | SJS | Localized Temp Therapy Pump | 17-647 | Pumps, Circulating-Fluid, Localized Heating | 271227 | Stryker Medical | TP700 | 2020009123298 |  |  | 5102-12210 | SJS-Med/Surg Unit II 4East | 16 | IU | Active
SJS5477 | P86 | Hyperthermia System, Manual Control. | Gil Matos | GIMAT | EMPLOYEE | Y | 1 | 1 | 11/01/2024 | 11/16/2023 | 2 | M | SJS | SJS | Localized Temp Therapy Pump | 17-647 | Pumps, Circulating-Fluid, Localized Heating | 271227 | Stryker Medical | TP700 | 2020009123283 |  |  | 5102-12210 | SJS-Med/Surg Unit II 4East | 16 | IU | Active
SJS5478 | P86 | Hyperthermia System, Manual Control. | Gil Matos | GIMAT | EMPLOYEE | Y | 1 | 1 | 11/01/2024 | 11/15/2023 | 2 | M | SJS | SJS | Localized Temp Therapy Pump | 17-647 | Pumps, Circulating-Fluid, Localized Heating | 271227 | Stryker Medical | TP700 | 2020009123300 |  |  | 5102-12210 | SJS-Med/Surg Unit II 4East | 16 | IU | Active
SJS5479 | P86 | Hyperthermia System, Manual Control. | Gil Matos | GIMAT | EMPLOYEE | Y | 1 | 1 | 11/01/2024 | 11/15/2023 | 2 | M | SJS | SJS | Localized Temp Therapy Pump | 17-647 | Pumps, Circulating-Fluid, Localized Heating | 271227 | Stryker Medical | TP700 | 2020009123268 |  |  | 5102-12210 | SJS-Med/Surg Unit II 4East | 16 | IU | Active
SJS5481 | P86 | Hyperthermia System, Manual Control. | Gil Matos | GIMAT | EMPLOYEE | Y | 1 | 1 | 11/01/2024 | 11/15/2023 | 2 | M | SJS | SJS | Localized Temp Therapy Pump | 17-647 | Pumps, Circulating-Fluid, Localized Heating | 271227 | Stryker Medical | TP700 | 2020009123273 |  |  | 5102-12210 | SJS-Med/Surg Unit II 4East | 16 | IU | Active
SJS5482 | P86 | Hyperthermia System, Manual Control. | Gil Matos | GIMAT | EMPLOYEE | Y | 1 | 1 | 11/01/2024 | 11/15/2023 | 2 | M | SJS | SJS | Localized Temp Therapy Pump | 17-647 | Pumps, Circulating-Fluid, Localized Heating | 271227 | Stryker Medical | TP700 | 2020009123256 |  |  | 5102-12210 | SJS-Med/Surg Unit II 4East | 16 | IU | Active
SJS5483 | P37 | Centrifuge, Table Top | Gerson Colon | 94805 | EMPLOYEE | M | 6 | 0.7 | 08/01/2024 | 03/06/2024 | 2 | M | SJS | SJS | Centrifuge, Tabletop | 10-780 | Centrifuges, Tabletop | 452492 | Hettich Lab Technology North A | 1701-01 | 0000813-07 |  |  | 5102-31400 | SJS-Lab Central Preocessing | 12 | IU | Active
SJS5485 | P-VPM | -Vendor PM | Gerson Colon | 94805 | EMPLOYEE | Y | 1 | 0.5 | 05/01/2024 | 05/09/2023 | 2 | M | SJS | SJS | ESR Erythro-Sedimentation Rate | 15-177 | Analyzers, Laboratory, Hematology, Erythrocyte Sedimentation Rate | 460782 | ALCOR Scientific Inc | iSED | 02849 |  |  | 5102-31400 | SJS-Lab Central Preocessing | 14 | IU | Active
SJS5488 | P10123 | -Pm Device Using Mfg Procedure | Gerson Colon Jr | GECOL | EMPLOYEE | Y | 1 | 3.13 | 06/01/2024 | 09/20/2023 | 2 | M | SJS | SJS | Digital Portable X-ray System | 13-272 | Radiographic Units, Mobile | 439946 | GE Healthcare USA | 5555000-5 | 1034329WK1 |  |  | 5102-33020 | SJS-Imaging Central Ops | 19 | IU | Active
SJS5489 | PGEANP | GE ANNUAL PDM | Darren Eaton | DAEAT | EMPLOYEE | Y | 1 | 0.5 | 09/01/2024 | 09/27/2023 | 2 | M | SJS | SJS | Patient Data Module | 20-784 | Physiologic Monitor Modules, Multiparameter | 440964 | GE Healthcare Technologies | 2016793-003 | SA314337065GA | PDMTN | PDM 1 | 5102-13100 | SJS-Intensive Care Unit I | 15 | IU | Active
SJS5495 | P81CAA | 8100 CareFusion Alaris Pump | Darren Eaton | DAEAT | EMPLOYEE | Y | 1 | 0.75 | 08/01/2024 | 08/31/2023 | 6 | M | SJS | SJS | Large Volume Pump Module | 13-215 | Infusion Pumps, Multitherapy | 378348 | BD | 8100 | 14200639 | LVP | Alaris 2 | 5102-12225 | SJS-Med/Surg Unit I 4West | 20 | IU | Active
SJS5496 | P10123 | -Pm Device Using Mfg Procedure | Gerson Colon | 94805 | EMPLOYEE | Y | 1 | 0.5 | 01/01/2025 | 02/12/2024 | 2 | M | SJS | SJS | LED Exam light ceiling mounted | 33-257 | Lights, Examination, Stand-Alone, High End | 452594 | Stryker Communications | F300 | 2506476 |  |  | 5102-23100 | SJS-Emergency Service | 13 | IU | Active
SJS5497 | P10123 | -Pm Device Using Mfg Procedure | Gerson Colon | 94805 | EMPLOYEE | Y | 1 | 0.5 | 01/01/2025 | 02/12/2024 | 2 | M | SJS | SJS | LED Exam light ceiling mounted | 33-257 | Lights, Examination, Stand-Alone, High End | 452594 | Stryker Communications | F300 | 2506599 |  |  | 5102-23100 | SJS-Emergency Service | 13 | IU | Active
SJS5498 | PMOPHM | Monitors, Physiologic, Multipurpose | Gerson Colon | 94805 | EMPLOYEE | Y | 1 | 0.5 | 01/01/2025 | 12/16/2022 | 2 | M | SJS | SJS | Bedside Physiologic Monitor | 20-171 | Monitors, Physiologic, Multipurpose, Bedside, Modular | 440964 | GE Healthcare Technologies | B450 | SNE19152040SA |  |  | 5102-23100 | SJS-Emergency Service | 16 | IU | Active
SJS5501 | P166 | Pump, Infusion, Syringe. | Gil Matos | GIMAT | EMPLOYEE | Y | 1 | 0.75 | 06/01/2024 | 08/09/2023 | 6 | M | SJS | SJS | Syringe Pump | 13-217 | Infusion Pumps, Multitherapy, Syringe | 378348 | BD | 8110 | 15878086 | SYRING | Alaris 8110 | 5102-14000 | SJS-Pedi Med/Surg/Tele | 20 | IU | Active
SJS5502 | P166 | Pump, Infusion, Syringe. | Gil Matos | GIMAT | EMPLOYEE | Y | 1 | 0.75 | 06/01/2024 | 08/28/2023 | 6 | M | SJS | SJS | Syringe Pump | 13-217 | Infusion Pumps, Multitherapy, Syringe | 378348 | BD | 8110 | 15878065 | SYRING | Alaris 8110 | 5102-14000 | SJS-Pedi Med/Surg/Tele | 20 | IU | Active
SJS5503 | P166 | Pump, Infusion, Syringe. | Gil Matos | GIMAT | EMPLOYEE | Y | 1 | 0.75 | 06/01/2024 | 08/14/2023 | 6 | M | SJS | SJS | Syringe Pump | 13-217 | Infusion Pumps, Multitherapy, Syringe | 378348 | BD | 8110 | 15878032 | SYRING | Alaris 8110 | 5102-14000 | SJS-Pedi Med/Surg/Tele | 20 | IU | Active
SJS5504 | P166 | Pump, Infusion, Syringe. | Gil Matos | GIMAT | EMPLOYEE | Y | 1 | 0.75 | 06/01/2024 | 08/09/2023 | 6 | M | SJS | SJS | Syringe Pump | 13-217 | Infusion Pumps, Multitherapy, Syringe | 378348 | BD | 8110 | 15877927 | SYRING | Alaris 8110 | 5102-14000 | SJS-Pedi Med/Surg/Tele | 20 | IU | Active
SJS5506 | P166 | Pump, Infusion, Syringe. | Gil Matos | GIMAT | EMPLOYEE | Y | 1 | 0.75 | 06/01/2024 | 08/18/2023 | 6 | M | SJS | SJS | Syringe Pump | 13-217 | Infusion Pumps, Multitherapy, Syringe | 378348 | BD | 8110 | 15877693 | SYRING | Alaris 8110 | 5102-14000 | SJS-Pedi Med/Surg/Tele | 20 | IU | Active
SJS5507 | P166 | Pump, Infusion, Syringe. | Gil Matos | GIMAT | EMPLOYEE | Y | 1 | 0.75 | 06/01/2024 | 06/28/2023 | 6 | M | SJS | SJS | Syringe Pump | 13-217 | Infusion Pumps, Multitherapy, Syringe | 378348 | BD | 8110 | 15877917 | SYRING | Alaris 8110 | 5102-14000 | SJS-Pedi Med/Surg/Tele | 20 | IU | Active
SJS5508 | P166 | Pump, Infusion, Syringe. | Gil Matos | GIMAT | EMPLOYEE | Y | 1 | 0.75 | 06/01/2024 | 08/08/2023 | 6 | M | SJS | SJS | Syringe Pump | 13-217 | Infusion Pumps, Multitherapy, Syringe | 378348 | BD | 8110 | 15877800 | SYRING | Alaris 8110 | 5102-14000 | SJS-Pedi Med/Surg/Tele | 20 | IU | Active
SJS5511 | P166 | Pump, Infusion, Syringe. | Gil Matos | GIMAT | EMPLOYEE | Y | 1 | 0.75 | 06/01/2024 | 10/25/2023 | 6 | M | SJS | SJS | Syringe Pump | 13-217 | Infusion Pumps, Multitherapy, Syringe | 378348 | BD | 8110 | 15869757 | SYRING | Alaris 8110 | 5102-14000 | SJS-Pedi Med/Surg/Tele | 20 | IU | Active
SJS5513 | P10123 | -Pm Device Using Mfg Procedure | Darren Eaton | DAEAT | EMPLOYEE | Y | 1 | 0.75 | 12/01/2024 | 11/29/2023 | 2 | M | SJS | SJS | Patient Lift | 12-330 | Lifts, Patient Transfer | 454170 | Arjo Inc | HEB1000 | 300360543 |  |  | 5102-12250 | SJS-Med/Surg/Tele Unit 4South | 13 | IU | Active
SJS5529 | PRPPM | RPT PM | Gerson Colon | 94805 | EMPLOYEE | Y | 1 | 0 | 03/01/2025 | 03/18/2024 | 2 | M | SJS | SJS | 4x 15A 7ft Cord HG Power Strip | 34-504 | Electrical Power Strips | 106890 | Tripp Lite | PS-407-HG-OEM | AVHIB882904817 |  |  | 5102-35000 | SJS-Respiratory Care Services | 12 | IU | Active
SJS5529 | PRTINI | RPT Initial Inspection | Gerson Colon | 94805 | EMPLOYEE | I | 1 | 1 | 01/14/2021 | 01/18/2021 | 1 | M | SJS | SJS | 4x 15A 7ft Cord HG Power Strip | 34-504 | Electrical Power Strips | 106890 | Tripp Lite | PS-407-HG-OEM | AVHIB882904817 |  |  | 5102-35000 | SJS-Respiratory Care Services | 12 | IU | Active
SJS5530 | PRPPM | RPT PM | Gerson Colon | 94805 | EMPLOYEE | Y | 1 | 0 | 03/01/2025 | 03/13/2024 | 2 | M | SJS | SJS | 4x 15A 7ft Cord HG Power Strip | 34-504 | Electrical Power Strips | 106890 | Tripp Lite | PS-407-HG-OEM | AVHIB882904810 |  |  | 5102-35000 | SJS-Respiratory Care Services | 13 | IU | Active
SJS5530 | PRTINI | RPT Initial Inspection | Gerson Colon | 94805 | EMPLOYEE | I | 1 | 1 | 01/14/2021 | 01/18/2021 | 1 | M | SJS | SJS | 4x 15A 7ft Cord HG Power Strip | 34-504 | Electrical Power Strips | 106890 | Tripp Lite | PS-407-HG-OEM | AVHIB882904810 |  |  | 5102-35000 | SJS-Respiratory Care Services | 13 | IU | Active
SJS5531 | P-VPM | -Vendor PM | Gerson Colon | 94805 | EMPLOYEE | M | 6 | 0.5 | 09/01/2024 | 03/01/2024 | 2 | M | SJS | SJS | LED Lab Microscope w-Camera | 15-156 | Microscopes, Light, Laboratory | 107896 | Olympus Scientific Solutions A | BX43F | 6M43927 |  |  | 5102-31400 | SJS-Lab Central Preocessing | 12 | IU | Active
SJS5532 | P-VPM | -Vendor PM | Gerson Colon | 94805 | EMPLOYEE | M | 6 | 1 | 09/01/2024 | 03/01/2024 | 2 | M | SJS | SJS | Lab Microscope | 15-156 | Microscopes, Light, Laboratory | 103312 | Nikon Instruments Inc | Eclipse E200 | 610833 |  |  | 5102-31000 | SJS-Laboratory Services | 12 | IU | Active
SJS5540 | P81CAA | 8100 CareFusion Alaris Pump | Darren Eaton | DAEAT | EMPLOYEE | Y | 1 | 0.75 | 08/01/2024 | 08/08/2023 | 6 | M | SJS | SJS | Large Volume Pump Module | 13-215 | Infusion Pumps, Multitherapy | 378348 | BD | 8100 | 14201030 | PCU | Alaris 1 | 5102-13100 | SJS-Intensive Care Unit I | 20 | IU | Active
SJS5541 | P10123 | -Pm Device Using Mfg Procedure | Demar Lemonius-MedStat | DELEM | EMPLOYEE | Y | 1 | 0.5 | 11/01/2024 | 11/30/2023 | 3 | M | SJS | SJS | Stretcher with Scale | 19-021 | Stretchers, Mobile, Hospital, Adjustable-Height w/SCALE | 271227 | Stryker Medical | 1115E | 2018006800787 |  |  | 5102-23100 | SJS-Emergency Service | 12 | IU | Active
SJS5545 | P10123 | -Pm Device Using Mfg Procedure | Gerson Colon | 94805 | EMPLOYEE | Y | 1 | 1 | 03/01/2025 | 03/18/2024 | 1 | M | SJS | SJS | NICU Ventilator | 14-361 | Ventilators, ICU, Neonate/Pediatric | 456817 | MAQUET Medical Systems USA | SERVO n | 2541 |  |  | 5102-35000 | SJS-Respiratory Care Services | 40 | LS | High Risk
SJS5545 | PHOCH | Hour Check | Gerson Colon | 94805 | EMPLOYEE | C | 99999 | 0.1 | 12/09/2020 |  | 1 | M | SJS | SJS | NICU Ventilator | 14-361 | Ventilators, ICU, Neonate/Pediatric | 456817 | MAQUET Medical Systems USA | SERVO n | 2541 |  |  | 5102-35000 | SJS-Respiratory Care Services | 40 | LS | High Risk
SJS5546 | P10123 | -Pm Device Using Mfg Procedure | Gerson Colon | 94805 | EMPLOYEE | Y | 1 | 1 | 03/01/2025 | 03/01/2024 | 1 | M | SJS | SJS | NICU Ventilator | 14-361 | Ventilators, ICU, Neonate/Pediatric | 456817 | MAQUET Medical Systems USA | SERVO n | 2454 |  |  | 5102-35000 | SJS-Respiratory Care Services | 40 | LS | High Risk
SJS5546 | PHOCH | Hour Check | Gerson Colon | 94805 | EMPLOYEE | C | 99999 | 0.1 | 12/09/2020 |  | 1 | M | SJS | SJS | NICU Ventilator | 14-361 | Ventilators, ICU, Neonate/Pediatric | 456817 | MAQUET Medical Systems USA | SERVO n | 2454 |  |  | 5102-35000 | SJS-Respiratory Care Services | 40 | LS | High Risk
SJS5547 | P10123 | -Pm Device Using Mfg Procedure | Gerson Colon | 94805 | EMPLOYEE | Y | 1 | 1 | 03/01/2025 | 03/13/2024 | 1 | M | SJS | SJS | NICU Ventilator | 14-361 | Ventilators, ICU, Neonate/Pediatric | 456817 | MAQUET Medical Systems USA | SERVO n | 2890 |  |  | 5102-35000 | SJS-Respiratory Care Services | 40 | LS | High Risk
SJS5547 | PHOCH | Hour Check | Gerson Colon | 94805 | EMPLOYEE | C | 99999 | 0.1 | 12/09/2020 |  | 1 | M | SJS | SJS | NICU Ventilator | 14-361 | Ventilators, ICU, Neonate/Pediatric | 456817 | MAQUET Medical Systems USA | SERVO n | 2890 |  |  | 5102-35000 | SJS-Respiratory Care Services | 40 | LS | High Risk
SJS5548 | P10123 | -Pm Device Using Mfg Procedure | Gerson Colon | 94805 | EMPLOYEE | Y | 1 | 1 | 03/01/2025 | 03/13/2024 | 1 | M | SJS | SJS | NICU Ventilator | 14-361 | Ventilators, ICU, Neonate/Pediatric | 456817 | MAQUET Medical Systems USA | SERVO n | 2545 |  |  | 5102-35000 | SJS-Respiratory Care Services | 40 | LS | High Risk
SJS5548 | PHOCH | Hour Check | Gerson Colon | 94805 | EMPLOYEE | C | 99999 | 0.1 | 12/09/2020 |  | 1 | M | SJS | SJS | NICU Ventilator | 14-361 | Ventilators, ICU, Neonate/Pediatric | 456817 | MAQUET Medical Systems USA | SERVO n | 2545 |  |  | 5102-35000 | SJS-Respiratory Care Services | 40 | LS | High Risk
SJS5554 | P86 | Hyperthermia System, Manual Control. | Gerson Colon | 94805 | EMPLOYEE | Y | 1 | 1 | 05/01/2024 | 06/02/2023 | 2 | M | SJS | SJS | Localized Temp Therapy Pump | 17-647 | Pumps, Circulating-Fluid, Localized Heating | 271227 | Stryker Medical | TP700 | 2020009121708 |  |  | 5102-12225 | SJS-Med/Surg Unit I 4West | 16 | IU | Active
SJS5555 | P86 | Hyperthermia System, Manual Control. | Gerson Colon | 94805 | EMPLOYEE | Y | 1 | 1 | 05/01/2024 | 06/13/2023 | 2 | M | SJS | SJS | Localized Temp Therapy Pump | 17-647 | Pumps, Circulating-Fluid, Localized Heating | 271227 | Stryker Medical | TP700 | 2020009121713 |  |  | 5102-12225 | SJS-Med/Surg Unit I 4West | 16 | IU | Active
SJS5556 | P86 | Hyperthermia System, Manual Control. | Gerson Colon | 94805 | EMPLOYEE | Y | 1 | 1 | 05/01/2024 | 06/29/2023 | 2 | M | SJS | SJS | Localized Temp Therapy Pump | 17-647 | Pumps, Circulating-Fluid, Localized Heating | 271227 | Stryker Medical | TP700 | 2020009121738 |  |  | 5102-12225 | SJS-Med/Surg Unit I 4West | 16 | IU | Active
SJS5557 | P86 | Hyperthermia System, Manual Control. | Gerson Colon | 94805 | EMPLOYEE | Y | 1 | 1 | 05/01/2024 | 05/31/2023 | 2 | M | SJS | SJS | Localized Temp Therapy Pump | 17-647 | Pumps, Circulating-Fluid, Localized Heating | 271227 | Stryker Medical | TP700 | 2020009121718 |  |  | 5102-12225 | SJS-Med/Surg Unit I 4West | 16 | IU | Active
SJS5558 | P-SAGP | -Service Agreement PM | Twanna Hardy | TWLUK | EMPLOYEE | M | 3 | 0.5 | 06/01/2024 | 03/15/2024 | 1 | M | SJS | SJS | Water Purification RO | 14-437 | Water Purification Systems, Reverse Osmosis | 199732 | Mar Cor Purification A Cantel | WRO300H | 1394473 |  |  | 5102-32100 | SJS-Hemodialysis | 13 | IU | Active
SJS5559 | P-SAGP | -Service Agreement PM | Twanna Hardy | TWLUK | EMPLOYEE | M | 3 | 0.5 | 06/01/2024 | 03/01/2024 | 1 | M | SJS | SJS | Water Purification RO | 14-437 | Water Purification Systems, Reverse Osmosis | 199732 | Mar Cor Purification A Cantel | WRO300H | 1394365 |  |  | 5102-32100 | SJS-Hemodialysis | 13 | IU | Active
SJS5560 | P-SAGP | -Service Agreement PM | Twanna Hardy | TWLUK | EMPLOYEE | M | 3 | 0.5 | 06/01/2024 | 03/15/2024 | 1 | M | SJS | SJS | Water Purification RO | 14-437 | Water Purification Systems, Reverse Osmosis | 199732 | Mar Cor Purification A Cantel | WRO300H | 1393607 |  |  | 5102-32100 | SJS-Hemodialysis | 13 | IU | Active
SJS5561 | P-SAGP | -Service Agreement PM | Twanna Hardy | TWLUK | EMPLOYEE | M | 3 | 0.5 | 06/01/2024 | 03/01/2024 | 1 | M | SJS | SJS | Water Purification RO | 14-437 | Water Purification Systems, Reverse Osmosis | 199732 | Mar Cor Purification A Cantel | WRO300H | 1393639 |  |  | 5102-32100 | SJS-Hemodialysis | 13 | IU | Active
SJS5562 | P-SAGP | -Service Agreement PM | Twanna Hardy | TWLUK | EMPLOYEE | M | 6 | 0.5 | 06/01/2024 | 01/31/2024 | 2 | M | SJS | SJS | Hemodialysis Unit | 11-218 | Hemodialysis Units | 312187 | Fresenius Medical Care North A | 2008 T | 0T0S254352 |  |  | 5102-32100 | SJS-Hemodialysis | 19 | IU | Active
SJS5563 | P-SAGP | -Service Agreement PM | Twanna Hardy | TWLUK | EMPLOYEE | M | 6 | 0.5 | 06/01/2024 | 01/31/2024 | 2 | M | SJS | SJS | Hemodialysis Unit | 11-218 | Hemodialysis Units | 312187 | Fresenius Medical Care North A | 2008 T | 0T0S254368 |  |  | 5102-32100 | SJS-Hemodialysis | 19 | IU | Active
SJS5564 | P-SAGP | -Service Agreement PM | Twanna Hardy | TWLUK | EMPLOYEE | M | 6 | 1 | 06/01/2024 | 01/31/2024 | 2 | M | SJS | SJS | Hemodialysis Unit | 11-218 | Hemodialysis Units | 312187 | Fresenius Medical Care North A | 2008 T | 0T0S254316 |  |  | 5102-32100 | SJS-Hemodialysis | 19 | IU | Active
SJS5565 | P-SAGP | -Service Agreement PM | Twanna Hardy | TWLUK | EMPLOYEE | M | 6 | 1 | 06/01/2024 | 01/31/2024 | 2 | M | SJS | SJS | Hemodialysis Unit | 11-218 | Hemodialysis Units | 312187 | Fresenius Medical Care North A | 2008 T | 0T0S254351 |  |  | 5102-32100 | SJS-Hemodialysis | 19 | IU | Active
SJS5566 | P-SAGP | -Service Agreement PM | Twanna Hardy | TWLUK | EMPLOYEE | M | 6 | 1 | 06/01/2024 | 01/31/2024 | 2 | M | SJS | SJS | Hemodialysis Unit | 11-218 | Hemodialysis Units | 312187 | Fresenius Medical Care North A | 2008 T | 0T0S254360 |  |  | 5102-32100 | SJS-Hemodialysis | 19 | IU | Active
SJS5567 | P-SAGP | -Service Agreement PM | Twanna Hardy | TWLUK | EMPLOYEE | M | 3 | 0.5 | 06/01/2024 | 03/01/2024 | 1 | M | SJS | SJS | Water Purification RO | 14-437 | Water Purification Systems, Reverse Osmosis | 199732 | Mar Cor Purification A Cantel | WRO300H | 1394363 |  |  | 5102-32100 | SJS-Hemodialysis | 13 | IU | Active
SJS5568 | P-SAGP | -Service Agreement PM | Twanna Hardy | TWLUK | EMPLOYEE | M | 3 | 0.5 | 06/01/2024 | 03/15/2024 | 1 | M | SJS | SJS | Water Purification RO | 14-437 | Water Purification Systems, Reverse Osmosis | 199732 | Mar Cor Purification A Cantel | WRO300H | 1394026 |  |  | 5102-32100 | SJS-Hemodialysis | 13 | IU | Active
SJS5569 | P-SAGP | -Service Agreement PM | Twanna Hardy | TWLUK | EMPLOYEE | M | 6 | 0.3 | 06/01/2024 | 01/31/2024 | 2 | M | SJS | SJS | Hemodialysis Unit | 11-218 | Hemodialysis Units | 312187 | Fresenius Medical Care North A | 2008 T | 0T0S254356 |  |  | 5102-32100 | SJS-Hemodialysis | 19 | IU | Active
SJS5570 | PRPPM | RPT PM | Gerson Colon | 94805 | EMPLOYEE | Y | 1 | 0.5 | 07/01/2024 | 08/31/2023 | 2 | M | SJS | SJS | 4x 15A 15ft Cord HGPower Strip | 34-504 | Electrical Power Strips | 106890 | Tripp Lite | PS-415-HG-OEM | AVHIB887 |  |  | 5102-35000 | SJS-Respiratory Care Services | 12 | MI | Missing
SJS5570 | PRTINI | RPT Initial Inspection | Gerson Colon | 94805 | EMPLOYEE | I | 1 | 1 | 03/17/2021 | 03/10/2022 | 1 | M | SJS | SJS | 4x 15A 15ft Cord HGPower Strip | 34-504 | Electrical Power Strips | 106890 | Tripp Lite | PS-415-HG-OEM | AVHIB887 |  |  | 5102-35000 | SJS-Respiratory Care Services | 12 | MI | Missing
SJS5572 | PGEANP | GE ANNUAL PDM | Darren Eaton | DAEAT | EMPLOYEE | Y | 1 | 0.5 | 09/01/2024 | 10/03/2023 | 2 | M | SJS | SJS | Patient Data Module | 20-784 | Physiologic Monitor Modules, Multiparameter | 440964 | GE Healthcare Technologies | 2016793-003 | SA314462657GA | PDMGC | PDM 3 | 5102-23100 | SJS-Emergency Service | 16 | IU | Active
SJS5573 | PRPPM | RPT PM | Gerson Colon | 94805 | EMPLOYEE | Y | 1 | 0 | 03/01/2025 | 03/01/2024 | 2 | M | SJS | SJS | 4x 15A 7ft Cord HG Power Strip | 34-504 | Electrical Power Strips | 106890 | Tripp Lite | PS-407-HG-OEM | AVHIB882904813 |  |  | 5102-35000 | SJS-Respiratory Care Services | 13 | IU | Active
SJS5573 | PRTINI | RPT Initial Inspection | Gerson Colon | 94805 | EMPLOYEE | I | 1 | 1 | 01/14/2021 | 01/18/2021 | 1 | M | SJS | SJS | 4x 15A 7ft Cord HG Power Strip | 34-504 | Electrical Power Strips | 106890 | Tripp Lite | PS-407-HG-OEM | AVHIB882904813 |  |  | 5102-35000 | SJS-Respiratory Care Services | 13 | IU | Active
SJS5576 | PRPPM | RPT PM | Gerson Colon | 94805 | EMPLOYEE | Y | 1 | 0.5 | 03/01/2025 | 03/13/2024 | 2 | M | SJS | SJS | 4x 15A 15ft Cord HGPower Strip | 34-504 | Electrical Power Strips | 106890 | Tripp Lite | PS-415-HG-OEM | AVHIB882904816 |  |  | 5102-35000 | SJS-Respiratory Care Services | 13 | IU | Active
SJS5576 | PRTINI | RPT Initial Inspection | Gerson Colon | 94805 | EMPLOYEE | I | 1 | 1 | 01/27/2021 | 01/28/2021 | 1 | M | SJS | SJS | 4x 15A 15ft Cord HGPower Strip | 34-504 | Electrical Power Strips | 106890 | Tripp Lite | PS-415-HG-OEM | AVHIB882904816 |  |  | 5102-35000 | SJS-Respiratory Care Services | 13 | IU | Active
SJS5577 | PRPPM | RPT PM | Gerson Colon | 94805 | EMPLOYEE | Y | 1 | 0.5 | 03/01/2025 | 03/07/2024 | 2 | M | SJS | SJS | 4x 15A 15ft Cord HGPower Strip | 34-504 | Electrical Power Strips | 106890 | Tripp Lite | PS-415-HG-OEM | AVHIB882904818 |  |  | 5102-35000 | SJS-Respiratory Care Services | 13 | IU | Active
SJS5577 | PRTINI | RPT Initial Inspection | Gerson Colon | 94805 | EMPLOYEE | I | 1 | 1 | 01/27/2021 | 01/28/2021 | 1 | M | SJS | SJS | 4x 15A 15ft Cord HGPower Strip | 34-504 | Electrical Power Strips | 106890 | Tripp Lite | PS-415-HG-OEM | AVHIB882904818 |  |  | 5102-35000 | SJS-Respiratory Care Services | 13 | IU | Active
SJS5579 | P10123 | -Pm Device Using Mfg Procedure | Gerson Colon | 94805 | EMPLOYEE | Y | 1 | 0.6 | 03/01/2025 | 03/01/2024 | 2 | M | SJS | SJS | Humidifier, Heated | 12-050 | Humidifiers, Artificial Airway, Heated | 255300 | Fisher & Paykel Healthcare Inc | MR850JHU | 201120514387 |  |  | 5102-35000 | SJS-Respiratory Care Services | 19 | IU | Active
SJS5580 | P10123 | -Pm Device Using Mfg Procedure | Gerson Colon | 94805 | EMPLOYEE | Y | 1 | 0.6 | 03/01/2025 | 03/01/2024 | 2 | M | SJS | SJS | Humidifier, Heated | 12-050 | Humidifiers, Artificial Airway, Heated | 255300 | Fisher & Paykel Healthcare Inc | MR850JHU | 201120514405 |  |  | 5102-35000 | SJS-Respiratory Care Services | 19 | IU | Active
SJS5581 | P10123 | -Pm Device Using Mfg Procedure | Gerson Colon | 94805 | EMPLOYEE | Y | 1 | 0.6 | 03/01/2025 | 03/13/2024 | 2 | M | SJS | SJS | Humidifier, Heated | 12-050 | Humidifiers, Artificial Airway, Heated | 255300 | Fisher & Paykel Healthcare Inc | MR850JHU | 201120514384 |  |  | 5102-35000 | SJS-Respiratory Care Services | 19 | IU | Active
SJS5582 | P10123 | -Pm Device Using Mfg Procedure | Gerson Colon | 94805 | EMPLOYEE | Y | 1 | 0.6 | 03/01/2025 | 03/01/2024 | 2 | M | SJS | SJS | Humidifier, Heated | 12-050 | Humidifiers, Artificial Airway, Heated | 255300 | Fisher & Paykel Healthcare Inc | MR850JHU | 201120514397 |  |  | 5102-35000 | SJS-Respiratory Care Services | 19 | IU | Active
SJS5583 | P10123 | -Pm Device Using Mfg Procedure | Gerson Colon | 94805 | EMPLOYEE | Y | 1 | 0.6 | 03/01/2025 | 03/13/2024 | 2 | M | SJS | SJS | Humidifier, Heated | 12-050 | Humidifiers, Artificial Airway, Heated | 255300 | Fisher & Paykel Healthcare Inc | MR850JHU | 201120514390 |  |  | 5102-35000 | SJS-Respiratory Care Services | 19 | IU | Active
SJS5586 | PGEANP | GE ANNUAL PDM | Darren Eaton | DAEAT | EMPLOYEE | Y | 1 | 0.5 | 09/01/2024 | 09/26/2023 | 2 | M | SJS | SJS | Patient Data Module | 20-784 | Physiologic Monitor Modules, Multiparameter | 440964 | GE Healthcare Technologies | 2016793-003 | SA314295316GA | PDMGC | PDM 3 | 5102-23100 | SJS-Emergency Service | 15 | IU | Active
SJS5588 | PGEANP | GE ANNUAL PDM | Darren Eaton | DAEAT | EMPLOYEE | Y | 1 | 0.5 | 09/01/2024 | 10/04/2023 | 2 | M | SJS | SJS | Patient Data Module | 20-784 | Physiologic Monitor Modules, Multiparameter | 440964 | GE Healthcare Technologies | 2016793-003 | SA314389051GA | PDMGC | PDM 3 | 5102-23100 | SJS-Emergency Service | 15 | IU | Active
SJS5589 | P10123 | -Pm Device Using Mfg Procedure | Gerson Colon | 94805 | EMPLOYEE | Y | 1 | 1 | 09/01/2024 | 09/12/2023 | 1 | M | SJS | SJS | Transport Ventilator 1T 3T MRI | 18-098 | Ventilators, Transport | 105689 | Hamilton Medical Inc | Hamilton T1 | 18555 |  |  | 5102-35000 | SJS-Respiratory Care Services | 40 | LS | High Risk
SJS5592 | P221 | Uninterruptible Power Systems | Gerson Colon | 94805 | EMPLOYEE | Y | 1 | 0.75 | 01/01/2025 | 02/07/2024 | 2 | M | SJS | SJS | UPS | 16-936 | Power Systems, Uninterruptible | 108649 | APC-American Power Conversion | BE600M1 | 4B1905P21489 |  |  | 5102-23100 | SJS-Emergency Service | 13 | IU | Active
SJS5595 | P-VPM | -Vendor PM | Twanna Hardy | TWLUK | EMPLOYEE | Y | 1 | 1 | 02/01/2025 | 01/29/2024 | 2 | M | SJS | SJS | NO2 Delivery System | 16-953 | Analgesia Units, Inhalation | 464806 | CareStream Medical Ltd | CMI-0100-PNX | CMI1254-2015 |  |  | 5102-22100 | SJS-Labor & Delivery | 20 | IU | Active
SJS5596 | PMOPHV | Monitors, Physiologic, Vital Signs | Gerson Colon | 94805 | EMPLOYEE | Y | 1 | 0.6 | 04/01/2024 | 06/08/2023 | 2 | M | SJS | SJS | Vital Signs Monitor | 25-209 | Monitors, Physiologic, Vital Signs | 101850 | Welch Allyn Inc A Subsidiary | VSM 6000 SERIES | 100030390821 |  |  | 5102-21355 | SJS-Preop Surgical | 16 | IU | Active
SJS5599 | P37 | Centrifuge, Table Top | Gerson Colon | 94805 | EMPLOYEE | M | 6 | 0.7 | 08/01/2024 | 03/01/2024 | 2 | M | SJS | SJS | Tabletop Centrifuge | 10-780 | Centrifuges, Tabletop | 108882 | Eppendorf North America Inc | 5702 | 5702JJ952831 |  |  | 5102-31000 | SJS-Laboratory Services | 12 | IU | Active
SJS5603 | P179 | Scale, Patient. | Gerson Colon | 94805 | EMPLOYEE | Y | 1 | 0.5 | 01/01/2025 | 01/29/2024 | 2 | M | SJS | SJS | Digital patient Platform Scale | 18-458 | Scales, Patient, Platform, Electronic | 103689 | seca North America | 769 | 1000000531553 |  |  | 5102-23100 | SJS-Emergency Service | 12 | IU | Active
SJS5606 | P2YEGE | 2 Year GE ApexPro Receiver Calibration | Gerson Colon | 94805 | EMPLOYEE | Y | 2 | 2 | 05/01/2024 | 06/10/2022 | 2 | M | SJS | SJS | ApexPro Telemetry Receiver | 13-987A | Monitors, Telemetry Receiver | 440964 | GE Healthcare Technologies | APEXPRO RCVR SYS | RTS19270001SA |  |  | 5102-12225 | SJS-Med/Surg Unit I 4West | 11 | IU | Active
SJS5607 | P10123 | -Pm Device Using Mfg Procedure | Gerson Colon | 94805 | EMPLOYEE | Y | 1 | 0.25 | 05/01/2024 | 06/20/2023 | 2 | M | SJS | SJS | Telemetry Server | 21-973 | Network Servers | 440964 | GE Healthcare Technologies | MP100R | SEE19240017SA |  |  | 5102-12225 | SJS-Med/Surg Unit I 4West | 17 | IU | Active
SJS5608 | P10123 | -Pm Device Using Mfg Procedure | Gerson Colon | 94805 | EMPLOYEE | Y | 1 | 0.5 | 08/01/2024 | 09/11/2023 | 2 | M | SJS | SJS | Nurse Call Console | 15-614 | Hospital Communication Systems, Nurse Call | 103070 | Rauland-Borg Corp | 351200 | 135260088 | RAULAN | Rauland-Borg Corp | 5102-23100 | SJS-Emergency Service | 14 | IU | Active
SJS5612 | P-VPM | -Vendor PM | Gerson Colon | 94805 | EMPLOYEE | M | 6 | 1 | 09/01/2024 | 03/01/2024 | 2 | M | SJS | SJS | Lab Microscope | 15-156 | Microscopes, Light, Laboratory | 103312 | Nikon Instruments Inc | Eclipse E200 | 610830 |  |  | 5102-31000 | SJS-Laboratory Services | 12 | IU | Active
SJS5614 | P221 | Uninterruptible Power Systems | Gerson Colon | 94805 | EMPLOYEE | Y | 1 | 0.75 | 05/01/2024 | 06/22/2023 | 2 | M | SJS | SJS | UPS | 16-936 | Power Systems, Uninterruptible | 108649 | APC-American Power Conversion | BE550G | 4B1242P34816 |  |  | 5102-12225 | SJS-Med/Surg Unit I 4West | 13 | IU | Active
SJS5615 | P221 | Uninterruptible Power Systems | Gerson Colon | 94805 | EMPLOYEE | Y | 1 | 0.75 | 05/01/2024 | 06/22/2023 | 2 | M | SJS | SJS | UPS | 16-936 | Power Systems, Uninterruptible | 108649 | APC-American Power Conversion | BE550G | 4B1242P34814 |  |  | 5102-12225 | SJS-Med/Surg Unit I 4West | 13 | IU | Active
SJS5616 | P221 | Uninterruptible Power Systems | Twanna Hardy | TWLUK | EMPLOYEE | Y | 1 | 0.75 | 07/01/2024 | 08/31/2023 | 2 | M | SJS | SJS | UPS | 16-936 | Power Systems, Uninterruptible | 108649 | APC-American Power Conversion | BE550G | 4B1242P35482 |  |  | 5102-16527 | SJS-Mother/Baby Unit | 13 | IU | Active
SJS5617 | P221 | Uninterruptible Power Systems | Gerson Colon | 94805 | EMPLOYEE | Y | 1 | 0.75 | 03/01/2025 | 03/01/2024 | 2 | M | SJS | SJS | UPS | 16-936 | Power Systems, Uninterruptible | 108649 | APC-American Power Conversion | BE550G | 4B1242P34978 |  |  | 5102-21355 | SJS-Preop Surgical | 13 | IU | Active
SJS5618 | P221 | Uninterruptible Power Systems | Twanna Hardy | TWLUK | EMPLOYEE | Y | 1 | 0.75 | 02/01/2025 | 01/29/2024 | 2 | M | SJS | SJS | UPS | 16-936 | Power Systems, Uninterruptible | 108649 | APC-American Power Conversion | BE550G | 4B1242P34787 |  |  | 5102-22100 | SJS-Labor & Delivery | 13 | IU | Active
SJS5619 | P221 | Uninterruptible Power Systems | Gerson Colon | 94805 | EMPLOYEE | Y | 1 | 0.75 | 01/01/2025 | 02/26/2024 | 2 | M | SJS | SJS | UPS | 16-936 | Power Systems, Uninterruptible | 108649 | APC-American Power Conversion | BE550G | 4B1242P34823 |  |  | 5102-23100 | SJS-Emergency Service | 13 | IU | Active
SJS5621 | PRABR7 | Rauland BRC 7 Year Coin Replacement | Darren Eaton | DAEAT | EMPLOYEE | Y | 7 | 1 | 07/01/2024 |  | 2 | M | SJS | SJS | Branch Regional Controller | 15-614 | Hospital Communication Systems, Nurse Call | 103070 | Rauland-Borg Corp | 351000 | SJS5621 | RAULAN | Rauland-Borg Corp | 5102-12250 | SJS-Med/Surg/Tele Unit 4South | 13 | IU | Active
SJS5622 | PRABR7 | Rauland BRC 7 Year Coin Replacement | Darren Eaton | DAEAT | EMPLOYEE | Y | 7 | 1 | 07/01/2024 |  | 2 | M | SJS | SJS | Branch Regional Controller | 15-614 | Hospital Communication Systems, Nurse Call | 103070 | Rauland-Borg Corp | 351000 | SJS5622 | RAULAN | Rauland-Borg Corp | 5102-12250 | SJS-Med/Surg/Tele Unit 4South | 13 | IU | Active
SJS5623 | PRABR7 | Rauland BRC 7 Year Coin Replacement | Darren Eaton | DAEAT | EMPLOYEE | Y | 7 | 1 | 07/01/2024 |  | 2 | M | SJS | SJS | Branch Regional Controller | 15-614 | Hospital Communication Systems, Nurse Call | 103070 | Rauland-Borg Corp | 351000 | SJS5623 | RAULAN | Rauland-Borg Corp | 5102-13100A | SJS-PROGRESSIVE CARE UNIT | 13 | IU | Active
SJS5624 | PRABR7 | Rauland BRC 7 Year Coin Replacement | Darren Eaton | DAEAT | EMPLOYEE | Y | 7 | 1 | 07/01/2024 |  | 2 | M | SJS | SJS | Branch Regional Controller | 15-614 | Hospital Communication Systems, Nurse Call | 103070 | Rauland-Borg Corp | 351000 | SJS5624 | RAULAN | Rauland-Borg Corp | 5102-13100A | SJS-PROGRESSIVE CARE UNIT | 13 | IU | Active
SJS5625 | P--ORS | --- OR Safety Inspection --- | Darren Eaton | DAEAT | EMPLOYEE | M | 6 | 0.25 | 08/01/2024 | 01/29/2024 | 2 | M | SJS | SJS | Video Monitor Display | 16-603 | Monitors, Video | 440964 | GE Healthcare Technologies | D19KT | DTM341K1109 |  |  | 5102-20100 | SJS-Anesthesiology | 18 | IU | Active
SJS5626 | P80CAA | 8015 CareFusion Alaris Pump | Darren Eaton | DAEAT | EMPLOYEE | Y | 2 | 1 | 08/01/2025 | 10/12/2023 | 6 | M | SJS | SJS | Pump Control Unit 5.7 Screen | 26-655 | Controllers, Infusion Pump Systems, Programmable | 378348 | BD | 8015LS | 14191136 | LVP | Alaris 2 | 5102-12225 | SJS-Med/Surg Unit I 4West | 20 | IU | Active
SJS5627 | P80CAA | 8015 CareFusion Alaris Pump | Gil Matos | GIMAT | EMPLOYEE | Y | 2 | 1 | 08/01/2025 | 10/06/2023 | 6 | M | SJS | SJS | Pump Control Unit 5.7 Screen | 26-655 | Controllers, Infusion Pump Systems, Programmable | 378348 | BD | 8015LS | 14190076 | ALATM | Alaris 3 | 5102-12210 | SJS-Med/Surg Unit II 4East | 20 | IU | Active
SJS5628 | PANCAE | Annual Care E Vac 3 PM | Twanna Hardy | TWLUK | EMPLOYEE | Y | 1 | 0.5 | 07/01/2024 | 08/18/2023 | 2 | M | SJS | SJS | Portable Suction | 27-657 | Aspirators, Airway | 452041 | Ohio Medical Corp | 758000 | CEV3A00117 |  |  | 5102-85400 | SJS-Materials Mgmt Purch (Sys Au) | 12 | IU | Active
SJS5628 | P3YEB1 | 3 Year Battery Replacement and Annual Care E Vac 3 PM | Twanna Hardy | TWLUK | EMPLOYEE | Y | 3 | 1.2 | 07/01/2024 |  | 2 | M | SJS | SJS | Portable Suction | 27-657 | Aspirators, Airway | 452041 | Ohio Medical Corp | 758000 | CEV3A00117 |  |  | 5102-85400 | SJS-Materials Mgmt Purch (Sys Au) | 12 | IU | Active
SJS5629 | P80CAA | 8015 CareFusion Alaris Pump | Gil Matos | GIMAT | EMPLOYEE | Y | 2 | 1 | 08/01/2025 | 10/10/2023 | 6 | M | SJS | SJS | Pump Control Unit 5.7 Screen | 26-655 | Controllers, Infusion Pump Systems, Programmable | 378348 | BD | 8015LS | 14134472 | ALATM | Alaris 3 | 5102-12210 | SJS-Med/Surg Unit II 4East | 20 | IU | Active
SJS5631 | P10123 | -Pm Device Using Mfg Procedure | Gil Matos | GIMAT | EMPLOYEE | Y | 1 | 0.5 | 01/01/2025 | 02/28/2024 | 2 | M | SJS | SJS | Biliblanket PhototherapySystem | 17-515 | Phototherapy Units, Visible Light, Hyperbilirubinemia | 351254 | Datex-Ohmeda Inc Div GE Health | BiliSoft 2.0 | HGAA61221 |  |  | 5102-14000 | SJS-Pedi Med/Surg/Tele | 17 | IU | Active
SJS5632 | P10123 | -Pm Device Using Mfg Procedure | Gil Matos | GIMAT | EMPLOYEE | Y | 1 | 0.5 | 01/01/2025 | 02/28/2024 | 2 | M | SJS | SJS | Biliblanket PhototherapySystem | 17-515 | Phototherapy Units, Visible Light, Hyperbilirubinemia | 351254 | Datex-Ohmeda Inc Div GE Health | BiliSoft 2.0 | HGAA61219 |  |  | 5102-14000 | SJS-Pedi Med/Surg/Tele | 17 | IU | Active
SJS5633 | P80CAA | 8015 CareFusion Alaris Pump | Gil Matos | GIMAT | EMPLOYEE | Y | 2 | 1 | 08/01/2025 | 12/11/2023 | 6 | M | SJS | SJS | Pump Control Unit 5.7 Screen | 26-655 | Controllers, Infusion Pump Systems, Programmable | 378348 | BD | 8015LS | 14189270 | ALATM | Alaris 3 | 5102-12210 | SJS-Med/Surg Unit II 4East | 20 | IU | Active
SJS5647 | P221 | Uninterruptible Power Systems | Gerson Colon | 94805 | EMPLOYEE | Y | 1 | 0.75 | 03/01/2025 | 03/01/2024 | 2 | M | SJS | SJS | UPS | 16-936 | Power Systems, Uninterruptible | 106890 | Tripp Lite | SMART700HGL | 3131DD1SM88E400102 |  |  | 5102-35000 | SJS-Respiratory Care Services | 13 | IU | Active
SJS5649 | P221 | Uninterruptible Power Systems | Gerson Colon | 94805 | EMPLOYEE | Y | 1 | 0.75 | 03/01/2025 | 03/01/2024 | 2 | M | SJS | SJS | UPS | 16-936 | Power Systems, Uninterruptible | 106890 | Tripp Lite | SMART700HGL | 3131DD1SM88E400 |  |  | 5102-35000 | SJS-Respiratory Care Services | 13 | IU | Active
SJS5650 | P221 | Uninterruptible Power Systems | Gerson Colon | 94805 | EMPLOYEE | Y | 1 | 0.75 | 03/01/2025 | 03/01/2024 | 2 | M | SJS | SJS | UPS | 16-936 | Power Systems, Uninterruptible | 106890 | Tripp Lite | SMART700HGL | 3131DD1SM88E400129 |  |  | 5102-35000 | SJS-Respiratory Care Services | 13 | IU | Active
SJS5651 | P221 | Uninterruptible Power Systems | Gerson Colon | 94805 | EMPLOYEE | Y | 1 | 0.75 | 03/01/2025 | 03/01/2024 | 2 | M | SJS | SJS | UPS | 16-936 | Power Systems, Uninterruptible | 106890 | Tripp Lite | SMART700HGL | 3131DD1SM88E400121 |  |  | 5102-35000 | SJS-Respiratory Care Services | 13 | IU | Active
SJS5672 | P--ORS | --- OR Safety Inspection --- | Gerson Colon | 94805 | EMPLOYEE | M | 6 | 0.25 | 04/01/2024 | 09/21/2022 | 2 | M | SJS | SJS | L11 LED LIGHTSOURCE WITH AIM | 36-171 | Light Sources, Endoscope, Fiberoptic Cable | 107536 | Stryker Endoscopy | 0220-230-300 | 21G520024 | ORSTRY | OR STRYKER | 5102-21100 | SJS-Surgery | 26 | IU | Active
SJS5672 | P10123 | -Pm Device Using Mfg Procedure | Gerson Colon | 94805 | EMPLOYEE | Y | 1 | 0.5 | 10/01/2024 | 10/18/2023 | 2 | M | SJS | SJS | L11 LED LIGHTSOURCE WITH AIM | 36-171 | Light Sources, Endoscope, Fiberoptic Cable | 107536 | Stryker Endoscopy | 0220-230-300 | 21G520024 | ORSTRY | OR STRYKER | 5102-21100 | SJS-Surgery | 26 | IU | Active
SJS5682 | P10123 | -Pm Device Using Mfg Procedure | Gerson Colon | 94805 | EMPLOYEE | Y | 1 | 1 | 03/01/2025 | 03/01/2024 | 1 | M | SJS | SJS | ICU Ventilator | 17-429 | Ventilators, Intensive Care | 456817 | MAQUET Medical Systems USA | SERVO u | 44583 |  |  | 5102-35000 | SJS-Respiratory Care Services | 40 | LS | High Risk
SJS5682 | PHOCH | Hour Check | Gerson Colon | 94805 | EMPLOYEE | C | 99999 | 0.1 | 09/01/2021 |  | 1 | M | SJS | SJS | ICU Ventilator | 17-429 | Ventilators, Intensive Care | 456817 | MAQUET Medical Systems USA | SERVO u | 44583 |  |  | 5102-35000 | SJS-Respiratory Care Services | 40 | LS | High Risk
SJS5684 | P10123 | -Pm Device Using Mfg Procedure | Gerson Colon | 94805 | EMPLOYEE | Y | 1 | 0.6 | 03/01/2025 | 03/01/2024 | 2 | M | SJS | SJS | Humidifier, Heated | 12-050 | Humidifiers, Artificial Airway, Heated | 255300 | Fisher & Paykel Healthcare Inc | MR850 | 210122540407 |  |  | 5102-35000 | SJS-Respiratory Care Services | 15 | IU | Active
SJS5685 | P10123 | -Pm Device Using Mfg Procedure | Gerson Colon | 94805 | EMPLOYEE | Y | 1 | 0.6 | 03/01/2025 | 03/07/2024 | 2 | M | SJS | SJS | Humidifier, Heated | 12-050 | Humidifiers, Artificial Airway, Heated | 255300 | Fisher & Paykel Healthcare Inc | MR850 | 210122540402 |  |  | 5102-35000 | SJS-Respiratory Care Services | 15 | IU | Active
SJS5686 | P10123 | -Pm Device Using Mfg Procedure | Gerson Colon | 94805 | EMPLOYEE | Y | 1 | 0.6 | 03/01/2025 | 03/01/2024 | 2 | M | SJS | SJS | Humidifier, Heated | 12-050 | Humidifiers, Artificial Airway, Heated | 255300 | Fisher & Paykel Healthcare Inc | MR850 | 210122540397 |  |  | 5102-35000 | SJS-Respiratory Care Services | 15 | IU | Active
SJS5687 | P10123 | -Pm Device Using Mfg Procedure | Gerson Colon | 94805 | EMPLOYEE | Y | 1 | 0.6 | 03/01/2025 | 03/01/2024 | 2 | M | SJS | SJS | Humidifier, Heated | 12-050 | Humidifiers, Artificial Airway, Heated | 255300 | Fisher & Paykel Healthcare Inc | MR850 | 210122540391 |  |  | 5102-35000 | SJS-Respiratory Care Services | 15 | IU | Active
SJS5688 | P10123 | -Pm Device Using Mfg Procedure | Gerson Colon | 94805 | EMPLOYEE | Y | 1 | 0.6 | 03/01/2025 | 03/01/2024 | 2 | M | SJS | SJS | Humidifier, Heated | 12-050 | Humidifiers, Artificial Airway, Heated | 255300 | Fisher & Paykel Healthcare Inc | MR850 | 210122540323 |  |  | 5102-35000 | SJS-Respiratory Care Services | 15 | IU | Active
SJS5692 | PSAFIN | Safety Inspection | Thomas Odaris | 85190 | EMPLOYEE | Y | 1 | 0.25 | 05/01/2024 | 06/22/2023 | 2 | M | SJS | SJS | Matrix Linear Array Probe | 14-121 | Transducers, Ultrasonic | 439946 | GE Healthcare USA | ML6-15-D | 188226YP5 |  |  | 5102-33900 | SJS-Ultrasound | 16 | IU | Active
SJS5695 | P221 | Uninterruptible Power Systems | Twanna Hardy | TWLUK | EMPLOYEE | Y | 1 | 0.75 | 02/01/2025 | 01/29/2024 | 2 | M | SJS | SJS | UPS | 16-936 | Power Systems, Uninterruptible | 108649 | APC-American Power Conversion | BE550G | 4B1406P25325 |  |  | 5102-22100 | SJS-Labor & Delivery | 13 | IU | Active
SJS5696 | P221 | Uninterruptible Power Systems | Twanna Hardy | TWLUK | EMPLOYEE | Y | 1 | 0.75 | 02/01/2025 | 01/29/2024 | 2 | M | SJS | SJS | UPS | 16-936 | Power Systems, Uninterruptible | 108649 | APC-American Power Conversion | BE750G | 4B1602P52839 |  |  | 5102-22100 | SJS-Labor & Delivery | 13 | IU | Active
SJS5697 | P221 | Uninterruptible Power Systems | Twanna Hardy | TWLUK | EMPLOYEE | Y | 1 | 0.75 | 02/01/2025 | 01/29/2024 | 2 | M | SJS | SJS | UPS | 16-936 | Power Systems, Uninterruptible | 108649 | APC-American Power Conversion | BE550G | 4B1242P34739 |  |  | 5102-22100 | SJS-Labor & Delivery | 13 | IU | Active
SJS5700 | P--ORS | --- OR Safety Inspection --- | Darren Eaton | DAEAT | EMPLOYEE | M | 6 | 0.25 | 08/01/2024 | 01/29/2024 | 2 | M | SJS | SJS | Video Monitor Display | 16-603 | Monitors, Video | 440964 | GE Healthcare Technologies | D19KT | DTR47014416 |  |  | 5102-20100 | SJS-Anesthesiology | 18 | IU | Active
SJS5701 | P80CAA | 8015 CareFusion Alaris Pump | Gil Matos | GIMAT | EMPLOYEE | Y | 2 | 1 | 08/01/2025 | 08/28/2023 | 6 | M | SJS | SJS | Pump Control Unit 5.7 Screen | 26-655 | Controllers, Infusion Pump Systems, Programmable | 378348 | BD | 8015LS | 14191321 | ALATM | Alaris 3 | 5102-22100 | SJS-Labor & Delivery | 21 | IU | Active
SJS5716 | PRPPM | RPT PM | Gerson Colon | 94805 | EMPLOYEE | Y | 1 | 0.5 | 03/01/2025 | 03/01/2024 | 2 | M | SJS | SJS | 4x 15A 15ft Cord HGPower Strip | 34-504 | Electrical Power Strips | 106890 | Tripp Lite | PS-415-HG-OEM | VHIB882904146 |  |  | 5102-35000 | SJS-Respiratory Care Services | 12 | IU | Active
SJS5716 | PRTINI | RPT Initial Inspection | Gerson Colon | 94805 | EMPLOYEE | I | 1 | 1 | 03/02/2022 |  | 1 | M | SJS | SJS | 4x 15A 15ft Cord HGPower Strip | 34-504 | Electrical Power Strips | 106890 | Tripp Lite | PS-415-HG-OEM | VHIB882904146 |  |  | 5102-35000 | SJS-Respiratory Care Services | 12 | IU | Active
SJS5730 | P-VPM | -Vendor PM | Gerson Colon | 94805 | EMPLOYEE | M | 6 | 0.5 | 09/01/2024 | 03/01/2024 | 2 | M | SJS | SJS | POC Whole Blood Oximeter | 18-635 | Oximeters, In Vitro, Point-of-Care | 452926 | Waters Medical Systems | 2100 | 304623.1012 |  |  | 5102-30695 | SJS-Interventional Services | 15 | IU | Active
SJS5731 | PMOPHM | Monitors, Physiologic, Multipurpose | Gil Matos | GIMAT | EMPLOYEE | Y | 1 | 0.5 | 03/01/2025 | 03/03/2023 | 2 | M | SJS | SJS | Bedside Physiologic Monitor | 20-171 | Monitors, Physiologic, Multipurpose, Bedside, Modular | 440964 | GE Healthcare Technologies | B450 | SJA14461948HA |  |  | 5102-21500 | SJS-PACU | 16 | IU | Active
SJS5743 | P--ORS | --- OR Safety Inspection --- | Tim McElrath | 11619 | EMPLOYEE | M | 6 | 0.25 | 08/01/2024 | 02/21/2024 | 1 | M | SJS | SJS | Anesthesia Machine | 10-134 | Anesthesia Units | 351254 | Datex-Ohmeda Inc Div GE Health | AISYS CS2 | APWB00334 | FSSFEB | SJS-ANESTHESIOLOGY FSS Feb | 5102-20100 | SJS-Anesthesiology | 40 | LS | High Risk
SJS5744 | P--ORS | --- OR Safety Inspection --- | Darren Eaton | DAEAT | EMPLOYEE | M | 6 | 0.25 | 08/01/2024 | 01/29/2024 | 2 | M | SJS | SJS | Digital Recorder/Printer | 22-852 | Printer/Graphic Recorders | 440964 | GE Healthcare Technologies | PRN-50-M | B2448831 |  |  | 5102-20100 | SJS-Anesthesiology | 22 | IU | Active
SJS5745 | PMOPHM | Monitors, Physiologic, Multipurpose | Darren Eaton | DAEAT | EMPLOYEE | M | 6 | 0.9 | 08/01/2024 | 09/07/2023 | 2 | M | SJS | SJS | Acute Care Physiologic Monitor | 12-647 | Monitoring Systems, Physiologic, Acute Care | 440964 | GE Healthcare Technologies | B850 | SNR21490007SA |  |  | 5102-20100 | SJS-Anesthesiology | 29 | IU | Active
SJS5746 | P--ORS | --- OR Safety Inspection --- | Darren Eaton | DAEAT | EMPLOYEE | M | 6 | 0.25 | 08/01/2024 | 01/29/2024 | 2 | M | SJS | SJS | Video Monitor Display | 16-603 | Monitors, Video | 440964 | GE Healthcare Technologies | D19KT | DTV43014648 |  |  | 5102-20100 | SJS-Anesthesiology | 18 | IU | Active
SJS5747 | PGEANP | GE ANNUAL PDM | Gerson Colon | 94805 | EMPLOYEE | Y | 1 | 0.7 | 09/01/2024 | 09/08/2023 | 2 | M | SJS | SJS | Patient Data Module | 20-784 | Physiologic Monitor Modules, Multiparameter | 440964 | GE Healthcare Technologies | 2016793-003 | SPX22010141SA | PDMTN | PDM 1 | 5102-20100 | SJS-Anesthesiology | 29 | IU | Active
SJS5748 | PGE4Y2 | GE 4 YEAR E-sCAiO | Darren Eaton | DAEAT | EMPLOYEE | Y | 4 | 0.5 | 02/01/2028 | 01/29/2024 | 2 | M | SJS | SJS | Airway Gas Module w/Agent Id | 20-778 | Physiologic Monitor Modules, Anesthetic Gas | 440964 | GE Healthcare Technologies | E-sCAiO-00 | SGV21360076HA |  |  | 5102-20100 | SJS-Anesthesiology | 29 | IU | Active
SJS5748 | PGEAN2 | GE Annual E-sCAiO | Darren Eaton | DAEAT | EMPLOYEE | Y | 1 | 1.5 | 02/01/2025 |  | 2 | M | SJS | SJS | Airway Gas Module w/Agent Id | 20-778 | Physiologic Monitor Modules, Anesthetic Gas | 440964 | GE Healthcare Technologies | E-sCAiO-00 | SGV21360076HA |  |  | 5102-20100 | SJS-Anesthesiology | 29 | IU | Active
SJS5751 | P10123 | -Pm Device Using Mfg Procedure | Darren Eaton | DAEAT | EMPLOYEE | Y | 1 | 0.5 | 02/01/2025 | 03/13/2024 | 2 | M | SJS | SJS | Touch Screen Pulse Oximeter | 17-148 | Oximeters, Pulse | 371567 | Masimo Corp | Radical 7 | 1000051069 |  |  | 5102-20100 | SJS-Anesthesiology | 29 | IU | Active
SJS5751 | P--ORS | --- OR Safety Inspection --- | Darren Eaton | DAEAT | EMPLOYEE | M | 6 | 0.25 | 08/01/2024 | 09/15/2023 | 2 | M | SJS | SJS | Touch Screen Pulse Oximeter | 17-148 | Oximeters, Pulse | 371567 | Masimo Corp | Radical 7 | 1000051069 |  |  | 5102-20100 | SJS-Anesthesiology | 29 | IU | Active
SJS5752 | P10123 | -Pm Device Using Mfg Procedure | Darren Eaton | DAEAT | EMPLOYEE | Y | 1 | 0.5 | 02/01/2025 | 03/13/2024 | 2 | M | SJS | SJS | Touch Screen Pulse Oximeter | 17-148 | Oximeters, Pulse | 371567 | Masimo Corp | Radical 7 | 1000050880 |  |  | 5102-20100 | SJS-Anesthesiology | 29 | IU | Active
SJS5752 | P--ORS | --- OR Safety Inspection --- | Darren Eaton | DAEAT | EMPLOYEE | M | 6 | 0.25 | 08/01/2024 | 09/15/2023 | 2 | M | SJS | SJS | Touch Screen Pulse Oximeter | 17-148 | Oximeters, Pulse | 371567 | Masimo Corp | Radical 7 | 1000050880 |  |  | 5102-20100 | SJS-Anesthesiology | 29 | IU | Active
SJS5753 | P-VPM | -Vendor PM | Twanna Hardy | TWLUK | EMPLOYEE | Y | 1 | 0.5 | 03/01/2025 | 03/01/2024 | 2 | M | SJS | SJS | Electrical Safety Analyzer | CC-040 | Test Equipment | R10051 | Rigel Medical | SafeTest 99 | 33K-0656 |  |  | 5102-88570 | SJS-Clinical Engineering | 13 | IU | Active
SJS5754 | P-VPM | -Vendor PM | Twanna Hardy | TWLUK | EMPLOYEE | Y | 1 | 0.5 | 03/01/2025 | 03/01/2024 | 2 | M | SJS | SJS | Level 1 Temp Check | CC-040 | Test Equipment | 455334 | Smiths Medical ASD Inc | DSTA-40 | 88001457 |  |  | 5102-88570 | SJS-Clinical Engineering | 13 | IU | Active
SJS5755 | P-VPM | -Vendor PM | Twanna Hardy | TWLUK | EMPLOYEE | Y | 1 | 0.5 | 03/01/2025 | 03/01/2024 | 2 | M | SJS | SJS | Pressure Trans Tester | CC-040 | Test Equipment | 103373 | Utah Medical Products Inc | 650-900 | 1180856-010 |  |  | 5102-88570 | SJS-Clinical Engineering | 13 | IU | Active
SJS5756 | P-VPM | -Vendor PM | Twanna Hardy | TWLUK | EMPLOYEE | Y | 1 | 0.5 | 03/01/2025 | 03/01/2024 | 2 | M | SJS | SJS | Multi-Parameter Patient Simula | CC-040 | Test Equipment | 451211 | Pronk Technologies Inc | SL-8 SimSlim | 4653 |  |  | 5102-88570 | SJS-Clinical Engineering | 13 | IU | Active
SJS5757 | PMOPHM | Monitors, Physiologic, Multipurpose | Gerson Colon | 94805 | EMPLOYEE | Y | 1 | 0.5 | 01/01/2025 | 01/18/2023 | 2 | M | SJS | SJS | Bedside Physiologic Monitor | 20-171 | Monitors, Physiologic, Multipurpose, Bedside, Modular | 440964 | GE Healthcare Technologies | B450 | SJA14460920HA |  |  | 5102-23100 | SJS-Emergency Service | 16 | IU | Active
SJS5760 | P10123 | -Pm Device Using Mfg Procedure | Gerson Colon | 94805 | EMPLOYEE | Y | 1 | 0.6 | 03/01/2025 | 03/01/2024 | 2 | M | SJS | SJS | Humidifier, Heated | 12-050 | Humidifiers, Artificial Airway, Heated | 255300 | Fisher & Paykel Healthcare Inc | MR850JHU | 210126542348 |  |  | 5102-35000 | SJS-Respiratory Care Services | 19 | IU | Active
SJS5763 | P10123 | -Pm Device Using Mfg Procedure | Gerson Colon | 94805 | EMPLOYEE | Y | 1 | 0.5 | 03/01/2025 | 03/01/2024 | 2 | M | SJS | SJS | Handheld Pulse Ox | 17-148 | Oximeters, Pulse | 371567 | Masimo Corp | RAD-57 | 878457 |  |  | 5102-35000 | SJS-Respiratory Care Services | 16 | IU | Active
SJS5764 | P10123 | -Pm Device Using Mfg Procedure | Gerson Colon | 94805 | EMPLOYEE | Y | 1 | 0.5 | 03/01/2025 | 03/01/2024 | 2 | M | SJS | SJS | Handheld Pulse Ox | 17-148 | Oximeters, Pulse | 371567 | Masimo Corp | RAD-57 | 876494 |  |  | 5102-35000 | SJS-Respiratory Care Services | 16 | IU | Active
SJS5765 | P10123 | -Pm Device Using Mfg Procedure | Gil Matos | GIMAT | EMPLOYEE | Y | 1 | 0.5 | 06/01/2024 | 06/21/2023 | 2 | M | SJS | SJS | SPO2 Monitor | 17-148 | Oximeters, Pulse | 532427 | CMI Health Inc | PC-66H | 220328 |  |  | 5100-49134 | SJS-Pedi Satellite Brandon | 15 | IU | Active
SJS5772 | P221 | Uninterruptible Power Systems | Gerson Colon | 94805 | EMPLOYEE | Y | 1 | 0.75 | 03/01/2025 | 03/01/2024 | 2 | M | SJS | SJS | UPS | 16-936 | Power Systems, Uninterruptible | 106890 | Tripp Lite | SMART700HGL | 3049FVSM886E00274 |  |  | 5102-35000 | SJS-Respiratory Care Services | 13 | IU | Active
SJS5774 | P10123 | -Pm Device Using Mfg Procedure | Gerson Colon | 94805 | EMPLOYEE | Y | 1 | 0.6 | 03/01/2025 | 03/01/2024 | 2 | M | SJS | SJS | Humidifier, Heated | 12-050 | Humidifiers, Artificial Airway, Heated | 255300 | Fisher & Paykel Healthcare Inc | MR850JHU | 210126542195 |  |  | 5102-35000 | SJS-Respiratory Care Services | 19 | IU | Active
SJS5780 | PMOPHM | Monitors, Physiologic, Multipurpose | Gerson Colon | 94805 | EMPLOYEE | Y | 1 | 0.5 | 01/01/2025 | 02/16/2023 | 2 | M | SJS | SJS | Bedside Physiologic Monitor | 20-171 | Monitors, Physiologic, Multipurpose, Bedside, Modular | 440964 | GE Healthcare Technologies | B450 | SJA14370511HA |  |  | 5102-23100 | SJS-Emergency Service | 15 | IU | Active
SJS5783 | P10123 | -Pm Device Using Mfg Procedure | Gerson Colon | 94805 | EMPLOYEE | Y | 1 | 0.5 | 10/01/2024 | 10/18/2023 | 2 | M | SJS | SJS | Laparoscopic Insufflator | 16-849 | Insufflators, Laparoscopic | 107536 | Stryker Endoscopy | 0620-050-000 | 2007CE0542 | ORSTRY | OR STRYKER | 5102-21100 | SJS-Surgery | 33 | IU | Active
SJS5783 | P--ORS | --- OR Safety Inspection --- | Gerson Colon | 94805 | EMPLOYEE | M | 6 | 0.25 | 04/01/2024 | 08/29/2023 | 2 | M | SJS | SJS | Laparoscopic Insufflator | 16-849 | Insufflators, Laparoscopic | 107536 | Stryker Endoscopy | 0620-050-000 | 2007CE0542 | ORSTRY | OR STRYKER | 5102-21100 | SJS-Surgery | 33 | IU | Active
SJS5786 | P10123 | -Pm Device Using Mfg Procedure | Gerson Colon | 94805 | EMPLOYEE | Y | 1 | 0.5 | 10/01/2024 | 10/16/2023 | 2 | M | SJS | SJS | Laparoscopic Insufflator | 16-849 | Insufflators, Laparoscopic | 107536 | Stryker Endoscopy | 0620-050-000 | 2008CE0412 | ORSTRY | OR STRYKER | 5102-21100 | SJS-Surgery | 33 | IU | Active
SJS5786 | P--ORS | --- OR Safety Inspection --- | Gerson Colon | 94805 | EMPLOYEE | M | 6 | 0.25 | 04/01/2024 | 08/29/2023 | 2 | M | SJS | SJS | Laparoscopic Insufflator | 16-849 | Insufflators, Laparoscopic | 107536 | Stryker Endoscopy | 0620-050-000 | 2008CE0412 | ORSTRY | OR STRYKER | 5102-21100 | SJS-Surgery | 33 | IU | Active
SJS5788 | P-SAGP | -Service Agreement PM | Gil Matos | GIMAT | EMPLOYEE | M | 6 | 0.5 | 06/01/2024 | 01/22/2024 | 2 | M | SJS | SJS | Washer Conveyor | 15-940 | Conveyors, Document/Equipment/Supply | 402798 | Belimed Inc | 9NL2S0 | 2000001620 | STEEQU | Sterilizing Equipment | 5102-85160 | SJS-Sterile Processing | 14 | IU | Active
SJS5789 | P81CAA | 8100 CareFusion Alaris Pump | Darren Eaton | DAEAT | EMPLOYEE | Y | 1 | 0.75 | 08/01/2024 | 08/16/2023 | 6 | M | SJS | SJS | Large Volume Pump Module | 13-215 | Infusion Pumps, Multitherapy | 378348 | BD | 8100 | 14143073 | LVP | Alaris 2 | 5102-12210 | SJS-Med/Surg Unit II 4East | 20 | IU | Active
SJS5796 | P81CAA | 8100 CareFusion Alaris Pump | Darren Eaton | DAEAT | EMPLOYEE | Y | 1 | 0.75 | 08/01/2024 | 11/01/2023 | 6 | M | SJS | SJS | Large Volume Pump Module | 13-215 | Infusion Pumps, Multitherapy | 378348 | BD | 8100 | 14200434 | LVP | Alaris 2 | 5102-10000 | SJS-Nursing Administration | 20 | IU | Active
SJS5797 | P10123 | -Pm Device Using Mfg Procedure | Gil Matos | GIMAT | EMPLOYEE | Y | 1 | 0.5 | 05/01/2024 | 06/14/2023 | 2 | M | SJS | SJS | Bladder Vol and Mass Ultrasnd | 34-698 | Scanning Systems, Ultrasonic, Small-Parts, Urinary Bladder | 451928 | Verathon Inc | Bladderscan i10 | CT220698 |  |  | 5102-12210 | SJS-Med/Surg Unit II 4East | 17 | IU | Active
SJS5802 | PMOPHM | Monitors, Physiologic, Multipurpose | Gerson Colon | 94805 | EMPLOYEE | Y | 1 | 0.5 | 01/01/2025 | 01/12/2023 | 2 | M | SJS | SJS | Bedside Physiologic Monitor | 20-171 | Monitors, Physiologic, Multipurpose, Bedside, Modular | 440964 | GE Healthcare Technologies | B450 | SNE19152037SA |  |  | 5102-23100 | SJS-Emergency Service | 16 | IU | Active
SJS5803 | P10123 | -Pm Device Using Mfg Procedure | Gil Matos | GIMAT | EMPLOYEE | Y | 1 | 0.5 | 05/01/2024 | 05/04/2023 | 2 | M | SJS | SJS | Oximeters- Pulse | 17-148 | Oximeters, Pulse | 371567 | Masimo Corp | RAD-5 | N280818 |  |  | 5102-12210 | SJS-Med/Surg Unit II 4East | 15 | IU | Active
SJS5804 | P10123 | -Pm Device Using Mfg Procedure | Gil Matos | GIMAT | EMPLOYEE | Y | 1 | 0.5 | 05/01/2024 | 03/07/2024 | 2 | M | SJS | SJS | Oximeters- Pulse | 17-148 | Oximeters, Pulse | 371567 | Masimo Corp | RAD-5 | N280824 |  |  | 5102-12210 | SJS-Med/Surg Unit II 4East | 15 | IU | Active
SJS5805 | P163 | Pump, Infusion. | Gerson Colon | 94805 | EMPLOYEE | M | 6 | 0.75 | 08/01/2024 | 01/29/2024 | 2 | M | SJS | SJS | Rapid Warmer Infusion Pump | 17-907 | Infusion Pumps, Blood/Solution Warming | 104463 | Belmont Instrument Corp | 903-00039 | 2022066875 |  |  | 5102-23100 | SJS-Emergency Service | 20 | IU | Active
SJS5806 | P-VPM | -Vendor PM | Gerson Colon | 94805 | EMPLOYEE | Y | 1 | 0.5 | 09/01/2024 |  | 2 | M | SJS | SJS | Coagulation Analyzer | 15-098 | Analyzers, Laboratory, Hematology, Coagulation, Automated | 590066 | Werfen United States | 2800-65 | 22083518 |  |  | 5102-31400 | SJS-Lab Central Preocessing | 15 | IU | Active
SJS5807 | P-VPM | -Vendor PM | Gerson Colon | 94805 | EMPLOYEE | Y | 1 | 0.5 | 09/01/2024 |  | 2 | M | SJS | SJS | Coagulation Analyzer | 15-098 | Analyzers, Laboratory, Hematology, Coagulation, Automated | 590066 | Werfen United States | 2800-65 | 22073490 |  |  | 5102-31400 | SJS-Lab Central Preocessing | 15 | IU | Active
SJS5810 | PDAOHG | GE E-miniC Respiratory Single-width Airway Module | Twanna Hardy | TWLUK | EMPLOYEE | Y | 1 | 1.5 | 07/01/2024 | 08/26/2023 | 2 | M | SJS | SJS | Gas Module | 20-776 | Physiologic Monitor Modules, Exhaled Carbon Dioxide | 440964 | GE Healthcare Technologies | E-MiniC-00 | 7185821 |  |  | 5102-16527 | SJS-Mother/Baby Unit | 16 | IU | Active
SJS5811 | PDAOHG | GE E-miniC Respiratory Single-width Airway Module | Twanna Hardy | TWLUK | EMPLOYEE | Y | 1 | 1.5 | 07/01/2024 | 08/26/2023 | 2 | M | SJS | SJS | Gas Module | 20-776 | Physiologic Monitor Modules, Exhaled Carbon Dioxide | 440964 | GE Healthcare Technologies | E-MiniC-00 | 7200265 |  |  | 5102-16527 | SJS-Mother/Baby Unit | 16 | IU | Active
SJS5823 | P10123 | -Pm Device Using Mfg Procedure | Gerson Colon | 94805 | EMPLOYEE | Y | 1 | 0.5 | 08/01/2024 | 09/11/2023 | 2 | M | SJS | SJS | Nurse Call Console | 15-614 | Hospital Communication Systems, Nurse Call | 103070 | Rauland-Borg Corp | 351200 | 134360141 | RAULAN | Rauland-Borg Corp | 5102-12225 | SJS-Med/Surg Unit I 4West | 13 | IU | Active
SJS5824 | P10123 | -Pm Device Using Mfg Procedure | Gil Matos | GIMAT | EMPLOYEE | Y | 1 | 0.5 | 10/01/2024 | 11/22/2023 | 2 | M | SJS | SJS | Blue Light Phototherapy Light | 17-515 | Phototherapy Units, Visible Light, Hyperbilirubinemia | 351254 | Datex-Ohmeda Inc Div GE Health | M1231533 | QAAZ60926 |  |  | 5102-13500 | SJS-Neonatal Intensive Care (NICU) | 18 | IU | Active
SJS5825 | P-VPM | -Vendor PM | Gil Matos | GIMAT | EMPLOYEE | Y | 1 | 0.5 | 07/01/2024 | 08/26/2023 | 2 | M | SJS | SJS | Chest Compression System | 13-361 | Resuscitators, Cardiac | 452575 | Physio-Control Inc | 100582-20 | 3014A665 | LUCAS | LUCAS 2 | 5102-12210 | SJS-Med/Surg Unit II 4East | 18 | IU | Active
SJS5825 | P3YEYE | 3 Year Battery Replacement and Vendor PM | Gil Matos | GIMAT | EMPLOYEE | Y | 3 | 0.7 | 07/01/2025 |  | 2 | M | SJS | SJS | Chest Compression System | 13-361 | Resuscitators, Cardiac | 452575 | Physio-Control Inc | 100582-20 | 3014A665 | LUCAS | LUCAS 2 | 5102-12210 | SJS-Med/Surg Unit II 4East | 18 | IU | Active
SJS5826 | P221 | Uninterruptible Power Systems | Darren Eaton | DAEAT | EMPLOYEE | Y | 1 | 0.75 | 04/01/2024 | 05/04/2023 | 2 | M | SJS | SJS | UPS | 16-936 | Power Systems, Uninterruptible | 108649 | APC-American Power Conversion | BE550G | 4B1922P23810 |  |  | 5102-13100 | SJS-Intensive Care Unit I | 13 | IU | Active
SJS5827 | P80CAA | 8015 CareFusion Alaris Pump | Gerson Colon | 94805 | EMPLOYEE | Y | 2 | 0.8 | 08/01/2025 | 12/27/2023 | 6 | M | SJS | SJS | Pump Control Unit | 26-655 | Controllers, Infusion Pump Systems, Programmable | 378348 | BD | 8015 BD | 15764134 | PCU | Alaris 1 | 5102-23100 | SJS-Emergency Service | 21 | IU | Active
SJS5828 | P53PAC | 5392 Pacemaker, Cardiac, External | Gerson Colon | 94805 | EMPLOYEE | Y | 1 | 1 | 02/01/2025 | 02/21/2024 | 1 | M | SJS | SJS | Dual Chamber Pacemaker | 12-912 | Pacemakers, Cardiac, External, Invasive Electrode, Transvenous | 398065 | Medtronic Inc Cardiac Rhythm M | 5392 | DJH027872P |  |  | 5102-30695 | SJS-Interventional Services | 40 | LS | High Risk
SJS5830 | P10123 | -Pm Device Using Mfg Procedure | Darren Eaton | DAEAT | EMPLOYEE | Y | 1 | 0.5 | 08/01/2024 | 07/28/2023 | 2 | M | SJS | SJS | Nurse Call Console | 15-614 | Hospital Communication Systems, Nurse Call | 103070 | Rauland-Borg Corp | 351200 | 134360274 | RAULAN | Rauland-Borg Corp | 5102-13100 | SJS-Intensive Care Unit I | 14 | IU | Active
SJS5831 | P-VPM | -Vendor PM | Gerson Colon | 94805 | EMPLOYEE | M | 6 | 0.5 | 04/01/2024 | 10/30/2023 | 2 | M | SJS | SJS | Microscope | 15-156 | Microscopes, Light, Laboratory | 103312 | Nikon Instruments Inc | ECLIPSE CI-L | 20220301 |  |  | 5102-31000 | SJS-Laboratory Services | 12 | IU | Active
SJS5832 | P-VPM | -Vendor PM | Gerson Colon | 94805 | EMPLOYEE | M | 6 | 1 | 09/01/2024 | 03/01/2024 | 2 | M | SJS | SJS | Lab Microscope | 15-156 | Microscopes, Light, Laboratory | 107896 | Olympus Scientific Solutions A | BX46 | 4l45316 |  |  | 5102-31400 | SJS-Lab Central Preocessing | 12 | IU | Active
SJS5833 | P81CAA | 8100 CareFusion Alaris Pump | Darren Eaton | DAEAT | EMPLOYEE | Y | 1 | 0.75 | 08/01/2024 | 08/23/2023 | 6 | M | SJS | SJS | Large Volume Pump Module | 13-215 | Infusion Pumps, Multitherapy | 378348 | BD | 8100 | 14199976 | LVP | Alaris 2 | 5102-23100 | SJS-Emergency Service | 20 | IU | Active
SJS5834 | P10123 | -Pm Device Using Mfg Procedure | Gerson Colon | 94805 | EMPLOYEE | Y | 1 | 0.5 | 05/01/2024 | 06/01/2023 | 2 | M | SJS | SJS | Oximeters- Pulse | 17-148 | Oximeters, Pulse | 371567 | Masimo Corp | RAD-5 | 872100 |  |  | 5102-12225 | SJS-Med/Surg Unit I 4West | 15 | IU | Active
SJS5835 | P10123 | -Pm Device Using Mfg Procedure | Gerson Colon | 94805 | EMPLOYEE | Y | 1 | 0.5 | 05/01/2024 | 06/01/2023 | 2 | M | SJS | SJS | Oximeters- Pulse | 17-148 | Oximeters, Pulse | 371567 | Masimo Corp | RAD-5 | 880129 |  |  | 5102-12225 | SJS-Med/Surg Unit I 4West | 15 | IU | Active
SJS5838 | P10123 | -Pm Device Using Mfg Procedure | Emanuel Colon | 90769 | EMPLOYEE | Y | 1 | 1 | 09/01/2024 | 10/12/2023 | 2 | M | SJS | SJS | Contrast Media Injector | 17-968 | Injectors, Contrast Media | 105381 | Medrad Inc Unit of Bayer Medic | STELLANT | 100156 |  |  | 5102-33100 | SJS-CT Scan | 18 | IU | Active
SJS5839 | P10123 | -Pm Device Using Mfg Procedure | Emanuel Colon | 90769 | EMPLOYEE | Y | 1 | 1 | 09/01/2024 | 10/19/2023 | 2 | M | SJS | SJS | Contrast Media Injector | 17-968 | Injectors, Contrast Media | 105381 | Medrad Inc Unit of Bayer Medic | STELLANT | 100157 |  |  | 5102-33100 | SJS-CT Scan | 18 | IU | Active
SJS5841 | PANCAE | Annual Care E Vac 3 PM | Twanna Hardy | TWLUK | EMPLOYEE | Y | 1 | 0.5 | 07/01/2024 | 08/15/2023 | 2 | M | SJS | SJS | Portable Suction | 27-657 | Aspirators, Airway | 452041 | Ohio Medical Corp | 758000 | CEV3B00851 |  |  | 5102-85400 | SJS-Materials Mgmt Purch (Sys Au) | 12 | IU | Active
SJS5841 | P3YEB1 | 3 Year Battery Replacement and Annual Care E Vac 3 PM | Twanna Hardy | TWLUK | EMPLOYEE | Y | 3 | 1.2 | 07/01/2024 |  | 2 | M | SJS | SJS | Portable Suction | 27-657 | Aspirators, Airway | 452041 | Ohio Medical Corp | 758000 | CEV3B00851 |  |  | 5102-85400 | SJS-Materials Mgmt Purch (Sys Au) | 12 | IU | Active
SJS5843 | P2YEGI | 2 Year Giraffe Incubator | Gil Matos | GIMAT | EMPLOYEE | Y | 2 | 1.5 | 10/01/2024 | 11/22/2022 | 2 | M | SJS | SJS | Giraffe Carestation Infant Sys | 18-857 | Incubator/Radiant Warming Units, Infant, Mobile | 351254 | Datex-Ohmeda Inc Div GE Health | 2082844-001 | TABZ71805 |  |  | 5102-13500 | SJS-Neonatal Intensive Care (NICU) | 20 | IU | Active
SJS5843 | P3YEGI | 3 Year Giraffe Incubator | Gil Matos | GIMAT | EMPLOYEE | Y | 3 | 1.8 | 10/01/2026 | 11/16/2023 | 2 | M | SJS | SJS | Giraffe Carestation Infant Sys | 18-857 | Incubator/Radiant Warming Units, Infant, Mobile | 351254 | Datex-Ohmeda Inc Div GE Health | 2082844-001 | TABZ71805 |  |  | 5102-13500 | SJS-Neonatal Intensive Care (NICU) | 20 | IU | Active
SJS5843 | PGIAN | Giraffe Annual | Gil Matos | GIMAT | EMPLOYEE | Y | 1 | 1 | 10/01/2024 | 11/16/2021 | 2 | M | SJS | SJS | Giraffe Carestation Infant Sys | 18-857 | Incubator/Radiant Warming Units, Infant, Mobile | 351254 | Datex-Ohmeda Inc Div GE Health | 2082844-001 | TABZ71805 |  |  | 5102-13500 | SJS-Neonatal Intensive Care (NICU) | 20 | IU | Active
SJS5844 | P10123 | -Pm Device Using Mfg Procedure | Gil Matos | GIMAT | EMPLOYEE | Y | 1 | 0.5 | 10/01/2024 | 10/20/2023 | 2 | M | SJS | SJS | Blue Light Phototherapy Light | 17-515 | Phototherapy Units, Visible Light, Hyperbilirubinemia | 351254 | Datex-Ohmeda Inc Div GE Health | M1231533 | QAAZ60890 |  |  | 5102-13500 | SJS-Neonatal Intensive Care (NICU) | 18 | IU | Active
SJS5856 | P10123 | -Pm Device Using Mfg Procedure | Gil Matos | GIMAT | EMPLOYEE | Y | 1 | 0.5 | 01/01/2025 | 01/09/2024 | 2 | M | SJS | SJS | Touch Screen Pulse Oximeter | 17-148 | Oximeters, Pulse | 371567 | Masimo Corp | Radical 7 | 1000297348 |  |  | 5102-14000 | SJS-Pedi Med/Surg/Tele | 15 | IU | Active
SJS5857 | P10123 | -Pm Device Using Mfg Procedure | Gil Matos | GIMAT | EMPLOYEE | Y | 1 | 0.5 | 01/01/2025 | 01/10/2024 | 2 | M | SJS | SJS | Touch Screen Pulse Oximeter | 17-148 | Oximeters, Pulse | 371567 | Masimo Corp | Radical 7 | 1000297723 |  |  | 5102-14000 | SJS-Pedi Med/Surg/Tele | 15 | IU | Active
SJS5858 | P10123 | -Pm Device Using Mfg Procedure | Gil Matos | GIMAT | EMPLOYEE | Y | 1 | 0.5 | 01/01/2025 | 01/10/2024 | 2 | M | SJS | SJS | Touch Screen Pulse Oximeter | 17-148 | Oximeters, Pulse | 371567 | Masimo Corp | Radical 7 | 1000297336 |  |  | 5102-14000 | SJS-Pedi Med/Surg/Tele | 15 | IU | Active
SJS5859 | P10123 | -Pm Device Using Mfg Procedure | Gil Matos | GIMAT | EMPLOYEE | Y | 1 | 0.5 | 01/01/2025 | 01/10/2024 | 2 | M | SJS | SJS | Touch Screen Pulse Oximeter | 17-148 | Oximeters, Pulse | 371567 | Masimo Corp | Radical 7 | 1000297052 |  |  | 5102-14000 | SJS-Pedi Med/Surg/Tele | 15 | IU | Active
SJS5860 | P10123 | -Pm Device Using Mfg Procedure | Gerson Colon | 94805 | EMPLOYEE | Y | 1 | 1 | 03/01/2025 | 03/01/2024 | 2 | M | SJS | SJS | EKG Mulitchannel Interp | 16-231 | Electrocardiographs, Multichannel, Interpretive | 440964 | GE Healthcare Technologies | MAC VU360 | VU222380327SA |  |  | 5102-21355 | SJS-Preop Surgical | 16 | IU | Active
SJS5861 | P10123 | -Pm Device Using Mfg Procedure | Darren Eaton | DAEAT | EMPLOYEE | Y | 1 | 1 | 04/01/2024 | 04/26/2023 | 2 | M | SJS | SJS | EKG Mulitchannel Interp | 16-231 | Electrocardiographs, Multichannel, Interpretive | 440964 | GE Healthcare Technologies | MAC VU360 | VU222380332SA |  |  | 5102-13100 | SJS-Intensive Care Unit I | 16 | IU | Active
SJS5864 | P10123 | -Pm Device Using Mfg Procedure | Gil Matos | GIMAT | EMPLOYEE | Y | 1 | 0.5 | 08/01/2024 | 07/28/2023 | 2 | M | SJS | SJS | Nurse Call Console | 15-614 | Hospital Communication Systems, Nurse Call | 103070 | Rauland-Borg Corp | 351205 | M752010201936418355 | RAULAN | Rauland-Borg Corp | 5102-12213 | SJS-Med/Surg/Tele Overflow 3North | 13 | IU | Active
SJS5866 | P10123 | -Pm Device Using Mfg Procedure | Gil Matos | GIMAT | EMPLOYEE | Y | 1 | 0.5 | 02/01/2025 | 01/29/2024 | 2 | M | SJS | SJS | Diaper Scale | 18-465 | Scales, Clinical, Precision | 103689 | seca North America | 856 | 8856160210373 |  |  | 5102-14000 | SJS-Pedi Med/Surg/Tele | 13 | IU | Active
SJS5881 | P--ORS | --- OR Safety Inspection --- | Gerson Colon | 94805 | EMPLOYEE | M | 6 | 0.25 | 09/01/2024 | 09/05/2023 | 2 | M | SJS | SJS | Vision System Cart | 18-600 | Telemanipulation Systems, Surgical, Minimally Invasive | 377602 | Intuitive Surgical Inc | VS4000 | SK6511 |  |  | 5102-21100 | SJS-Surgery | 40 | LS | High Risk
SJS5881 | P-SAGP | -Service Agreement PM | Gerson Colon | 94805 | EMPLOYEE | Y | 1 | 0.5 | 03/01/2025 | 03/01/2024 | 2 | M | SJS | SJS | Vision System Cart | 18-600 | Telemanipulation Systems, Surgical, Minimally Invasive | 377602 | Intuitive Surgical Inc | VS4000 | SK6511 |  |  | 5102-21100 | SJS-Surgery | 40 | LS | High Risk
SJS5882 | P80CAA | 8015 CareFusion Alaris Pump | Gerson Colon | 94805 | EMPLOYEE | Y | 2 | 0.8 | 08/01/2025 | 12/11/2023 | 6 | M | SJS | SJS | Pump Control Unit | 26-655 | Controllers, Infusion Pump Systems, Programmable | 378348 | BD | 8015 BD | 15589956 | PCU | Alaris 1 | 5102-23100 | SJS-Emergency Service | 21 | IU | Active
SJS5883 | P-VPM | -Vendor PM | Gerson Colon | 94805 | EMPLOYEE | M | 6 | 1 | 09/01/2024 | 03/01/2024 | 2 | M | SJS | SJS | Lab Microscope | 15-156 | Microscopes, Light, Laboratory | 103312 | Nikon Instruments Inc | Eclipse E200 | 201532 |  |  | 5102-31000 | SJS-Laboratory Services | 13 | IU | Active
SJS5884 | P221 | Uninterruptible Power Systems | Twanna Hardy | TWLUK | EMPLOYEE | Y | 1 | 0.75 | 02/01/2025 | 01/29/2024 | 2 | M | SJS | SJS | UPS | 16-936 | Power Systems, Uninterruptible | 108649 | APC-American Power Conversion | BE550G | 4B1418P19416 |  |  | 5102-22100 | SJS-Labor & Delivery | 12 | IU | Active
SJS5887 | P221 | Uninterruptible Power Systems | Twanna Hardy | TWLUK | EMPLOYEE | Y | 1 | 0.75 | 02/01/2025 | 01/29/2024 | 2 | M | SJS | SJS | UPS | 16-936 | Power Systems, Uninterruptible | 108649 | APC-American Power Conversion | BE550G | 4B1438P40862 |  |  | 5102-22100 | SJS-Labor & Delivery | 12 | IU | Active
SJS5888 | P221 | Uninterruptible Power Systems | Twanna Hardy | TWLUK | EMPLOYEE | Y | 1 | 0.75 | 02/01/2025 | 01/29/2024 | 2 | M | SJS | SJS | UPS | 16-936 | Power Systems, Uninterruptible | 108649 | APC-American Power Conversion | BE550G | 4B1242P34756 |  |  | 5102-22100 | SJS-Labor & Delivery | 12 | IU | Active
SJS5889 | P221 | Uninterruptible Power Systems | Twanna Hardy | TWLUK | EMPLOYEE | Y | 1 | 0.75 | 02/01/2025 | 01/29/2024 | 2 | M | SJS | SJS | UPS | 16-936 | Power Systems, Uninterruptible | 108649 | APC-American Power Conversion | BE550G | 4B1242P34763 |  |  | 5102-22100 | SJS-Labor & Delivery | 12 | IU | Active
SJS5890 | P221 | Uninterruptible Power Systems | Twanna Hardy | TWLUK | EMPLOYEE | Y | 1 | 0.75 | 02/01/2025 | 01/29/2024 | 2 | M | SJS | SJS | UPS | 16-936 | Power Systems, Uninterruptible | 108649 | APC-American Power Conversion | BE550G | 4B1438P41123 |  |  | 5102-22100 | SJS-Labor & Delivery | 12 | IU | Active
SJS5892 | P10123 | -Pm Device Using Mfg Procedure | Gil Matos | GIMAT | EMPLOYEE | Y | 1 | 0.5 | 02/01/2025 | 01/29/2024 | 2 | M | SJS | SJS | Diaper Scale | 18-465 | Scales, Clinical, Precision | 103689 | seca North America | 856 | 8856160210712 |  |  | 5102-14000 | SJS-Pedi Med/Surg/Tele | 13 | IU | Active
SJS5893 | P10123 | -Pm Device Using Mfg Procedure | Gil Matos | GIMAT | EMPLOYEE | Y | 1 | 0.5 | 02/01/2025 | 01/29/2024 | 2 | M | SJS | SJS | Diaper Scale | 18-465 | Scales, Clinical, Precision | 103689 | seca North America | 856 | 8856160210743 |  |  | 5102-14000 | SJS-Pedi Med/Surg/Tele | 13 | IU | Active
SJS5894 | P221 | Uninterruptible Power Systems | Twanna Hardy | TWLUK | EMPLOYEE | Y | 1 | 0.75 | 02/01/2025 | 01/29/2024 | 2 | M | SJS | SJS | UPS | 16-936 | Power Systems, Uninterruptible | 108649 | APC-American Power Conversion | BE550G | 4B1245P22549 |  |  | 5102-22100 | SJS-Labor & Delivery | 12 | IU | Active
SJS5895 | PPA33 | Panda | Twanna Hardy | TWLUK | EMPLOYEE | Y | 1 | 1 | 02/01/2025 |  | 2 | M | SJS | SJS | Panda IRES Bedded Warmer | 17-956 | Warming Units, Patient, Radiant, Infant | 351254 | Datex-Ohmeda Inc Div GE Health | M1112198 | PBWC70759 |  |  | 5102-22100 | SJS-Labor & Delivery | 19 | IU | Active
SJS5895 | PPA33- | Panda - 2 Year | Twanna Hardy | TWLUK | EMPLOYEE | Y | 2 | 3 | 02/01/2026 | 01/29/2024 | 2 | M | SJS | SJS | Panda IRES Bedded Warmer | 17-956 | Warming Units, Patient, Radiant, Infant | 351254 | Datex-Ohmeda Inc Div GE Health | M1112198 | PBWC70759 |  |  | 5102-22100 | SJS-Labor & Delivery | 19 | IU | Active
SJS5896 | PPA33 | Panda | Twanna Hardy | TWLUK | EMPLOYEE | Y | 1 | 1 | 02/01/2025 |  | 2 | M | SJS | SJS | Panda IRES Bedded Warmer | 17-956 | Warming Units, Patient, Radiant, Infant | 351254 | Datex-Ohmeda Inc Div GE Health | M1112198 | PBWC70785 |  |  | 5102-22100 | SJS-Labor & Delivery | 19 | IU | Active
SJS5896 | PPA33- | Panda - 2 Year | Twanna Hardy | TWLUK | EMPLOYEE | Y | 2 | 3 | 02/01/2026 | 01/29/2024 | 2 | M | SJS | SJS | Panda IRES Bedded Warmer | 17-956 | Warming Units, Patient, Radiant, Infant | 351254 | Datex-Ohmeda Inc Div GE Health | M1112198 | PBWC70785 |  |  | 5102-22100 | SJS-Labor & Delivery | 19 | IU | Active
SJS5897 | PPA33 | Panda | Twanna Hardy | TWLUK | EMPLOYEE | Y | 1 | 1 | 02/01/2025 |  | 2 | M | SJS | SJS | Panda IRES Bedded Warmer | 17-956 | Warming Units, Patient, Radiant, Infant | 351254 | Datex-Ohmeda Inc Div GE Health | M1112198 | PBWC70747 |  |  | 5102-22100 | SJS-Labor & Delivery | 19 | IU | Active
SJS5897 | PPA33- | Panda - 2 Year | Twanna Hardy | TWLUK | EMPLOYEE | Y | 2 | 3 | 02/01/2026 | 01/29/2024 | 2 | M | SJS | SJS | Panda IRES Bedded Warmer | 17-956 | Warming Units, Patient, Radiant, Infant | 351254 | Datex-Ohmeda Inc Div GE Health | M1112198 | PBWC70747 |  |  | 5102-22100 | SJS-Labor & Delivery | 19 | IU | Active
SJS5898 | PPA33 | Panda | Twanna Hardy | TWLUK | EMPLOYEE | Y | 1 | 1 | 02/01/2025 |  | 2 | M | SJS | SJS | Panda IRES Bedded Warmer | 17-956 | Warming Units, Patient, Radiant, Infant | 351254 | Datex-Ohmeda Inc Div GE Health | M1112198 | PBWC70746 |  |  | 5102-22100 | SJS-Labor & Delivery | 19 | IU | Active
SJS5898 | PPA33- | Panda - 2 Year | Twanna Hardy | TWLUK | EMPLOYEE | Y | 2 | 3 | 02/01/2026 | 01/29/2024 | 2 | M | SJS | SJS | Panda IRES Bedded Warmer | 17-956 | Warming Units, Patient, Radiant, Infant | 351254 | Datex-Ohmeda Inc Div GE Health | M1112198 | PBWC70746 |  |  | 5102-22100 | SJS-Labor & Delivery | 19 | IU | Active
SJS5899 | PPA33 | Panda | Twanna Hardy | TWLUK | EMPLOYEE | Y | 1 | 1 | 02/01/2025 |  | 2 | M | SJS | SJS | Panda IRES Bedded Warmer | 17-956 | Warming Units, Patient, Radiant, Infant | 351254 | Datex-Ohmeda Inc Div GE Health | M1112198 | PBWC70758 |  |  | 5102-22100 | SJS-Labor & Delivery | 19 | IU | Active
SJS5899 | PPA33- | Panda - 2 Year | Twanna Hardy | TWLUK | EMPLOYEE | Y | 2 | 3 | 02/01/2026 | 01/29/2024 | 2 | M | SJS | SJS | Panda IRES Bedded Warmer | 17-956 | Warming Units, Patient, Radiant, Infant | 351254 | Datex-Ohmeda Inc Div GE Health | M1112198 | PBWC70758 |  |  | 5102-22100 | SJS-Labor & Delivery | 19 | IU | Active
SJS5900 | P10123 | -Pm Device Using Mfg Procedure | Gerson Colon Jr | GECOL | EMPLOYEE | Y | 1 | 1.5 | 03/01/2025 | 03/01/2024 | 2 | M | SJS | SJS | Dicom conversion system | 17-904 | Image Digitization Systems, Computed Radiography | 471654 | TIMS Medical Div Foresight Ima | TIMS 2000 SP | 8002143 |  |  | 5102-34000 | SJS-Diagnostic Imaging | 17 | IU | Active
SJS5901 | P80CAA | 8015 CareFusion Alaris Pump | Twanna Hardy | TWLUK | EMPLOYEE | Y | 2 | 0.8 | 08/01/2025 | 12/14/2023 | 6 | M | SJS | SJS | Pump Control Unit | 26-655 | Controllers, Infusion Pump Systems, Programmable | 378348 | BD | 8015 BD | 16159872 |  |  | 5102-22100 | SJS-Labor & Delivery | 21 | IU | Active
SJS5902 | P80CAA | 8015 CareFusion Alaris Pump | Twanna Hardy | TWLUK | EMPLOYEE | Y | 2 | 0.8 | 08/01/2025 | 12/14/2023 | 6 | M | SJS | SJS | Pump Control Unit | 26-655 | Controllers, Infusion Pump Systems, Programmable | 378348 | BD | 8015 BD | 16159940 |  |  | 5102-22100 | SJS-Labor & Delivery | 21 | IU | Active
SJS5903 | P80CAA | 8015 CareFusion Alaris Pump | Twanna Hardy | TWLUK | EMPLOYEE | Y | 2 | 0.8 | 08/01/2025 | 12/19/2023 | 6 | M | SJS | SJS | Pump Control Unit | 26-655 | Controllers, Infusion Pump Systems, Programmable | 378348 | BD | 8015 BD | 16159919 |  |  | 5102-22100 | SJS-Labor & Delivery | 21 | IU | Active
SJS5904 | P80CAA | 8015 CareFusion Alaris Pump | Twanna Hardy | TWLUK | EMPLOYEE | Y | 2 | 0.8 | 08/01/2025 | 12/14/2023 | 6 | M | SJS | SJS | Pump Control Unit | 26-655 | Controllers, Infusion Pump Systems, Programmable | 378348 | BD | 8015 BD | 16159847 |  |  | 5102-22100 | SJS-Labor & Delivery | 21 | IU | Active
SJS5905 | P80CAA | 8015 CareFusion Alaris Pump | Twanna Hardy | TWLUK | EMPLOYEE | Y | 2 | 0.8 | 08/01/2025 | 12/14/2023 | 6 | M | SJS | SJS | Pump Control Unit | 26-655 | Controllers, Infusion Pump Systems, Programmable | 378348 | BD | 8015 BD | 16159941 |  |  | 5102-22100 | SJS-Labor & Delivery | 21 | IU | Active
SJS5906 | P81CAA | 8100 CareFusion Alaris Pump | Twanna Hardy | TWLUK | EMPLOYEE | Y | 1 | 0.5 | 08/01/2024 | 11/20/2023 | 6 | M | SJS | SJS | Large Volume Pump Module | 13-215 | Infusion Pumps, Multitherapy | 378348 | BD | 8100 BD | 16158669 |  |  | 5102-22100 | SJS-Labor & Delivery | 20 | IU | Active
SJS5907 | P81CAA | 8100 CareFusion Alaris Pump | Twanna Hardy | TWLUK | EMPLOYEE | Y | 1 | 0.5 | 08/01/2024 | 10/06/2023 | 6 | M | SJS | SJS | Large Volume Pump Module | 13-215 | Infusion Pumps, Multitherapy | 378348 | BD | 8100 BD | 16158690 |  |  | 5102-22100 | SJS-Labor & Delivery | 20 | IU | Active
SJS5908 | P81CAA | 8100 CareFusion Alaris Pump | Twanna Hardy | TWLUK | EMPLOYEE | Y | 1 | 0.5 | 08/01/2024 | 10/06/2023 | 6 | M | SJS | SJS | Large Volume Pump Module | 13-215 | Infusion Pumps, Multitherapy | 378348 | BD | 8100 BD | 16158335 |  |  | 5102-22100 | SJS-Labor & Delivery | 20 | IU | Active
SJS5909 | P81CAA | 8100 CareFusion Alaris Pump | Twanna Hardy | TWLUK | EMPLOYEE | Y | 1 | 0.5 | 08/01/2024 | 10/18/2023 | 6 | M | SJS | SJS | Large Volume Pump Module | 13-215 | Infusion Pumps, Multitherapy | 378348 | BD | 8100 BD | 16158356 |  |  | 5102-22100 | SJS-Labor & Delivery | 20 | IU | Active
SJS5910 | P81CAA | 8100 CareFusion Alaris Pump | Twanna Hardy | TWLUK | EMPLOYEE | Y | 1 | 0.5 | 08/01/2024 | 11/16/2023 | 6 | M | SJS | SJS | Large Volume Pump Module | 13-215 | Infusion Pumps, Multitherapy | 378348 | BD | 8100 BD | 16158631 |  |  | 5102-22100 | SJS-Labor & Delivery | 20 | IU | Active
SJS5911 | P81CAA | 8100 CareFusion Alaris Pump | Twanna Hardy | TWLUK | EMPLOYEE | Y | 1 | 0.5 | 08/01/2024 | 12/15/2023 | 6 | M | SJS | SJS | Large Volume Pump Module | 13-215 | Infusion Pumps, Multitherapy | 378348 | BD | 8100 BD | 16158416 |  |  | 5102-22100 | SJS-Labor & Delivery | 20 | IU | Active
SJS5912 | P81CAA | 8100 CareFusion Alaris Pump | Twanna Hardy | TWLUK | EMPLOYEE | Y | 1 | 0.5 | 08/01/2024 | 10/12/2023 | 6 | M | SJS | SJS | Large Volume Pump Module | 13-215 | Infusion Pumps, Multitherapy | 378348 | BD | 8100 BD | 16158420 |  |  | 5102-22100 | SJS-Labor & Delivery | 20 | IU | Active
SJS5913 | P81CAA | 8100 CareFusion Alaris Pump | Twanna Hardy | TWLUK | EMPLOYEE | Y | 1 | 0.5 | 08/01/2024 | 09/22/2023 | 6 | M | SJS | SJS | Large Volume Pump Module | 13-215 | Infusion Pumps, Multitherapy | 378348 | BD | 8100 BD | 16158396 |  |  | 5102-22100 | SJS-Labor & Delivery | 20 | IU | Active
SJS5914 | P81CAA | 8100 CareFusion Alaris Pump | Twanna Hardy | TWLUK | EMPLOYEE | Y | 1 | 0.5 | 08/01/2024 | 10/18/2023 | 6 | M | SJS | SJS | Large Volume Pump Module | 13-215 | Infusion Pumps, Multitherapy | 378348 | BD | 8100 BD | 16158399 |  |  | 5102-22100 | SJS-Labor & Delivery | 20 | IU | Active
SJS5915 | P81CAA | 8100 CareFusion Alaris Pump | Twanna Hardy | TWLUK | EMPLOYEE | Y | 1 | 0.5 | 08/01/2024 | 11/09/2023 | 6 | M | SJS | SJS | Large Volume Pump Module | 13-215 | Infusion Pumps, Multitherapy | 378348 | BD | 8100 BD | 16158612 |  |  | 5102-22100 | SJS-Labor & Delivery | 20 | IU | Active
SJS5916 | P81CAA | 8100 CareFusion Alaris Pump | Twanna Hardy | TWLUK | EMPLOYEE | Y | 1 | 0.5 | 08/01/2024 | 11/15/2023 | 6 | M | SJS | SJS | Large Volume Pump Module | 13-215 | Infusion Pumps, Multitherapy | 378348 | BD | 8100 BD | 16158673 |  |  | 5102-22100 | SJS-Labor & Delivery | 20 | IU | Active
SJS5917 | P81CAA | 8100 CareFusion Alaris Pump | Twanna Hardy | TWLUK | EMPLOYEE | Y | 1 | 0.5 | 08/01/2024 | 11/17/2023 | 6 | M | SJS | SJS | Large Volume Pump Module | 13-215 | Infusion Pumps, Multitherapy | 378348 | BD | 8100 BD | 16158678 |  |  | 5102-22100 | SJS-Labor & Delivery | 20 | IU | Active
SJS5918 | P81CAA | 8100 CareFusion Alaris Pump | Twanna Hardy | TWLUK | EMPLOYEE | Y | 1 | 0.5 | 08/01/2024 | 12/16/2023 | 6 | M | SJS | SJS | Large Volume Pump Module | 13-215 | Infusion Pumps, Multitherapy | 378348 | BD | 8100 BD | 16158628 |  |  | 5102-22100 | SJS-Labor & Delivery | 20 | IU | Active
SJS5919 | P81CAA | 8100 CareFusion Alaris Pump | Twanna Hardy | TWLUK | EMPLOYEE | Y | 1 | 0.5 | 08/01/2024 | 11/20/2023 | 6 | M | SJS | SJS | Large Volume Pump Module | 13-215 | Infusion Pumps, Multitherapy | 378348 | BD | 8100 BD | 16158621 |  |  | 5102-22100 | SJS-Labor & Delivery | 20 | IU | Active
SJS5920 | P-VPM | -Vendor PM | Twanna Hardy | TWLUK | EMPLOYEE | Y | 1 | 0.5 | 02/01/2025 | 01/29/2024 | 2 | M | SJS | SJS | NO2 Delivery System | 16-953 | Analgesia Units, Inhalation | 464806 | CareStream Medical Ltd | CMI-0100-PNX | CMI8402-2022 |  |  | 5102-22100 | SJS-Labor & Delivery | 20 | IU | Active
SJS5921 | P81CAA | 8100 CareFusion Alaris Pump | Twanna Hardy | TWLUK | EMPLOYEE | Y | 1 | 0.5 | 08/01/2024 | 12/15/2023 | 6 | M | SJS | SJS | Large Volume Pump Module | 13-215 | Infusion Pumps, Multitherapy | 378348 | BD | 8100 BD | 16158422 |  |  | 5102-22100 | SJS-Labor & Delivery | 20 | IU | Active
SJS5928 | P10123 | -Pm Device Using Mfg Procedure | Gil Matos | GIMAT | EMPLOYEE | Y | 1 | 0.5 | 07/01/2024 | 08/08/2023 | 2 | M | SJS | SJS | 32 Ch Head Box Amplifier | 36-486 | Electric Signal Amplifiers, Biosignal, Brain | 103629 | Cadwell Laboratories Inc | 190224-200 | 1101IX91-06-019 |  |  | 5102-39200 | SJS-Rehab Services Main | 16 | IU | Active
SJS5929 | P10123 | -Pm Device Using Mfg Procedure | Twanna Hardy | TWLUK | EMPLOYEE | M | 6 | 0.8 | 05/01/2024 | 11/14/2023 | 2 | M | SJS | SJS | Blanket/Solution Warmer | 10-414 | Warmers, Blanket | 185914 | Future Health Concepts Inc | FHCSWC1824-TL-G-D | 032923-D01 |  |  | 5102-32100 | SJS-Hemodialysis | 13 | IU | Active
SJS5929 | PFHWA2 | FHC Warmer 2 Year Fan Replacement | Twanna Hardy | TWLUK | EMPLOYEE | Y | 2 | 1.2 | 05/01/2025 |  | 1 | M | SJS | SJS | Blanket/Solution Warmer | 10-414 | Warmers, Blanket | 185914 | Future Health Concepts Inc | FHCSWC1824-TL-G-D | 032923-D01 |  |  | 5102-32100 | SJS-Hemodialysis | 13 | IU | Active
SJS5931 | PSAFIN | Safety Inspection | Gerson Colon | 94805 | EMPLOYEE | Y | 1 | 0.25 | 04/01/2024 |  | 2 | M | SJS | SJS | Data Recorder Kit | 34-626 | Recorders, Physiologic, pH, Upper Gastrointestinal Tract, Ingestible Capsule | 391192 | Medtronic Given Imaging Inc | FGS-0347 | DR30832866 |  |  | 5102-21221 | SJS-Endoscopy | 25 | IU | Active
SJS5932 | PSAFIN | Safety Inspection | Gerson Colon | 94805 | EMPLOYEE | Y | 1 | 0.25 | 04/01/2024 |  | 2 | M | SJS | SJS | Data Recorder Kit | 34-626 | Recorders, Physiologic, pH, Upper Gastrointestinal Tract, Ingestible Capsule | 391192 | Medtronic Given Imaging Inc | FGS-0347 | DR30832868 |  |  | 5102-21221 | SJS-Endoscopy | 25 | IU | Active
SJS5933 | PSAFIN | Safety Inspection | Gerson Colon | 94805 | EMPLOYEE | Y | 1 | 0.25 | 04/01/2024 |  | 2 | M | SJS | SJS | Data Recorder Kit | 34-626 | Recorders, Physiologic, pH, Upper Gastrointestinal Tract, Ingestible Capsule | 391192 | Medtronic Given Imaging Inc | FGS-0347 | DR30832754 |  |  | 5102-21221 | SJS-Endoscopy | 25 | IU | Active
SJS5934 | P86 | Hyperthermia System, Manual Control. | Gerson Colon | 94805 | EMPLOYEE | Y | 1 | 1 | 10/01/2024 | 11/03/2023 | 2 | M | SJS | SJS | Localized Temp Therapy Pump | 17-647 | Pumps, Circulating-Fluid, Localized Heating | 271227 | Stryker Medical | TP700 | 222586395024 |  |  | 5102-12225 | SJS-Med/Surg Unit I 4West | 16 | IU | Active
SJS5935 | P86 | Hyperthermia System, Manual Control. | Gerson Colon | 94805 | EMPLOYEE | Y | 1 | 1 | 10/01/2024 | 10/19/2023 | 2 | M | SJS | SJS | Localized Temp Therapy Pump | 17-647 | Pumps, Circulating-Fluid, Localized Heating | 271227 | Stryker Medical | TP700 | 222586395003 |  |  | 5102-12225 | SJS-Med/Surg Unit I 4West | 16 | IU | Active
SJS5936 | P86 | Hyperthermia System, Manual Control. | Gerson Colon | 94805 | EMPLOYEE | Y | 1 | 1 | 10/01/2024 | 10/19/2023 | 2 | M | SJS | SJS | Localized Temp Therapy Pump | 17-647 | Pumps, Circulating-Fluid, Localized Heating | 271227 | Stryker Medical | TP700 | 222586395050 |  |  | 5102-12225 | SJS-Med/Surg Unit I 4West | 16 | IU | Active
SJS5939 | PDAOHG | GE E-miniC Respiratory Single-width Airway Module | Gil Matos | GIMAT | EMPLOYEE | Y | 1 | 1.5 | 05/01/2024 | 05/25/2023 | 2 | M | SJS | SJS | Gas Module | 20-776 | Physiologic Monitor Modules, Exhaled Carbon Dioxide | 440964 | GE Healthcare Technologies | E-MiniC-00 | 7194555 |  |  | 5102-12210 | SJS-Med/Surg Unit II 4East | 16 | IU | Active
SJS5940 | P-VPM | -Vendor PM | Twanna Hardy | TWLUK | EMPLOYEE | Y | 1 | 0.5 | 03/01/2025 | 03/01/2024 | 2 | M | SJS | SJS | Arctic Sun 2000 Calibration De | CC-040 | Test Equipment | 451492 | Medivance Inc A Bard Medical C | 741-00 | DYHNZ026 |  |  | 5102-88570 | SJS-Clinical Engineering | 13 | IU | Active
SJS5943 | P179 | Scale, Patient. | Gerson Colon | 94805 | EMPLOYEE | Y | 1 | 0.5 | 01/01/2025 | 01/19/2024 | 2 | M | SJS | SJS | Scales, Patient, Platform, Ele | 18-458 | Scales, Patient, Platform, Electronic | 457532 | Fairbanks Scales | FB5050 | 2007600800822 |  |  | 5102-23100 | SJS-Emergency Service | 12 | IU | Active
SJS5946 | P81CAA | 8100 CareFusion Alaris Pump | Darren Eaton | DAEAT | EMPLOYEE | Y | 1 | 0.75 | 08/01/2024 | 10/31/2023 | 6 | M | SJS | SJS | Large Volume Pump Module | 13-215 | Infusion Pumps, Multitherapy | 378348 | BD | 8100 | 14321861 | LVP | Alaris 2 | 5102-13100 | SJS-Intensive Care Unit I | 20 | IU | Active
SJS5952 | P10123 | -Pm Device Using Mfg Procedure | Twanna Hardy | TWLUK | EMPLOYEE | Y | 1 | 0.8 | 02/01/2025 | 03/15/2024 | 2 | M | SJS | SJS | Fetal Monitor | 34-428 | Monitors, Physiologic, Fetal | 439946 | GE Healthcare USA | 259cx | SDL22450002PAS |  |  | 5102-22100 | SJS-Labor & Delivery | 16 | IU | Active
SJS5953 | P10123 | -Pm Device Using Mfg Procedure | Twanna Hardy | TWLUK | EMPLOYEE | Y | 1 | 0.8 | 02/01/2025 | 03/13/2024 | 2 | M | SJS | SJS | Fetal Monitor | 34-428 | Monitors, Physiologic, Fetal | 439946 | GE Healthcare USA | 259cx | SDL22450005PAS |  |  | 5102-22100 | SJS-Labor & Delivery | 16 | IU | Active
SJS5954 | P10123 | -Pm Device Using Mfg Procedure | Twanna Hardy | TWLUK | EMPLOYEE | Y | 1 | 0.8 | 02/01/2025 | 01/29/2024 | 2 | M | SJS | SJS | Fetal Monitor | 34-428 | Monitors, Physiologic, Fetal | 439946 | GE Healthcare USA | 259cx | SDL22450045PAS |  |  | 5102-22100 | SJS-Labor & Delivery | 16 | IU | Active
SJS5955 | P10123 | -Pm Device Using Mfg Procedure | Twanna Hardy | TWLUK | EMPLOYEE | Y | 1 | 0.8 | 02/01/2025 | 01/29/2024 | 2 | M | SJS | SJS | Fetal Monitor | 34-428 | Monitors, Physiologic, Fetal | 439946 | GE Healthcare USA | 259cx | SDL22450003PAS |  |  | 5102-22100 | SJS-Labor & Delivery | 16 | IU | Active
SJS5956 | P10123 | -Pm Device Using Mfg Procedure | Twanna Hardy | TWLUK | EMPLOYEE | Y | 1 | 0.8 | 02/01/2025 | 01/29/2024 | 2 | M | SJS | SJS | Fetal Monitor | 34-428 | Monitors, Physiologic, Fetal | 439946 | GE Healthcare USA | 259cx | SDL22450055PAS |  |  | 5102-22100 | SJS-Labor & Delivery | 16 | IU | Active
SJS5963 | P134 | Monitor, Physiological. | Twanna Hardy | TWLUK | EMPLOYEE | Y | 1 | 0.8 | 02/01/2025 | 03/13/2024 | 2 | M | SJS | SJS | Maternal/Fetal Monitor Tele Rx | 13-987A | Monitors, Telemetry Receiver | 440964 | GE Healthcare Technologies | 2051444-004 | SPS22470018PAS |  |  | 5102-22100 | SJS-Labor & Delivery | 17 | IU | Active
SJS5964 | P10123 | -Pm Device Using Mfg Procedure | Twanna Hardy | TWLUK | EMPLOYEE | Y | 1 | 0.5 | 02/01/2025 | 03/13/2024 | 2 | M | SJS | SJS | Diaper Scale | 18-465 | Scales, Clinical, Precision | 103689 | seca North America | 856 | 8856334210013 |  |  | 5102-22100 | SJS-Labor & Delivery | 13 | IU | Active
SJS5965 | P10123 | -Pm Device Using Mfg Procedure | Twanna Hardy | TWLUK | EMPLOYEE | Y | 1 | 0.5 | 08/01/2024 | 08/26/2023 | 2 | M | SJS | SJS | Nurse Call Console | 15-614 | Hospital Communication Systems, Nurse Call | 103070 | Rauland-Borg Corp | 351205 | M827810202104824639 |  |  | 5102-22100 | SJS-Labor & Delivery | 14 | IU | Active
SJS5966 | P104 | Light, Surgical, Ceiling Mounted. | Twanna Hardy | TWLUK | EMPLOYEE | Y | 1 | 0.7 | 02/01/2025 | 03/13/2024 | 2 | M | SJS | SJS | Ceiling Recessed LED L&D Light | 15-866 | Lights, Examination, Ceiling-Mounted | 102186 | Skytron Div The KMW Group | Lucina 4 | 2022-03-4266 |  |  | 5102-22100 | SJS-Labor & Delivery | 12 | IU | Active
SJS5969 | P134 | Monitor, Physiological. | Twanna Hardy | TWLUK | EMPLOYEE | Y | 1 | 0.8 | 02/01/2025 | 01/29/2024 | 2 | M | SJS | SJS | Maternal/Fetal Monitor Tele Rx | 13-987A | Monitors, Telemetry Receiver | 440964 | GE Healthcare Technologies | 2051444-004 | SPT22470017PAS |  |  | 5102-22100 | SJS-Labor & Delivery | 17 | IU | Active
SJS5971 | P104 | Light, Surgical, Ceiling Mounted. | Twanna Hardy | TWLUK | EMPLOYEE | Y | 1 | 0.7 | 02/01/2025 | 01/29/2024 | 2 | M | SJS | SJS | Ceiling Recessed LED L&D Light | 15-866 | Lights, Examination, Ceiling-Mounted | 102186 | Skytron Div The KMW Group | Lucina 4 | 2022-02-4217 |  |  | 5102-22100 | SJS-Labor & Delivery | 12 | IU | Active
SJS5972 | P104 | Light, Surgical, Ceiling Mounted. | Twanna Hardy | TWLUK | EMPLOYEE | Y | 1 | 0.7 | 02/01/2025 | 01/29/2024 | 2 | M | SJS | SJS | Ceiling Recessed LED L&D Light | 15-866 | Lights, Examination, Ceiling-Mounted | 102186 | Skytron Div The KMW Group | Lucina 4 | 2022-09-4544 |  |  | 5102-22100 | SJS-Labor & Delivery | 12 | IU | Active
SJS5974 | P134 | Monitor, Physiological. | Twanna Hardy | TWLUK | EMPLOYEE | Y | 1 | 0.8 | 02/01/2025 | 01/29/2024 | 2 | M | SJS | SJS | Maternal/Fetal Monitor Tele Rx | 13-987A | Monitors, Telemetry Receiver | 440964 | GE Healthcare Technologies | 2051444-004 | SPS22480003PAS |  |  | 5102-22100 | SJS-Labor & Delivery | 17 | IU | Active
SJS5976 | P10123 | -Pm Device Using Mfg Procedure | Twanna Hardy | TWLUK | EMPLOYEE | Y | 1 | 0.5 | 02/01/2025 | 01/29/2024 | 2 | M | SJS | SJS | Diaper Scale | 18-465 | Scales, Clinical, Precision | 103689 | seca North America | 856 | 8856334210014 |  |  | 5102-22100 | SJS-Labor & Delivery | 13 | IU | Active
SJS5977 | P10123 | -Pm Device Using Mfg Procedure | Twanna Hardy | TWLUK | EMPLOYEE | Y | 1 | 0.5 | 02/01/2025 | 01/29/2024 | 2 | M | SJS | SJS | Diaper Scale | 18-465 | Scales, Clinical, Precision | 103689 | seca North America | 856 | 8856334210267 |  |  | 5102-22100 | SJS-Labor & Delivery | 13 | IU | Active
SJS5978 | P117 | Oxygen-Air Proportioners/Blender Annual PM | Gerson Colon | 94805 | EMPLOYEE | Y | 1 | 0.7 | 03/01/2025 | 03/13/2024 | 6 | M | SJS | SJS | Air-Oxygen Blenders | 12-876 | Oxygen-Air Proportioners | 454430 | CareFusion Respiratory A BD Co | 03800A | BEF08645 |  |  | 5102-35000 | SJS-Respiratory Care Services | 13 | IU | Active
SJS5978 | POVBY2 | 2 Year Blender Overhaul | Gerson Colon | 94805 | EMPLOYEE | Y | 2 | 1 | 03/01/2025 | 05/24/2023 | 6 | M | SJS | SJS | Air-Oxygen Blenders | 12-876 | Oxygen-Air Proportioners | 454430 | CareFusion Respiratory A BD Co | 03800A | BEF08645 |  |  | 5102-35000 | SJS-Respiratory Care Services | 13 | IU | Active
SJS5984 | P10123 | -Pm Device Using Mfg Procedure | Twanna Hardy | TWLUK | EMPLOYEE | Y | 1 | 1 | 07/01/2024 | 08/14/2023 | 2 | M | SJS | SJS | Dual Warming Cabinet | 10-414 | Warmers, Blanket | 107114 | STERIS Corp | DJ060124331 | 0408723035 |  |  | 5102-16527 | SJS-Mother/Baby Unit | 13 | IU | Active
SJS5986 | PMOPHV | Monitors, Physiologic, Vital Signs | Gil Matos | GIMAT | EMPLOYEE | Y | 1 | 1 | 05/01/2024 | 06/16/2023 | 2 | M | SJS | SJS | Vital Signs Monitor | 25-209 | Monitors, Physiologic, Vital Signs | 101850 | Welch Allyn Inc A Subsidiary | VSM 6000 SERIES | 100016084614 |  |  | 5102-12210 | SJS-Med/Surg Unit II 4East | 15 | IU | Active
SJS5987 | P--ORS | --- OR Safety Inspection --- | Darren Eaton | DAEAT | EMPLOYEE | M | 6 | 0.25 | 07/01/2024 | 02/23/2024 | 2 | M | SJS | SJS | Monitor Single use Endo Scopes | 34-403 | Monitors, Video, High-Definition, Medical Image, Endoscopic | 104479 | Ambu Inc | 405011000 | A222030478 |  |  | 5102-21100 | SJS-Surgery | 20 | IU | Active
SJS5988 | P--ORS | --- OR Safety Inspection --- | Darren Eaton | DAEAT | EMPLOYEE | M | 6 | 0.25 | 07/01/2024 | 02/23/2024 | 2 | M | SJS | SJS | Monitor Single use Endo Scopes | 34-403 | Monitors, Video, High-Definition, Medical Image, Endoscopic | 104479 | Ambu Inc | 405011000 | A222030460 |  |  | 5102-21100 | SJS-Surgery | 20 | IU | Active
SJS5993 | PMOPHV | Monitors, Physiologic, Vital Signs | Gil Matos | GIMAT | EMPLOYEE | Y | 1 | 1 | 05/01/2024 | 07/07/2023 | 2 | M | SJS | SJS | Vital Signs Monitor | 25-209 | Monitors, Physiologic, Vital Signs | 101850 | Welch Allyn Inc A Subsidiary | VSM 6000 SERIES | 100065293614 |  |  | 5102-12210 | SJS-Med/Surg Unit II 4East | 15 | IU | Active
SJS5997 | P10123 | -Pm Device Using Mfg Procedure | Twanna Hardy | TWLUK | EMPLOYEE | Y | 1 | 0.5 | 07/01/2024 |  | 2 | M | SJS | SJS | Jaundice Meter | 16-166 | Bilirubinometers, Cutaneous | 371341 | Draeger Medical Inc | JM-105 | H2508595 |  |  | 5102-16527 | SJS-Mother/Baby Unit | 14 | IU | Active
SJS5998 | PMOPHV | Monitors, Physiologic, Vital Signs | Gil Matos | GIMAT | EMPLOYEE | Y | 1 | 1 | 05/01/2024 | 07/27/2023 | 2 | M | SJS | SJS | Vital Signs Monitor | 25-209 | Monitors, Physiologic, Vital Signs | 101850 | Welch Allyn Inc A Subsidiary | VSM 6000 SERIES | 100065383614 |  |  | 5102-12210 | SJS-Med/Surg Unit II 4East | 15 | IU | Active
SJS6003 | PMOPHM | Monitors, Physiologic, Multipurpose | Darren Eaton | DAEAT | EMPLOYEE | Y | 1 | 0.5 | 03/01/2025 | 04/10/2023 | 2 | M | SJS | SJS | Bedside Physiologic Monitor | 20-171 | Monitors, Physiologic, Multipurpose, Bedside, Modular | 440964 | GE Healthcare Technologies | B650 v1 | SEW14325636HA |  |  | 5102-13100 | SJS-Intensive Care Unit I | 16 | IU | Active
SJS6005 | P86 | Hyperthermia System, Manual Control. | Darren Eaton | DAEAT | EMPLOYEE | Y | 1 | 1 | 04/01/2024 | 05/02/2023 | 2 | M | SJS | SJS | Localized Temp Therapy Pump | 17-647 | Pumps, Circulating-Fluid, Localized Heating | 271227 | Stryker Medical | TP700 | 2020009121531 |  |  | 5102-13100 | SJS-Intensive Care Unit I | 16 | IU | Active
SJS6006 | P86 | Hyperthermia System, Manual Control. | Darren Eaton | DAEAT | EMPLOYEE | Y | 1 | 1 | 04/01/2024 | 05/02/2023 | 2 | M | SJS | SJS | Localized Temp Therapy Pump | 17-647 | Pumps, Circulating-Fluid, Localized Heating | 271227 | Stryker Medical | TP700 | 2020009121119 |  |  | 5102-13100 | SJS-Intensive Care Unit I | 16 | IU | Active
SJS6007 | P86 | Hyperthermia System, Manual Control. | Darren Eaton | DAEAT | EMPLOYEE | Y | 1 | 1 | 04/01/2024 | 05/02/2023 | 2 | M | SJS | SJS | Localized Temp Therapy Pump | 17-647 | Pumps, Circulating-Fluid, Localized Heating | 271227 | Stryker Medical | TP700 | 2020009121539 |  |  | 5102-13100 | SJS-Intensive Care Unit I | 16 | IU | Active
SJS6010 | P86 | Hyperthermia System, Manual Control. | Darren Eaton | DAEAT | EMPLOYEE | Y | 1 | 1 | 04/01/2024 | 05/02/2023 | 2 | M | SJS | SJS | Localized Temp Therapy Pump | 17-647 | Pumps, Circulating-Fluid, Localized Heating | 271227 | Stryker Medical | TP700 | 2020009121541 |  |  | 5102-13100 | SJS-Intensive Care Unit I | 16 | IU | Active
SJS6011 | P86 | Hyperthermia System, Manual Control. | Darren Eaton | DAEAT | EMPLOYEE | Y | 1 | 1 | 04/01/2024 | 04/28/2023 | 2 | M | SJS | SJS | Localized Temp Therapy Pump | 17-647 | Pumps, Circulating-Fluid, Localized Heating | 271227 | Stryker Medical | TP700 | 2020009121127 |  |  | 5102-13100 | SJS-Intensive Care Unit I | 16 | IU | Active
SJS6012 | P86 | Hyperthermia System, Manual Control. | Darren Eaton | DAEAT | EMPLOYEE | Y | 1 | 1 | 04/01/2024 | 04/18/2023 | 2 | M | SJS | SJS | Localized Temp Therapy Pump | 17-647 | Pumps, Circulating-Fluid, Localized Heating | 271227 | Stryker Medical | TP700 | 2020009121538 |  |  | 5102-13100 | SJS-Intensive Care Unit I | 16 | IU | Active
SJS6013 | P86 | Hyperthermia System, Manual Control. | Darren Eaton | DAEAT | EMPLOYEE | Y | 1 | 1 | 04/01/2024 | 05/02/2023 | 2 | M | SJS | SJS | Localized Temp Therapy Pump | 17-647 | Pumps, Circulating-Fluid, Localized Heating | 271227 | Stryker Medical | TP700 | 2020009121548 |  |  | 5102-13100 | SJS-Intensive Care Unit I | 16 | IU | Active
SJS6015 | P89 | Incubator, Neonatal Transport | Twanna Hardy | TWLUK | EMPLOYEE | M | 6 | 1 | 08/01/2024 | 01/29/2024 | 2 | M | SJS | SJS | Incubator, Infant, Mobile | 12-114 | Incubators, Infant, Transport | 150048 | International Biomedical Inc | A750i | A316M |  |  | 5102-22100 | SJS-Labor & Delivery | 20 | IU | Active
SJS6017 | POVBY2 | 2 Year Blender Overhaul | Twanna Hardy | TWLUK | EMPLOYEE | Y | 2 | 1 | 03/01/2025 | 05/24/2023 | 6 | M | SJS | SJS | Oxygen Blender | 12-876 | Oxygen-Air Proportioners | 150048 | International Biomedical Inc | 10065 | BX2051522 |  |  | 5102-22100 | SJS-Labor & Delivery | 13 | IU | Active
SJS6017 | P117 | Oxygen-Air Proportioners/Blender Annual PM | Twanna Hardy | TWLUK | EMPLOYEE | Y | 1 | 0.9 | 03/01/2025 | 03/01/2024 | 6 | M | SJS | SJS | Oxygen Blender | 12-876 | Oxygen-Air Proportioners | 150048 | International Biomedical Inc | 10065 | BX2051522 |  |  | 5102-22100 | SJS-Labor & Delivery | 13 | IU | Active
SJS6018 | PPMPR1 | PM65 Precision Medical | Twanna Hardy | TWLUK | EMPLOYEE | Y | 1 | 0.5 | 07/01/2024 | 08/30/2023 | 2 | M | SJS | SJS | Portable Suction | 27-657 | Aspirators, Airway | 106490 | Precision Medical Inc | PM65 | 064112 |  |  | 5102-22100 | SJS-Labor & Delivery | 13 | IU | Active
SJS6019 | P102 | Light Source, Fiberoptic | Gil Matos | GIMAT | EMPLOYEE | Y | 1 | 0.75 | 07/01/2024 | 08/08/2023 | 2 | M | SJS | SJS | LED Light Source | 12-345 | Light Sources, Fiberoptic | 457373 | TeDan Surgical Inovations LLC | LLS-050 | 75676 |  |  | 5102-85160 | SJS-Sterile Processing | 12 | IU | Active
SJS6028 | P10123 | -Pm Device Using Mfg Procedure | Darren Eaton | DAEAT | EMPLOYEE | M | 6 | 1 | 04/01/2024 | 10/24/2023 | 2 | M | SJS | SJS | CRRT Dialysis System | 23-426 | Hemodialysis Units, Renal, Continuous Replacement Therapy | 451481 | NxStage Medical Inc | NX1000-5 | 46524 |  |  | 5102-13100 | SJS-Intensive Care Unit I | 20 | IU | Active
SJS6029 | P117 | Oxygen-Air Proportioners/Blender Annual PM | Gil Matos | GIMAT | EMPLOYEE | Y | 1 | 0.7 | 10/01/2024 | 11/08/2023 | 2 | M | SJS | SJS | Air/O2 Blender | 12-876 | Oxygen-Air Proportioners | 104004 | Bio-Med Devices Inc | 2003FF1 | BX2055283 |  |  | 5102-13500 | SJS-Neonatal Intensive Care (NICU) | 13 | IU | Active
SJS6029 | POVBY2 | 2 Year Blender Overhaul | Gil Matos | GIMAT | EMPLOYEE | Y | 2 | 1 | 10/01/2024 | 03/27/2023 | 2 | M | SJS | SJS | Air/O2 Blender | 12-876 | Oxygen-Air Proportioners | 104004 | Bio-Med Devices Inc | 2003FF1 | BX2055283 |  |  | 5102-13500 | SJS-Neonatal Intensive Care (NICU) | 13 | IU | Active
SJS6030 | P117 | Oxygen-Air Proportioners/Blender Annual PM | Gil Matos | GIMAT | EMPLOYEE | Y | 1 | 0.7 | 10/01/2024 | 11/08/2023 | 2 | M | SJS | SJS | Air/O2 Blender | 12-876 | Oxygen-Air Proportioners | 104004 | Bio-Med Devices Inc | 2003FF1 | BX2055988 |  |  | 5102-13500 | SJS-Neonatal Intensive Care (NICU) | 13 | IU | Active
SJS6030 | POVBY2 | 2 Year Blender Overhaul | Gil Matos | GIMAT | EMPLOYEE | Y | 2 | 1 | 10/01/2024 | 01/11/2023 | 2 | M | SJS | SJS | Air/O2 Blender | 12-876 | Oxygen-Air Proportioners | 104004 | Bio-Med Devices Inc | 2003FF1 | BX2055988 |  |  | 5102-13500 | SJS-Neonatal Intensive Care (NICU) | 13 | IU | Active
SJS6031 | P117 | Oxygen-Air Proportioners/Blender Annual PM | Gil Matos | GIMAT | EMPLOYEE | Y | 1 | 0.7 | 10/01/2024 | 11/08/2023 | 2 | M | SJS | SJS | Air/O2 Blender | 12-876 | Oxygen-Air Proportioners | 104004 | Bio-Med Devices Inc | 2003FF1 | BX2055272 |  |  | 5102-13500 | SJS-Neonatal Intensive Care (NICU) | 13 | IU | Active
SJS6031 | POVBY2 | 2 Year Blender Overhaul | Gil Matos | GIMAT | EMPLOYEE | Y | 2 | 1 | 10/01/2024 | 03/27/2023 | 2 | M | SJS | SJS | Air/O2 Blender | 12-876 | Oxygen-Air Proportioners | 104004 | Bio-Med Devices Inc | 2003FF1 | BX2055272 |  |  | 5102-13500 | SJS-Neonatal Intensive Care (NICU) | 13 | IU | Active
SJS6032 | P117 | Oxygen-Air Proportioners/Blender Annual PM | Gil Matos | GIMAT | EMPLOYEE | Y | 1 | 0.7 | 10/01/2024 | 11/08/2023 | 2 | M | SJS | SJS | Air/O2 Blender | 12-876 | Oxygen-Air Proportioners | 104004 | Bio-Med Devices Inc | 2003FF1 | BX2055277 |  |  | 5102-13500 | SJS-Neonatal Intensive Care (NICU) | 13 | IU | Active
SJS6032 | POVBY2 | 2 Year Blender Overhaul | Gil Matos | GIMAT | EMPLOYEE | Y | 2 | 1 | 10/01/2024 | 01/03/2023 | 2 | M | SJS | SJS | Air/O2 Blender | 12-876 | Oxygen-Air Proportioners | 104004 | Bio-Med Devices Inc | 2003FF1 | BX2055277 |  |  | 5102-13500 | SJS-Neonatal Intensive Care (NICU) | 13 | IU | Active
SJS6033 | P117 | Oxygen-Air Proportioners/Blender Annual PM | Gil Matos | GIMAT | EMPLOYEE | Y | 1 | 0.7 | 10/01/2024 | 11/08/2023 | 2 | M | SJS | SJS | Air/O2 Blender | 12-876 | Oxygen-Air Proportioners | 104004 | Bio-Med Devices Inc | 2003FF1 | BX2055285 |  |  | 5102-13500 | SJS-Neonatal Intensive Care (NICU) | 13 | IU | Active
SJS6033 | POVBY2 | 2 Year Blender Overhaul | Gil Matos | GIMAT | EMPLOYEE | Y | 2 | 1 | 10/01/2024 | 01/11/2023 | 2 | M | SJS | SJS | Air/O2 Blender | 12-876 | Oxygen-Air Proportioners | 104004 | Bio-Med Devices Inc | 2003FF1 | BX2055285 |  |  | 5102-13500 | SJS-Neonatal Intensive Care (NICU) | 13 | IU | Active
SJS6034 | P117 | Oxygen-Air Proportioners/Blender Annual PM | Gil Matos | GIMAT | EMPLOYEE | Y | 1 | 0.7 | 10/01/2024 | 11/27/2023 | 2 | M | SJS | SJS | Air/O2 Blender | 12-876 | Oxygen-Air Proportioners | 104004 | Bio-Med Devices Inc | 2003FF1 | BX2055287 |  |  | 5102-13500 | SJS-Neonatal Intensive Care (NICU) | 13 | IU | Active
SJS6034 | POVBY2 | 2 Year Blender Overhaul | Gil Matos | GIMAT | EMPLOYEE | Y | 2 | 1 | 10/01/2024 | 01/03/2023 | 2 | M | SJS | SJS | Air/O2 Blender | 12-876 | Oxygen-Air Proportioners | 104004 | Bio-Med Devices Inc | 2003FF1 | BX2055287 |  |  | 5102-13500 | SJS-Neonatal Intensive Care (NICU) | 13 | IU | Active
SJS6035 | P117 | Oxygen-Air Proportioners/Blender Annual PM | Gil Matos | GIMAT | EMPLOYEE | Y | 1 | 0.7 | 10/01/2024 | 11/08/2023 | 2 | M | SJS | SJS | Air/O2 Blender | 12-876 | Oxygen-Air Proportioners | 104004 | Bio-Med Devices Inc | 2003FF1 | BX2055268 |  |  | 5102-13500 | SJS-Neonatal Intensive Care (NICU) | 13 | IU | Active
SJS6035 | POVBY2 | 2 Year Blender Overhaul | Gil Matos | GIMAT | EMPLOYEE | Y | 2 | 1 | 10/01/2024 | 03/27/2023 | 2 | M | SJS | SJS | Air/O2 Blender | 12-876 | Oxygen-Air Proportioners | 104004 | Bio-Med Devices Inc | 2003FF1 | BX2055268 |  |  | 5102-13500 | SJS-Neonatal Intensive Care (NICU) | 13 | IU | Active
SJS6036 | P117 | Oxygen-Air Proportioners/Blender Annual PM | Gil Matos | GIMAT | EMPLOYEE | Y | 1 | 0.7 | 10/01/2024 | 11/08/2023 | 2 | M | SJS | SJS | Air/O2 Blender | 12-876 | Oxygen-Air Proportioners | 104004 | Bio-Med Devices Inc | 2003FF1 | BX2055274 |  |  | 5102-13500 | SJS-Neonatal Intensive Care (NICU) | 13 | IU | Active
SJS6036 | POVBY2 | 2 Year Blender Overhaul | Gil Matos | GIMAT | EMPLOYEE | Y | 2 | 1 | 10/01/2024 | 12/20/2022 | 2 | M | SJS | SJS | Air/O2 Blender | 12-876 | Oxygen-Air Proportioners | 104004 | Bio-Med Devices Inc | 2003FF1 | BX2055274 |  |  | 5102-13500 | SJS-Neonatal Intensive Care (NICU) | 13 | IU | Active
SJS6037 | P117 | Oxygen-Air Proportioners/Blender Annual PM | Gil Matos | GIMAT | EMPLOYEE | Y | 1 | 0.7 | 10/01/2024 | 11/08/2023 | 2 | M | SJS | SJS | Air/O2 Blender | 12-876 | Oxygen-Air Proportioners | 104004 | Bio-Med Devices Inc | 2003FF1 | BX2055279 |  |  | 5102-13500 | SJS-Neonatal Intensive Care (NICU) | 13 | IU | Active
SJS6037 | POVBY2 | 2 Year Blender Overhaul | Gil Matos | GIMAT | EMPLOYEE | Y | 2 | 1 | 10/01/2024 | 02/01/2023 | 2 | M | SJS | SJS | Air/O2 Blender | 12-876 | Oxygen-Air Proportioners | 104004 | Bio-Med Devices Inc | 2003FF1 | BX2055279 |  |  | 5102-13500 | SJS-Neonatal Intensive Care (NICU) | 13 | IU | Active
SJS6038 | P117 | Oxygen-Air Proportioners/Blender Annual PM | Gil Matos | GIMAT | EMPLOYEE | Y | 1 | 0.7 | 10/01/2024 | 11/13/2023 | 2 | M | SJS | SJS | Air/O2 Blender | 12-876 | Oxygen-Air Proportioners | 104004 | Bio-Med Devices Inc | 2003FF1 | BX2055280 |  |  | 5102-13500 | SJS-Neonatal Intensive Care (NICU) | 13 | IU | Active
SJS6038 | POVBY2 | 2 Year Blender Overhaul | Gil Matos | GIMAT | EMPLOYEE | Y | 2 | 1 | 10/01/2024 | 11/14/2022 | 2 | M | SJS | SJS | Air/O2 Blender | 12-876 | Oxygen-Air Proportioners | 104004 | Bio-Med Devices Inc | 2003FF1 | BX2055280 |  |  | 5102-13500 | SJS-Neonatal Intensive Care (NICU) | 13 | IU | Active
SJS6039 | PMOPHV | Monitors, Physiologic, Vital Signs | Gil Matos | GIMAT | EMPLOYEE | Y | 1 | 0.6 | 10/01/2024 | 11/03/2023 | 2 | M | SJS | SJS | Vital Signs Monitor | 25-209 | Monitors, Physiologic, Vital Signs | 101850 | Welch Allyn Inc A Subsidiary | VSM 6000 SERIES | 100091102720 |  |  | 5102-13500 | SJS-Neonatal Intensive Care (NICU) | 16 | IU | Active
SJS6040 | PMOPHV | Monitors, Physiologic, Vital Signs | Gil Matos | GIMAT | EMPLOYEE | Y | 1 | 0.6 | 10/01/2024 | 11/03/2023 | 2 | M | SJS | SJS | Vital Signs Monitor | 25-209 | Monitors, Physiologic, Vital Signs | 101850 | Welch Allyn Inc A Subsidiary | VSM 6000 SERIES | 100091212720 |  |  | 5102-13500 | SJS-Neonatal Intensive Care (NICU) | 16 | IU | Active
SJS6041 | P10123 | -Pm Device Using Mfg Procedure | Gil Matos | GIMAT | EMPLOYEE | Y | 1 | 0.5 | 10/01/2024 | 10/18/2023 | 2 | M | SJS | SJS | Diaper Scale | 18-465 | Scales, Clinical, Precision | 103689 | seca North America | 852 | 8852288190110 |  |  | 5102-13500 | SJS-Neonatal Intensive Care (NICU) | 13 | IU | Active
SJS6042 | P10123 | -Pm Device Using Mfg Procedure | Gil Matos | GIMAT | EMPLOYEE | Y | 1 | 0.5 | 10/01/2024 | 10/20/2023 | 2 | M | SJS | SJS | Diaper Scale | 18-465 | Scales, Clinical, Precision | 103689 | seca North America | 852 | 8852288190109 |  |  | 5102-13500 | SJS-Neonatal Intensive Care (NICU) | 13 | IU | Active
SJS6043 | P10123 | -Pm Device Using Mfg Procedure | Gil Matos | GIMAT | EMPLOYEE | Y | 1 | 0.5 | 10/01/2024 | 10/18/2023 | 2 | M | SJS | SJS | Diaper Scale | 18-465 | Scales, Clinical, Precision | 103689 | seca North America | 852 | 8852288190266 |  |  | 5102-13500 | SJS-Neonatal Intensive Care (NICU) | 13 | IU | Active
SJS6044 | P10123 | -Pm Device Using Mfg Procedure | Gil Matos | GIMAT | EMPLOYEE | Y | 1 | 0.5 | 10/01/2024 | 10/20/2023 | 2 | M | SJS | SJS | Diaper Scale | 18-465 | Scales, Clinical, Precision | 103689 | seca North America | 852 | 8852288190022 |  |  | 5102-13500 | SJS-Neonatal Intensive Care (NICU) | 13 | IU | Active
SJS6045 | P10123 | -Pm Device Using Mfg Procedure | Gil Matos | GIMAT | EMPLOYEE | Y | 1 | 0.5 | 10/01/2024 | 10/18/2023 | 2 | M | SJS | SJS | Diaper Scale | 18-465 | Scales, Clinical, Precision | 103689 | seca North America | 852 | 8852166190126 |  |  | 5102-13500 | SJS-Neonatal Intensive Care (NICU) | 13 | IU | Active
SJS6046 | P10123 | -Pm Device Using Mfg Procedure | Gil Matos | GIMAT | EMPLOYEE | Y | 1 | 0.5 | 10/01/2024 | 10/20/2023 | 2 | M | SJS | SJS | Diaper Scale | 18-465 | Scales, Clinical, Precision | 103689 | seca North America | 852 | 8852288190265 |  |  | 5102-13500 | SJS-Neonatal Intensive Care (NICU) | 13 | IU | Active
SJS6047 | P10123 | -Pm Device Using Mfg Procedure | Gil Matos | GIMAT | EMPLOYEE | Y | 1 | 0.5 | 10/01/2024 | 10/20/2023 | 2 | M | SJS | SJS | Diaper Scale | 18-465 | Scales, Clinical, Precision | 103689 | seca North America | 852 | 8852288190244 |  |  | 5102-13500 | SJS-Neonatal Intensive Care (NICU) | 13 | IU | Active
SJS6048 | P10123 | -Pm Device Using Mfg Procedure | Gil Matos | GIMAT | EMPLOYEE | Y | 1 | 0.5 | 10/01/2024 | 10/20/2023 | 2 | M | SJS | SJS | Diaper Scale | 18-465 | Scales, Clinical, Precision | 103689 | seca North America | 852 | 8852166190125 |  |  | 5102-13500 | SJS-Neonatal Intensive Care (NICU) | 13 | IU | Active
SJS6049 | P10123 | -Pm Device Using Mfg Procedure | Gil Matos | GIMAT | EMPLOYEE | Y | 1 | 0.5 | 10/01/2024 | 10/18/2023 | 2 | M | SJS | SJS | Diaper Scale | 18-465 | Scales, Clinical, Precision | 103689 | seca North America | 852 | 8852288190243 |  |  | 5102-13500 | SJS-Neonatal Intensive Care (NICU) | 13 | IU | Active
SJS6050 | P10123 | -Pm Device Using Mfg Procedure | Gil Matos | GIMAT | EMPLOYEE | Y | 1 | 0.5 | 10/01/2024 | 10/20/2023 | 2 | M | SJS | SJS | Diaper Scale | 18-465 | Scales, Clinical, Precision | 103689 | seca North America | 852 | 8852288190021 |  |  | 5102-13500 | SJS-Neonatal Intensive Care (NICU) | 13 | IU | Active
SJS6051 | P10123 | -Pm Device Using Mfg Procedure | Gil Matos | GIMAT | EMPLOYEE | Y | 1 | 0.5 | 10/01/2024 | 12/07/2023 | 2 | M | SJS | SJS | Jaundice Meter | 16-166 | Bilirubinometers, Cutaneous | 371341 | Draeger Medical Inc | JM-105 | H2505142 |  |  | 5102-13500 | SJS-Neonatal Intensive Care (NICU) | 14 | IU | Active
SJS6052 | P10123 | -Pm Device Using Mfg Procedure | Gil Matos | GIMAT | EMPLOYEE | Y | 1 | 0.5 | 10/01/2024 | 11/22/2023 | 2 | M | SJS | SJS | Jaundice Meter | 16-166 | Bilirubinometers, Cutaneous | 371341 | Draeger Medical Inc | JM-105 | H2505141 |  |  | 5102-13500 | SJS-Neonatal Intensive Care (NICU) | 14 | IU | Active
SJS6053 | P10123 | -Pm Device Using Mfg Procedure | Gil Matos | GIMAT | EMPLOYEE | Y | 1 | 0.5 | 10/01/2024 | 11/13/2023 | 2 | M | SJS | SJS | Jaundice Meter | 16-166 | Bilirubinometers, Cutaneous | 371341 | Draeger Medical Inc | JM-105 | H2505140 |  |  | 5102-13500 | SJS-Neonatal Intensive Care (NICU) | 14 | IU | Active
SJS6059 | P10123 | -Pm Device Using Mfg Procedure | Twanna Hardy | TWLUK | EMPLOYEE | Y | 1 | 0.5 | 02/01/2025 | 01/29/2024 | 2 | M | SJS | SJS | Diaper Scale | 18-465 | Scales, Clinical, Precision | 103689 | seca North America | 852 | 8852162200194 |  |  | 5102-22100 | SJS-Labor & Delivery | 13 | IU | Active
SJS6060 | P10123 | -Pm Device Using Mfg Procedure | Twanna Hardy | TWLUK | EMPLOYEE | Y | 1 | 0.5 | 02/01/2025 | 01/29/2024 | 2 | M | SJS | SJS | Diaper Scale | 18-465 | Scales, Clinical, Precision | 103689 | seca North America | 852 | 8852162200125 |  |  | 5102-22100 | SJS-Labor & Delivery | 13 | IU | Active
SJS6061 | P--ORS | --- OR Safety Inspection --- | Twanna Hardy | TWLUK | EMPLOYEE | M | 6 | 0.25 | 08/01/2024 | 01/29/2024 | 2 | M | SJS | SJS | Video Digital Capture ENDO | 20-465 | Digitizer/Recorder, Video | 107536 | Stryker Endoscopy | 0240-060-100 | 27898 | DELWO1 | SJS-LABOR & DELIVERY WOR March | 5102-22100 | SJS-Labor & Delivery | 16 | IU | Active
SJS6062 | P117 | Oxygen-Air Proportioners/Blender Annual PM | Gerson Colon | 94805 | EMPLOYEE | Y | 1 | 0.7 | 08/01/2024 | 09/19/2023 | 2 | M | SJS | SJS | Air/O2 Blender | 12-876 | Oxygen-Air Proportioners | 104004 | Bio-Med Devices Inc | 2003FF1 | BX2055269 |  |  | 5102-35000 | SJS-Respiratory Care Services | 13 | IU | Active
SJS6062 | POVBY2 | 2 Year Blender Overhaul | Gerson Colon | 94805 | EMPLOYEE | Y | 2 | 1 | 08/01/2024 |  | 2 | M | SJS | SJS | Air/O2 Blender | 12-876 | Oxygen-Air Proportioners | 104004 | Bio-Med Devices Inc | 2003FF1 | BX2055269 |  |  | 5102-35000 | SJS-Respiratory Care Services | 13 | IU | Active
SJS6063 | P117 | Oxygen-Air Proportioners/Blender Annual PM | Gil Matos | GIMAT | EMPLOYEE | Y | 1 | 0.7 | 10/01/2024 | 03/03/2023 | 2 | M | SJS | SJS | Air/O2 Blender | 12-876 | Oxygen-Air Proportioners | 104004 | Bio-Med Devices Inc | 2003FF1 | BX2055282 |  |  | 5102-13500 | SJS-Neonatal Intensive Care (NICU) | 13 | IU | Active
SJS6063 | POVBY2 | 2 Year Blender Overhaul | Gil Matos | GIMAT | EMPLOYEE | Y | 2 | 1 | 10/01/2025 | 12/14/2023 | 2 | M | SJS | SJS | Air/O2 Blender | 12-876 | Oxygen-Air Proportioners | 104004 | Bio-Med Devices Inc | 2003FF1 | BX2055282 |  |  | 5102-13500 | SJS-Neonatal Intensive Care (NICU) | 13 | IU | Active
SJS6064 | P117 | Oxygen-Air Proportioners/Blender Annual PM | Gil Matos | GIMAT | EMPLOYEE | Y | 1 | 0.7 | 10/01/2024 | 11/02/2023 | 2 | M | SJS | SJS | Air/O2 Blender | 12-876 | Oxygen-Air Proportioners | 104004 | Bio-Med Devices Inc | 2003FF1 | BX2055286 |  |  | 5102-13500 | SJS-Neonatal Intensive Care (NICU) | 13 | IU | Active
SJS6064 | POVBY2 | 2 Year Blender Overhaul | Gil Matos | GIMAT | EMPLOYEE | Y | 2 | 1 | 10/01/2024 | 02/01/2023 | 2 | M | SJS | SJS | Air/O2 Blender | 12-876 | Oxygen-Air Proportioners | 104004 | Bio-Med Devices Inc | 2003FF1 | BX2055286 |  |  | 5102-13500 | SJS-Neonatal Intensive Care (NICU) | 13 | IU | Active
SJS6065 | P117 | Oxygen-Air Proportioners/Blender Annual PM | Gil Matos | GIMAT | EMPLOYEE | Y | 1 | 0.7 | 10/01/2024 |  | 2 | M | SJS | SJS | Air/O2 Blender | 12-876 | Oxygen-Air Proportioners | 104004 | Bio-Med Devices Inc | 2003FF1 | BX2055276 |  |  | 5102-13500 | SJS-Neonatal Intensive Care (NICU) | 13 | IU | Active
SJS6065 | POVBY2 | 2 Year Blender Overhaul | Gil Matos | GIMAT | EMPLOYEE | Y | 2 | 1 | 10/01/2024 | 11/02/2023 | 2 | M | SJS | SJS | Air/O2 Blender | 12-876 | Oxygen-Air Proportioners | 104004 | Bio-Med Devices Inc | 2003FF1 | BX2055276 |  |  | 5102-13500 | SJS-Neonatal Intensive Care (NICU) | 13 | IU | Active
SJS6066 | P117 | Oxygen-Air Proportioners/Blender Annual PM | Gil Matos | GIMAT | EMPLOYEE | Y | 1 | 0.7 | 11/01/2024 | 11/21/2022 | 2 | M | SJS | SJS | Air/O2 Blender | 12-876 | Oxygen-Air Proportioners | 104004 | Bio-Med Devices Inc | 2003FF1 | BX2055270 |  |  | 5102-13500 | SJS-Neonatal Intensive Care (NICU) | 13 | IU | Active
SJS6066 | POVBY2 | 2 Year Blender Overhaul | Gil Matos | GIMAT | EMPLOYEE | Y | 2 | 1 | 11/01/2024 | 11/02/2023 | 2 | M | SJS | SJS | Air/O2 Blender | 12-876 | Oxygen-Air Proportioners | 104004 | Bio-Med Devices Inc | 2003FF1 | BX2055270 |  |  | 5102-13500 | SJS-Neonatal Intensive Care (NICU) | 13 | IU | Active
SJS6067 | P117 | Oxygen-Air Proportioners/Blender Annual PM | Gil Matos | GIMAT | EMPLOYEE | Y | 1 | 0.7 | 11/01/2024 | 11/21/2022 | 2 | M | SJS | SJS | Air/O2 Blender | 12-876 | Oxygen-Air Proportioners | 104004 | Bio-Med Devices Inc | 2003FF1 | BX2055288 |  |  | 5102-13500 | SJS-Neonatal Intensive Care (NICU) | 13 | IU | Active
SJS6067 | POVBY2 | 2 Year Blender Overhaul | Gil Matos | GIMAT | EMPLOYEE | Y | 2 | 1 | 11/01/2025 | 12/27/2023 | 2 | M | SJS | SJS | Air/O2 Blender | 12-876 | Oxygen-Air Proportioners | 104004 | Bio-Med Devices Inc | 2003FF1 | BX2055288 |  |  | 5102-13500 | SJS-Neonatal Intensive Care (NICU) | 13 | IU | Active
SJS6068 | P117 | Oxygen-Air Proportioners/Blender Annual PM | Gil Matos | GIMAT | EMPLOYEE | Y | 1 | 0.7 | 11/01/2024 | 11/16/2023 | 2 | M | SJS | SJS | Air/O2 Blender | 12-876 | Oxygen-Air Proportioners | 104004 | Bio-Med Devices Inc | 2003FF1 | BX2055273 |  |  | 5102-13500 | SJS-Neonatal Intensive Care (NICU) | 13 | IU | Active
SJS6068 | POVBY2 | 2 Year Blender Overhaul | Gil Matos | GIMAT | EMPLOYEE | Y | 2 | 1 | 11/01/2024 |  | 2 | M | SJS | SJS | Air/O2 Blender | 12-876 | Oxygen-Air Proportioners | 104004 | Bio-Med Devices Inc | 2003FF1 | BX2055273 |  |  | 5102-13500 | SJS-Neonatal Intensive Care (NICU) | 13 | IU | Active
SJS6069 | P117 | Oxygen-Air Proportioners/Blender Annual PM | Gil Matos | GIMAT | EMPLOYEE | Y | 1 | 0.7 | 10/01/2024 | 11/08/2023 | 2 | M | SJS | SJS | Air/O2 Blender | 12-876 | Oxygen-Air Proportioners | 104004 | Bio-Med Devices Inc | 2003FF1 | BX2055987 |  |  | 5102-13500 | SJS-Neonatal Intensive Care (NICU) | 13 | IU | Active
SJS6069 | POVBY2 | 2 Year Blender Overhaul | Gil Matos | GIMAT | EMPLOYEE | Y | 2 | 1 | 10/01/2024 | 02/01/2023 | 2 | M | SJS | SJS | Air/O2 Blender | 12-876 | Oxygen-Air Proportioners | 104004 | Bio-Med Devices Inc | 2003FF1 | BX2055987 |  |  | 5102-13500 | SJS-Neonatal Intensive Care (NICU) | 13 | IU | Active
SJS6070 | P117 | Oxygen-Air Proportioners/Blender Annual PM | Gil Matos | GIMAT | EMPLOYEE | Y | 1 | 0.7 | 11/01/2024 | 12/20/2022 | 2 | M | SJS | SJS | Air/O2 Blender | 12-876 | Oxygen-Air Proportioners | 104004 | Bio-Med Devices Inc | 2003FF1 | BX2055271 |  |  | 5102-13500 | SJS-Neonatal Intensive Care (NICU) | 13 | IU | Active
SJS6070 | POVBY2 | 2 Year Blender Overhaul | Gil Matos | GIMAT | EMPLOYEE | Y | 2 | 1 | 11/01/2025 | 01/25/2024 | 2 | M | SJS | SJS | Air/O2 Blender | 12-876 | Oxygen-Air Proportioners | 104004 | Bio-Med Devices Inc | 2003FF1 | BX2055271 |  |  | 5102-13500 | SJS-Neonatal Intensive Care (NICU) | 13 | IU | Active
SJS6071 | P117 | Oxygen-Air Proportioners/Blender Annual PM | Gil Matos | GIMAT | EMPLOYEE | Y | 1 | 0.7 | 11/01/2024 | 12/30/2022 | 2 | M | SJS | SJS | Air/O2 Blender | 12-876 | Oxygen-Air Proportioners | 104004 | Bio-Med Devices Inc | 2003FF1 | BX2055275 |  |  | 5102-13500 | SJS-Neonatal Intensive Care (NICU) | 13 | IU | Active
SJS6071 | POVBY2 | 2 Year Blender Overhaul | Gil Matos | GIMAT | EMPLOYEE | Y | 2 | 1 | 11/01/2025 | 12/27/2023 | 2 | M | SJS | SJS | Air/O2 Blender | 12-876 | Oxygen-Air Proportioners | 104004 | Bio-Med Devices Inc | 2003FF1 | BX2055275 |  |  | 5102-13500 | SJS-Neonatal Intensive Care (NICU) | 13 | IU | Active
SJS6072 | P117 | Oxygen-Air Proportioners/Blender Annual PM | Gil Matos | GIMAT | EMPLOYEE | Y | 1 | 0.7 | 10/01/2024 | 11/22/2023 | 2 | M | SJS | SJS | Air/O2 Blender | 12-876 | Oxygen-Air Proportioners | 104004 | Bio-Med Devices Inc | 2003FF1 | BX2055278 |  |  | 5102-13500 | SJS-Neonatal Intensive Care (NICU) | 13 | IU | Active
SJS6072 | POVBY2 | 2 Year Blender Overhaul | Gil Matos | GIMAT | EMPLOYEE | Y | 2 | 1 | 10/01/2024 | 07/20/2023 | 2 | M | SJS | SJS | Air/O2 Blender | 12-876 | Oxygen-Air Proportioners | 104004 | Bio-Med Devices Inc | 2003FF1 | BX2055278 |  |  | 5102-13500 | SJS-Neonatal Intensive Care (NICU) | 13 | IU | Active
SJS6073 | P117 | Oxygen-Air Proportioners/Blender Annual PM | Gil Matos | GIMAT | EMPLOYEE | Y | 1 | 0.7 | 11/01/2024 | 11/22/2022 | 2 | M | SJS | SJS | Air/O2 Blender | 12-876 | Oxygen-Air Proportioners | 104004 | Bio-Med Devices Inc | 2003FF1 | BX2055267 |  |  | 5102-13500 | SJS-Neonatal Intensive Care (NICU) | 13 | IU | Active
SJS6073 | POVBY2 | 2 Year Blender Overhaul | Gil Matos | GIMAT | EMPLOYEE | Y | 2 | 1 | 11/01/2025 | 02/08/2024 | 2 | M | SJS | SJS | Air/O2 Blender | 12-876 | Oxygen-Air Proportioners | 104004 | Bio-Med Devices Inc | 2003FF1 | BX2055267 |  |  | 5102-13500 | SJS-Neonatal Intensive Care (NICU) | 13 | IU | Active
SJS6075 | P86 | Hyperthermia System, Manual Control. | Gil Matos | GIMAT | EMPLOYEE | Y | 1 | 1 | 04/01/2024 | 05/02/2023 | 2 | M | SJS | SJS | Localized Temp Therapy Pump | 17-647 | Pumps, Circulating-Fluid, Localized Heating | 271227 | Stryker Medical | TP700 | 2020009124089 |  |  | 5102-12213 | SJS-Med/Surg/Tele Overflow 3North | 16 | IU | Active
SJS6078 | P--ORS | --- OR Safety Inspection --- | Gerson Colon | 94805 | EMPLOYEE | M | 6 | 0.25 | 04/01/2024 | 10/16/2023 | 2 | M | SJS | SJS | Medical Grade Digital Printer | 23-101 | Printers, Video, Color | 107536 | Stryker Endoscopy | 0240-080-230 | 89168 | ORSTRY | OR STRYKER | 5102-21100 | SJS-Surgery | 20 | IU | Active
SJS6079 | P--ORS | --- OR Safety Inspection --- | Darren Eaton | DAEAT | EMPLOYEE | M | 6 | 0.25 | 08/01/2024 | 01/29/2024 | 2 | M | SJS | SJS | Video Monitor Display | 16-603 | Monitors, Video | 440964 | GE Healthcare Technologies | D19KT | DTL311K0798 |  |  | 5102-20100 | SJS-Anesthesiology | 18 | IU | Active
SJS6081 | PISVA | Isoflurane Vaporizer | Tim McElrath | 11619 | EMPLOYEE | M | 6 | 0.2 | 08/01/2024 | 02/07/2024 | 1 | M | SJS | SJS | Isoflurane Cassette | 10-144 | Anesthesia Unit Vaporizers | 351254 | Datex-Ohmeda Inc Div GE Health | 1100-9029-000 | BGAT00572 | FSSFEB | SJS-ANESTHESIOLOGY FSS Feb | 5102-20100 | SJS-Anesthesiology | 40 | LS | High Risk
SJS6082 | P--ORS | --- OR Safety Inspection --- | Tim McElrath | 11619 | EMPLOYEE | M | 6 | 0.25 | 08/01/2024 | 02/16/2024 | 1 | M | SJS | SJS | Anesthesia Machine | 10-134 | Anesthesia Units | 351254 | Datex-Ohmeda Inc Div GE Health | AISYS CS2 | APWT02335 | FSSFEB | SJS-ANESTHESIOLOGY FSS Feb | 5102-20100 | SJS-Anesthesiology | 40 | LS | High Risk
SJS6083 | PISVA | Isoflurane Vaporizer | Tim McElrath | 11619 | EMPLOYEE | M | 6 | 0.2 | 08/01/2024 | 02/16/2024 | 1 | M | SJS | SJS | Isoflurane Cassette | 10-144 | Anesthesia Unit Vaporizers | 351254 | Datex-Ohmeda Inc Div GE Health | 1100-9029-000 | BGAT00366 | FSSFEB | SJS-ANESTHESIOLOGY FSS Feb | 5102-20100 | SJS-Anesthesiology | 40 | LS | High Risk
SJS6084 | P--ORS | --- OR Safety Inspection --- | Tim McElrath | 11619 | EMPLOYEE | M | 6 | 0.25 | 08/01/2024 | 02/14/2024 | 1 | M | SJS | SJS | Anesthesia Machine | 10-134 | Anesthesia Units | 351254 | Datex-Ohmeda Inc Div GE Health | AISYS CS2 | APWT02338 | FSSFEB | SJS-ANESTHESIOLOGY FSS Feb | 5102-20100 | SJS-Anesthesiology | 40 | LS | High Risk
SJS6088 | P--ORS | --- OR Safety Inspection --- | Tim McElrath | 11619 | EMPLOYEE | M | 6 | 0.25 | 08/01/2024 | 02/07/2024 | 1 | M | SJS | SJS | Anesthesia Machine | 10-134 | Anesthesia Units | 351254 | Datex-Ohmeda Inc Div GE Health | AISYS CS2 | APWT02339 | FSSFEB | SJS-ANESTHESIOLOGY FSS Feb | 5102-20100 | SJS-Anesthesiology | 40 | LS | High Risk
SJS6091 | P--ORS | --- OR Safety Inspection --- | Tim McElrath | 11619 | EMPLOYEE | M | 6 | 0.25 | 08/01/2024 | 02/16/2024 | 1 | M | SJS | SJS | Anesthesia Machine | 10-134 | Anesthesia Units | 351254 | Datex-Ohmeda Inc Div GE Health | AISYS CS2 | APWT02334 | FSSFEB | SJS-ANESTHESIOLOGY FSS Feb | 5102-20100 | SJS-Anesthesiology | 40 | LS | High Risk
SJS6093 | PISVA | Isoflurane Vaporizer | Tim McElrath | 11619 | EMPLOYEE | M | 6 | 0.2 | 08/01/2024 | 02/22/2024 | 1 | M | SJS | SJS | Isoflurane Cassette | 10-144 | Anesthesia Unit Vaporizers | 351254 | Datex-Ohmeda Inc Div GE Health | 1100-9029-000 | BGAT00384 | FSSFEB | SJS-ANESTHESIOLOGY FSS Feb | 5102-20100 | SJS-Anesthesiology | 40 | LS | High Risk
SJS6094 | P--ORS | --- OR Safety Inspection --- | Tim McElrath | 11619 | EMPLOYEE | M | 6 | 0.25 | 08/01/2024 | 02/22/2024 | 1 | M | SJS | SJS | Anesthesia Machine | 10-134 | Anesthesia Units | 351254 | Datex-Ohmeda Inc Div GE Health | AISYS CS2 | APWT02337 | FSSFEB | SJS-ANESTHESIOLOGY FSS Feb | 5102-20100 | SJS-Anesthesiology | 40 | LS | High Risk
SJS6095 | P--ORS | --- OR Safety Inspection --- | Tim McElrath | 11619 | EMPLOYEE | M | 6 | 0.25 | 08/01/2024 | 02/22/2024 | 1 | M | SJS | SJS | Anesthesia Machine | 10-134 | Anesthesia Units | 351254 | Datex-Ohmeda Inc Div GE Health | AISYS CS2 | APWT02336 | FSSFEB | SJS-ANESTHESIOLOGY FSS Feb | 5102-20100 | SJS-Anesthesiology | 40 | LS | High Risk
SJS6097 | P--ORS | --- OR Safety Inspection --- | Tim McElrath | 11619 | EMPLOYEE | M | 6 | 0.25 | 08/01/2024 | 02/09/2024 | 1 | M | SJS | SJS | Anesthesia Machine | 10-134 | Anesthesia Units | 351254 | Datex-Ohmeda Inc Div GE Health | AISYS CS2 | APWT02340 | FSSFEB | SJS-ANESTHESIOLOGY FSS Feb | 5102-20100 | SJS-Anesthesiology | 40 | LS | High Risk
SJS6098 | PISVA | Isoflurane Vaporizer | Tim McElrath | 11619 | EMPLOYEE | M | 6 | 0.2 | 08/01/2024 | 02/09/2024 | 1 | M | SJS | SJS | Isoflurane Cassette | 10-144 | Anesthesia Unit Vaporizers | 351254 | Datex-Ohmeda Inc Div GE Health | 1100-9029-000 | BGAT00576 | FSSFEB | SJS-ANESTHESIOLOGY FSS Feb | 5102-20100 | SJS-Anesthesiology | 40 | LS | High Risk
SJS6100 | P--ORS | --- OR Safety Inspection --- | Tim McElrath | 11619 | EMPLOYEE | M | 6 | 0.25 | 08/01/2024 | 02/01/2024 | 1 | M | SJS | SJS | Anesthesia Machine | 10-134 | Anesthesia Units | 351254 | Datex-Ohmeda Inc Div GE Health | AISYS CS2 | APWW02141 | FSSFEB | SJS-ANESTHESIOLOGY FSS Feb | 5102-20100 | SJS-Anesthesiology | 40 | LS | High Risk
SJS6101 | PSEVA | Sevoflurane Vaporizer | Tim McElrath | 11619 | EMPLOYEE | M | 6 | 0.27 | 08/01/2024 | 02/01/2024 | 1 | M | SJS | SJS | Sevoflurane Cassette | 10-144 | Anesthesia Unit Vaporizers | 351254 | Datex-Ohmeda Inc Div GE Health | Aladin II Sevo | BGAW00671 | FSSFEB | SJS-ANESTHESIOLOGY FSS Feb | 5102-20100 | SJS-Anesthesiology | 40 | LS | High Risk
SJS6102 | P10123 | -Pm Device Using Mfg Procedure | Gerson Colon | 94805 | EMPLOYEE | Y | 1 | 0.5 | 09/01/2024 | 10/20/2023 | 2 | M | SJS | SJS | XPER Management Work Station | 17-766 | Information Systems, Data Management, Cardiology, Hemodynamic | 452291 | Philips Interventional Patient | 453564410641 | CZC017CF9S |  |  | 5102-30695 | SJS-Interventional Services | 16 | IU | Active
SJS6103 | P10123 | -Pm Device Using Mfg Procedure | Gerson Colon | 94805 | EMPLOYEE | Y | 1 | 0.5 | 09/01/2024 | 10/02/2023 | 2 | M | SJS | SJS | XPER Management Work Station | 17-766 | Information Systems, Data Management, Cardiology, Hemodynamic | 452291 | Philips Interventional Patient | 453564410641 | CZC017CF9R |  |  | 5102-30695 | SJS-Interventional Services | 16 | IU | Active
SJS6104 | P10123 | -Pm Device Using Mfg Procedure | Gerson Colon | 94805 | EMPLOYEE | Y | 1 | 0.5 | 09/01/2024 | 10/02/2023 | 2 | M | SJS | SJS | XPER Management Work Station | 17-766 | Information Systems, Data Management, Cardiology, Hemodynamic | 452291 | Philips Interventional Patient | 453564410641 | CZC017CFB1 |  |  | 5102-30695 | SJS-Interventional Services | 16 | IU | Active
SJS6107 | P179 | Scale, Patient. | Gerson Colon | 94805 | EMPLOYEE | Y | 1 | 0.5 | 05/01/2024 | 05/02/2023 | 2 | M | SJS | SJS | Digital Floor Scale | 18-458 | Scales, Patient, Platform, Electronic | 453003 | Befour Inc | MX807 | 2106DMX870030 |  |  | 5102-12225 | SJS-Med/Surg Unit I 4West | 12 | IU | Active
SJS6108 | P179 | Scale, Patient. | Gerson Colon | 94805 | EMPLOYEE | Y | 1 | 0.5 | 05/01/2024 | 05/02/2023 | 2 | M | SJS | SJS | Digital Floor Scale | 18-458 | Scales, Patient, Platform, Electronic | 453003 | Befour Inc | MX807 | 2106DMX870031 |  |  | 5102-12225 | SJS-Med/Surg Unit I 4West | 12 | IU | Active
SJS6109 | P117 | Oxygen-Air Proportioners/Blender Annual PM | Twanna Hardy | TWLUK | EMPLOYEE | Y | 1 | 0.7 | 03/01/2025 | 03/01/2024 | 6 | M | SJS | SJS | Air-Oxygen Blenders | 12-876 | Oxygen-Air Proportioners | 150048 | International Biomedical Inc | 10065 | BDF08794 |  |  | 5102-22100 | SJS-Labor & Delivery | 13 | IU | Active
SJS6109 | POVBY2 | 2 Year Blender Overhaul | Twanna Hardy | TWLUK | EMPLOYEE | Y | 2 | 1 | 03/01/2025 | 05/24/2023 | 6 | M | SJS | SJS | Air-Oxygen Blenders | 12-876 | Oxygen-Air Proportioners | 150048 | International Biomedical Inc | 10065 | BDF08794 |  |  | 5102-22100 | SJS-Labor & Delivery | 13 | IU | Active
SJS6110 | P10123 | -Pm Device Using Mfg Procedure | Darren Eaton | DAEAT | EMPLOYEE | M | 6 | 1 | 06/01/2024 | 11/17/2023 | 2 | M | SJS | SJS | Warmer Single Blanket/Solution | 10-414 | Warmers, Blanket | 331403 | MAC Medical Inc | SWC182464-G-4B | 030521-D13 |  |  | 5102-33020 | SJS-Imaging Central Ops | 13 | IU | Active
SJS6136 | P10123 | -Pm Device Using Mfg Procedure | Darren Eaton | DAEAT | EMPLOYEE | M | 6 | 0.5 | 04/01/2024 | 10/23/2023 | 2 | M | SJS | SJS | Temperature Management System | 12-074 | Warming/Cooling Units, Patient, Circulating-Fluid | 451492 | Medivance Inc A Bard Medical C | 6000 | DYFPAL032 |  |  | 5102-13100 | SJS-Intensive Care Unit I | 19 | IU | Active
SJS6137 | P117 | Oxygen-Air Proportioners/Blender Annual PM | Gil Matos | GIMAT | EMPLOYEE | Y | 1 | 0.7 | 11/01/2024 | 05/29/2023 | 2 | M | SJS | SJS | Air/O2 Blender | 12-876 | Oxygen-Air Proportioners | 104004 | Bio-Med Devices Inc | 2003FF1 | BX2055989 |  |  | 5102-13500 | SJS-Neonatal Intensive Care (NICU) | 13 | IU | Active
SJS6137 | POVBY2 | 2 Year Blender Overhaul | Gil Matos | GIMAT | EMPLOYEE | Y | 2 | 1 | 11/01/2025 | 12/27/2023 | 2 | M | SJS | SJS | Air/O2 Blender | 12-876 | Oxygen-Air Proportioners | 104004 | Bio-Med Devices Inc | 2003FF1 | BX2055989 |  |  | 5102-13500 | SJS-Neonatal Intensive Care (NICU) | 13 | IU | Active
SJS6140 | P-VPM | -Vendor PM | Gil Matos | GIMAT | EMPLOYEE | Y | 1 | 0.5 | 07/01/2024 | 08/23/2023 | 2 | M | SJS | SJS | Chest Compression System | 13-361 | Resuscitators, Cardiac | 452575 | Physio-Control Inc | 100921-01 | 3520 M174 |  |  | 5102-21500 | SJS-PACU | 19 | IU | Active
SJS6140 | P3YEYE | 3 Year Battery Replacement and Vendor PM | Gil Matos | GIMAT | EMPLOYEE | Y | 3 | 0.7 | 07/01/2025 |  | 2 | M | SJS | SJS | Chest Compression System | 13-361 | Resuscitators, Cardiac | 452575 | Physio-Control Inc | 100921-01 | 3520 M174 |  |  | 5102-21500 | SJS-PACU | 19 | IU | Active
SJS6148 | P10123 | -Pm Device Using Mfg Procedure | Darren Eaton | DAEAT | EMPLOYEE | Y | 1 | 0.5 | 04/01/2024 | 05/23/2023 | 2 | M | SJS | SJS | Neuromuscular Stim Module | 23-437 | Physiologic Monitor Modules, Neuromuscular Block | 440964 | GE Healthcare Technologies | E-NMT-01 | SJC14324762HA |  |  | 5102-13100 | SJS-Intensive Care Unit I | 16 | IU | Active
SJS6151 | P65 | Electroencephalograph | Darren Eaton | DAEAT | EMPLOYEE | Y | 1 | 0.5 | 04/01/2024 | 05/23/2023 | 2 | M | SJS | SJS | Neuromuscular Stim Module | 23-437 | Physiologic Monitor Modules, Neuromuscular Block | 440964 | GE Healthcare Technologies | E-NMT-01 | SJC14324767HA |  |  | 5102-13100 | SJS-Intensive Care Unit I | 16 | IU | Active
SJS6152 | P10123 | -Pm Device Using Mfg Procedure | Darren Eaton | DAEAT | EMPLOYEE | M | 6 | 1 | 04/01/2024 | 10/24/2023 | 2 | M | SJS | SJS | CRRT Dialysis System | 23-426 | Hemodialysis Units, Renal, Continuous Replacement Therapy | 451481 | NxStage Medical Inc | NX1000-5 | 47671 |  |  | 5102-13100 | SJS-Intensive Care Unit I | 20 | IU | Active
SJS6153 | P10123 | -Pm Device Using Mfg Procedure | Darren Eaton | DAEAT | EMPLOYEE | Y | 1 | 0.5 | 04/01/2024 | 05/23/2023 | 2 | M | SJS | SJS | Neuromuscular Stim Module | 23-437 | Physiologic Monitor Modules, Neuromuscular Block | 440964 | GE Healthcare Technologies | E-NMT-01 | SJC14324757HA |  |  | 5102-13100 | SJS-Intensive Care Unit I | 16 | IU | Active
SJS6156 | PMOPHV | Monitors, Physiologic, Vital Signs | Darren Eaton | DAEAT | EMPLOYEE | Y | 1 | 1 | 04/01/2024 | 04/26/2023 | 2 | M | SJS | SJS | Vital Signs Monitor | 25-209 | Monitors, Physiologic, Vital Signs | 101850 | Welch Allyn Inc A Subsidiary | VSM 6000 SERIES | 100016014614 |  |  | 5102-13100 | SJS-Intensive Care Unit I | 16 | IU | Active
SJS6169 | P37 | Centrifuge, Table Top | Gerson Colon | 94805 | EMPLOYEE | M | 6 | 0.7 | 08/01/2024 | 02/29/2024 | 2 | M | SJS | SJS | Refrigerated Centrifuge | 18-265 | Centrifuges, Tabletop, Low-Speed, Refrigerated | 108882 | Eppendorf North America Inc | 5430 R | 5428JQ032145 |  |  | 5102-31400 | SJS-Lab Central Preocessing | 12 | IU | Active
SJS6174 | PMOPHM | Monitors, Physiologic, Multipurpose | Gerson Colon | 94805 | EMPLOYEE | Y | 1 | 0.5 | 01/01/2025 | 12/15/2022 | 2 | M | SJS | SJS | Bedside Physiologic Monitor | 20-171 | Monitors, Physiologic, Multipurpose, Bedside, Modular | 440964 | GE Healthcare Technologies | B450 | SJA14370524HA |  |  | 5102-23100 | SJS-Emergency Service | 15 | IU | Active
SJS6175 | P69 | Electrosurgical Unit, General Purpose -Esu-. | Darren Eaton | DAEAT | EMPLOYEE | Y | 1 | 1 | 01/01/2025 | 02/08/2024 | 2 | M | SJS | SJS | Electrosurgical Unit | 27-083 | Electrosurgical Units, Monopolar/Bipolar, Tissue Fusion | 452305 | Covidien Valleylab Div Covidie | FORCE Triad | T4J43481EX |  |  | 5102-21100 | SJS-Surgery | 33 | IU | Active
SJS6175 | P--ORS | --- OR Safety Inspection --- | Darren Eaton | DAEAT | EMPLOYEE | M | 6 | 0.25 | 07/01/2024 | 08/24/2023 | 2 | M | SJS | SJS | Electrosurgical Unit | 27-083 | Electrosurgical Units, Monopolar/Bipolar, Tissue Fusion | 452305 | Covidien Valleylab Div Covidie | FORCE Triad | T4J43481EX |  |  | 5102-21100 | SJS-Surgery | 33 | IU | Active
SJS6192 | P10123 | -Pm Device Using Mfg Procedure | Gerson Colon | 94805 | EMPLOYEE | Y | 1 | 0.6 | 03/01/2025 | 03/01/2024 | 2 | M | SJS | SJS | Humidifier, Heated | 12-050 | Humidifiers, Artificial Airway, Heated | 255300 | Fisher & Paykel Healthcare Inc | MR850JHU | 210218553069 |  |  | 5102-35000 | SJS-Respiratory Care Services | 19 | IU | Active
SJS6193 | P10123 | -Pm Device Using Mfg Procedure | Gerson Colon | 94805 | EMPLOYEE | Y | 1 | 0.6 | 03/01/2025 | 03/01/2024 | 2 | M | SJS | SJS | Humidifier, Heated | 12-050 | Humidifiers, Artificial Airway, Heated | 255300 | Fisher & Paykel Healthcare Inc | MR850JHU | 210218553080 |  |  | 5102-35000 | SJS-Respiratory Care Services | 19 | IU | Active
SJS6194 | P10123 | -Pm Device Using Mfg Procedure | Gerson Colon | 94805 | EMPLOYEE | Y | 1 | 0.6 | 03/01/2025 | 03/01/2024 | 2 | M | SJS | SJS | Humidifier, Heated | 12-050 | Humidifiers, Artificial Airway, Heated | 255300 | Fisher & Paykel Healthcare Inc | MR850JHU | 210218553084 |  |  | 5102-35000 | SJS-Respiratory Care Services | 19 | IU | Active
SJS6195 | P10123 | -Pm Device Using Mfg Procedure | Gerson Colon | 94805 | EMPLOYEE | Y | 1 | 0.6 | 03/01/2025 | 03/01/2024 | 2 | M | SJS | SJS | Humidifier, Heated | 12-050 | Humidifiers, Artificial Airway, Heated | 255300 | Fisher & Paykel Healthcare Inc | MR850JHU | 210218553068 |  |  | 5102-35000 | SJS-Respiratory Care Services | 19 | IU | Active
SJS6196 | P178 | Scale, Infant. | Twanna Hardy | TWLUK | EMPLOYEE | Y | 1 | 0.5 | 02/01/2025 | 01/29/2024 | 2 | M | SJS | SJS | Infant Scale | 13-462 | Scales, Infant | 103640 | Medela Inc | 0407020 | BWII-75878 |  |  | 5102-22100 | SJS-Labor & Delivery | 12 | IU | Active
SJS6203 | P117 | Oxygen-Air Proportioners/Blender Annual PM | Gerson Colon | 94805 | EMPLOYEE | Y | 1 | 0.7 | 03/01/2025 | 02/10/2023 | 6 | M | SJS | SJS | Air-Oxygen Blenders | 12-876 | Oxygen-Air Proportioners | 106490 | Precision Medical Inc | PM5200 | 00008673 |  |  | 5102-35000 | SJS-Respiratory Care Services | 13 | IU | Active
SJS6203 | POVBY2 | 2 Year Blender Overhaul | Gerson Colon | 94805 | EMPLOYEE | Y | 2 | 1 | 03/01/2026 | 03/13/2024 | 6 | M | SJS | SJS | Air-Oxygen Blenders | 12-876 | Oxygen-Air Proportioners | 106490 | Precision Medical Inc | PM5200 | 00008673 |  |  | 5102-35000 | SJS-Respiratory Care Services | 13 | IU | Active
SJS6204 | P117 | Oxygen-Air Proportioners/Blender Annual PM | Gerson Colon | 94805 | EMPLOYEE | Y | 1 | 0.7 | 03/01/2025 | 02/15/2023 | 6 | M | SJS | SJS | Air-Oxygen Blenders | 12-876 | Oxygen-Air Proportioners | 106490 | Precision Medical Inc | PM5200 | 00008674 |  |  | 5102-35000 | SJS-Respiratory Care Services | 13 | IU | Active
SJS6204 | POVBY2 | 2 Year Blender Overhaul | Gerson Colon | 94805 | EMPLOYEE | Y | 2 | 1 | 03/01/2026 | 03/01/2024 | 6 | M | SJS | SJS | Air-Oxygen Blenders | 12-876 | Oxygen-Air Proportioners | 106490 | Precision Medical Inc | PM5200 | 00008674 |  |  | 5102-35000 | SJS-Respiratory Care Services | 13 | IU | Active
SJS6205 | P117 | Oxygen-Air Proportioners/Blender Annual PM | Gerson Colon | 94805 | EMPLOYEE | Y | 1 | 0.7 | 03/01/2025 | 02/21/2023 | 6 | M | SJS | SJS | Air-Oxygen Blenders | 12-876 | Oxygen-Air Proportioners | 106490 | Precision Medical Inc | PM5200 | 00008675 |  |  | 5102-35000 | SJS-Respiratory Care Services | 13 | IU | Active
SJS6205 | POVBY2 | 2 Year Blender Overhaul | Gerson Colon | 94805 | EMPLOYEE | Y | 2 | 1 | 03/01/2026 | 03/13/2024 | 6 | M | SJS | SJS | Air-Oxygen Blenders | 12-876 | Oxygen-Air Proportioners | 106490 | Precision Medical Inc | PM5200 | 00008675 |  |  | 5102-35000 | SJS-Respiratory Care Services | 13 | IU | Active
SJS6206 | P117 | Oxygen-Air Proportioners/Blender Annual PM | Gerson Colon | 94805 | EMPLOYEE | Y | 1 | 0.7 | 03/01/2025 | 03/10/2023 | 6 | M | SJS | SJS | Air-Oxygen Blenders | 12-876 | Oxygen-Air Proportioners | 106490 | Precision Medical Inc | PM5200 | 00008676 |  |  | 5102-35000 | SJS-Respiratory Care Services | 13 | IU | Active
SJS6206 | POVBY2 | 2 Year Blender Overhaul | Gerson Colon | 94805 | EMPLOYEE | Y | 2 | 1 | 03/01/2026 | 03/01/2024 | 6 | M | SJS | SJS | Air-Oxygen Blenders | 12-876 | Oxygen-Air Proportioners | 106490 | Precision Medical Inc | PM5200 | 00008676 |  |  | 5102-35000 | SJS-Respiratory Care Services | 13 | IU | Active
SJS6216 | P10123 | -Pm Device Using Mfg Procedure | Darren Eaton | DAEAT | EMPLOYEE | Y | 1 | 0.5 | 04/01/2024 | 04/04/2023 | 2 | M | SJS | SJS | Level-of-Consciousness Monitor | 20-160 | Monitors, Physiologic, Electroencephalography, Intraoperative, Level-of-Consciousness | 452294 | Covidien (US) | 185-0151 | VT65679 |  |  | 5102-13100 | SJS-Intensive Care Unit I | 15 | IU | Active
SJS6218 | P-VPM | -Vendor PM | Twanna Hardy | TWLUK | EMPLOYEE | Y | 1 | 0.5 | 04/01/2024 | 03/27/2023 | 2 | M | SJS | SJS | Surgical Table | 13-961 | Tables, Operating | 452594 | Stryker Communications | D850 | 3501110-V-10805 |  |  | 5102-22100 | SJS-Labor & Delivery | 26 | IU | Active
SJS6218 | P--ORS | --- OR Safety Inspection --- | Twanna Hardy | TWLUK | EMPLOYEE | M | 6 | 0.25 | 04/01/2024 | 10/20/2023 | 2 | M | SJS | SJS | Surgical Table | 13-961 | Tables, Operating | 452594 | Stryker Communications | D850 | 3501110-V-10805 |  |  | 5102-22100 | SJS-Labor & Delivery | 26 | IU | Active
SJS6219 | P177 | Scale, Chair. | Gerson Colon | 94805 | EMPLOYEE | Y | 1 | 0.5 | 03/01/2025 | 03/01/2024 | 2 | M | SJS | SJS | Wheelchair Scale 30 X 36 | 15-053 | Scales, Patient, Wheelchair | 101735 | SR Instruments Inc | SR755i-L | WO-77350-001 |  |  | 5102-21355 | SJS-Preop Surgical | 12 | IU | Active
SJS6220 | P-SAGP | -Service Agreement PM | Gil Matos | GIMAT | EMPLOYEE | M | 6 | 0.5 | 07/01/2024 | 02/07/2024 | 2 | M | SJS | SJS | Sonic Irrigator Cleaner | 14-263 | Washers, Labware/Surgical Instrument, Ultrasonic | 107114 | STERIS Corp | IWPCF | 04219192005 |  |  | 5102-85160 | SJS-Sterile Processing | 12 | IU | Active
SJS6221 | PMOPHM | Monitors, Physiologic, Multipurpose | Darren Eaton | DAEAT | EMPLOYEE | Y | 1 | 0.5 | 03/01/2025 | 04/04/2023 | 2 | M | SJS | SJS | Bedside Physiologic Monitor | 20-171 | Monitors, Physiologic, Multipurpose, Bedside, Modular | 440964 | GE Healthcare Technologies | B450 | SJA14472375HA |  |  | 5102-13100 | SJS-Intensive Care Unit I | 16 | IU | Active
SJS6223 | P81CAA | 8100 CareFusion Alaris Pump | Gil Matos | GIMAT | EMPLOYEE | Y | 1 | 0.75 | 08/01/2024 | 11/22/2023 | 6 | M | SJS | SJS | Large Volume Pump Module | 13-215 | Infusion Pumps, Multitherapy | 378348 | BD | 8100 | 14717981 | LVP | Alaris 2 | 5102-12213 | SJS-Med/Surg/Tele Overflow 3North | 20 | IU | Active
SJS6225 | P10123 | -Pm Device Using Mfg Procedure | Darren Eaton | DAEAT | EMPLOYEE | Y | 1 | 0.5 | 04/01/2024 | 04/03/2023 | 2 | M | SJS | SJS | Level-of-Consciousness Monitor | 20-160 | Monitors, Physiologic, Electroencephalography, Intraoperative, Level-of-Consciousness | 452294 | Covidien (US) | 185-0151 | VT66858 |  |  | 5102-13100 | SJS-Intensive Care Unit I | 15 | IU | Active
SJS6226 | P10123 | -Pm Device Using Mfg Procedure | Darren Eaton | DAEAT | EMPLOYEE | Y | 1 | 0.5 | 04/01/2024 | 04/03/2023 | 2 | M | SJS | SJS | Level-of-Consciousness Monitor | 20-160 | Monitors, Physiologic, Electroencephalography, Intraoperative, Level-of-Consciousness | 452294 | Covidien (US) | 185-0151 | VT66852 |  |  | 5102-13100 | SJS-Intensive Care Unit I | 15 | IU | Active
SJS6228 | P221 | Uninterruptible Power Systems | Twanna Hardy | TWLUK | EMPLOYEE | Y | 1 | 0.75 | 02/01/2025 | 01/29/2024 | 2 | M | SJS | SJS | UPS | 16-936 | Power Systems, Uninterruptible | 108649 | APC-American Power Conversion | BE550G | 4B1242P34749 |  |  | 5102-22100 | SJS-Labor & Delivery | 13 | IU | Active
SJS6229 | P221 | Uninterruptible Power Systems | Twanna Hardy | TWLUK | EMPLOYEE | Y | 1 | 0.75 | 02/01/2025 | 01/29/2024 | 2 | M | SJS | SJS | UPS | 16-936 | Power Systems, Uninterruptible | 108649 | APC-American Power Conversion | BE550G | 4B1245P22540 |  |  | 5102-22100 | SJS-Labor & Delivery | 13 | IU | Active
SJS6230 | P221 | Uninterruptible Power Systems | Twanna Hardy | TWLUK | EMPLOYEE | Y | 1 | 0.75 | 02/01/2025 | 01/29/2024 | 2 | M | SJS | SJS | UPS | 16-936 | Power Systems, Uninterruptible | 108649 | APC-American Power Conversion | BE550G | 4B1242P34801 |  |  | 5102-22100 | SJS-Labor & Delivery | 13 | IU | Active
SJS6231 | P221 | Uninterruptible Power Systems | Twanna Hardy | TWLUK | EMPLOYEE | Y | 1 | 0.75 | 02/01/2025 | 01/29/2024 | 2 | M | SJS | SJS | UPS | 16-936 | Power Systems, Uninterruptible | 108649 | APC-American Power Conversion | BE550G | 4B1242P34776 |  |  | 5102-22100 | SJS-Labor & Delivery | 13 | IU | Active
SJS6232 | P10123 | -Pm Device Using Mfg Procedure | Gil Matos | GIMAT | EMPLOYEE | Y | 1 | 0.5 | 02/01/2025 | 01/29/2024 | 2 | M | SJS | SJS | Diaper Scale | 18-465 | Scales, Clinical, Precision | 103689 | seca North America | 852 | 8852056210802 |  |  | 5102-14000 | SJS-Pedi Med/Surg/Tele | 13 | IU | Active
SJS6233 | P10123 | -Pm Device Using Mfg Procedure | Gil Matos | GIMAT | EMPLOYEE | Y | 1 | 0.5 | 02/01/2025 | 01/29/2024 | 2 | M | SJS | SJS | Diaper Scale | 18-465 | Scales, Clinical, Precision | 103689 | seca North America | 852 | 8852056210298 |  |  | 5102-14000 | SJS-Pedi Med/Surg/Tele | 13 | IU | Active
SJS6234 | P10123 | -Pm Device Using Mfg Procedure | Gil Matos | GIMAT | EMPLOYEE | Y | 1 | 0.5 | 02/01/2025 | 01/29/2024 | 2 | M | SJS | SJS | Diaper Scale | 18-465 | Scales, Clinical, Precision | 103689 | seca North America | 852 | 8852056210504 |  |  | 5102-14000 | SJS-Pedi Med/Surg/Tele | 13 | IU | Active
SJS6235 | P10123 | -Pm Device Using Mfg Procedure | Gil Matos | GIMAT | EMPLOYEE | Y | 1 | 0.5 | 02/01/2025 | 01/29/2024 | 2 | M | SJS | SJS | Diaper Scale | 18-465 | Scales, Clinical, Precision | 103689 | seca North America | 852 | 8852056210328 |  |  | 5102-14000 | SJS-Pedi Med/Surg/Tele | 13 | IU | Active
SJS6236 | P10123 | -Pm Device Using Mfg Procedure | Gil Matos | GIMAT | EMPLOYEE | Y | 1 | 0.5 | 02/01/2025 | 01/29/2024 | 2 | M | SJS | SJS | Diaper Scale | 18-465 | Scales, Clinical, Precision | 103689 | seca North America | 852 | 8852056210503 |  |  | 5102-14000 | SJS-Pedi Med/Surg/Tele | 13 | IU | Active
SJS6237 | P10123 | -Pm Device Using Mfg Procedure | Gil Matos | GIMAT | EMPLOYEE | Y | 1 | 0.5 | 02/01/2025 | 01/29/2024 | 2 | M | SJS | SJS | Diaper Scale | 18-465 | Scales, Clinical, Precision | 103689 | seca North America | 852 | 8852056210297 |  |  | 5102-14000 | SJS-Pedi Med/Surg/Tele | 13 | IU | Active
SJS6238 | P10123 | -Pm Device Using Mfg Procedure | Gil Matos | GIMAT | EMPLOYEE | Y | 1 | 0.5 | 02/01/2025 | 01/29/2024 | 2 | M | SJS | SJS | Diaper Scale | 18-465 | Scales, Clinical, Precision | 103689 | seca North America | 852 | 8852056210801 |  |  | 5102-14000 | SJS-Pedi Med/Surg/Tele | 13 | IU | Active
SJS6242 | P10123 | -Pm Device Using Mfg Procedure | Gerson Colon | 94805 | EMPLOYEE | Y | 1 | 0.3 | 10/01/2024 | 11/30/2023 | 2 | M | SJS | SJS | Saline Infusion Pump | 17-559 | Angioplasty Systems, Atherectomy | 452998 | Cardiovascular Systems Inc | SIP 3001 | 398142 |  |  | 5102-30695 | SJS-Interventional Services | 20 | IU | Active
SJS6251 | P10123 | -Pm Device Using Mfg Procedure | Twanna Hardy | TWLUK | EMPLOYEE | Y | 1 | 0.25 | 05/01/2024 | 06/27/2023 | 2 | M | SJS | SJS | Telemetry Server | 21-973 | Network Servers | 440964 | GE Healthcare Technologies | MP100R | SEE19370039SA |  |  | 5102-88570 | SJS-Clinical Engineering | 16 | IU | Active
SJS6256 | P179 | Scale, Patient. | Gerson Colon | 94805 | EMPLOYEE | Y | 1 | 0.5 | 05/01/2024 | 05/02/2023 | 2 | M | SJS | SJS | Digital Floor Scale | 18-458 | Scales, Patient, Platform, Electronic | 101735 | SR Instruments Inc | SR555i | WO-46826-001 |  |  | 5102-12225 | SJS-Med/Surg Unit I 4West | 12 | IU | Active
SJS6260 | P--ORS | --- OR Safety Inspection --- | Gerson Colon | 94805 | EMPLOYEE | M | 6 | 0.25 | 04/01/2024 | 08/24/2023 | 2 | M | SJS | SJS | Laparoscopic Insufflator | 16-849 | Insufflators, Laparoscopic | 107536 | Stryker Endoscopy | 0620-050-000 | 1707CE0039 | ORSTRY | OR STRYKER | 5102-21100 | SJS-Surgery | 33 | IU | Active
SJS6260 | P10123 | -Pm Device Using Mfg Procedure | Gerson Colon | 94805 | EMPLOYEE | Y | 1 | 0.5 | 10/01/2024 | 10/17/2023 | 2 | M | SJS | SJS | Laparoscopic Insufflator | 16-849 | Insufflators, Laparoscopic | 107536 | Stryker Endoscopy | 0620-050-000 | 1707CE0039 | ORSTRY | OR STRYKER | 5102-21100 | SJS-Surgery | 33 | IU | Active
SJS6261 | P--ORS | --- OR Safety Inspection --- | Gerson Colon | 94805 | EMPLOYEE | M | 6 | 0.25 | 04/01/2024 | 08/24/2023 | 2 | M | SJS | SJS | Laparoscopic Insufflator | 16-849 | Insufflators, Laparoscopic | 107536 | Stryker Endoscopy | 0620-050-000 | 2004CE0260 | ORSTRY | OR STRYKER | 5102-21100 | SJS-Surgery | 33 | IU | Active
SJS6261 | P10123 | -Pm Device Using Mfg Procedure | Gerson Colon | 94805 | EMPLOYEE | Y | 1 | 0.5 | 10/01/2024 | 10/17/2023 | 2 | M | SJS | SJS | Laparoscopic Insufflator | 16-849 | Insufflators, Laparoscopic | 107536 | Stryker Endoscopy | 0620-050-000 | 2004CE0260 | ORSTRY | OR STRYKER | 5102-21100 | SJS-Surgery | 33 | IU | Active
SJS6262 | P10123 | -Pm Device Using Mfg Procedure | Gerson Colon | 94805 | EMPLOYEE | Y | 1 | 0.5 | 10/01/2024 | 10/18/2023 | 2 | M | SJS | SJS | Laparoscopic Insufflator | 16-849 | Insufflators, Laparoscopic | 107536 | Stryker Endoscopy | 0620-050-000 | 1911CE0212 | ORSTRY | OR STRYKER | 5102-21100 | SJS-Surgery | 33 | IU | Active
SJS6262 | P--ORS | --- OR Safety Inspection --- | Gerson Colon | 94805 | EMPLOYEE | M | 6 | 0.25 | 04/01/2024 | 08/29/2023 | 2 | M | SJS | SJS | Laparoscopic Insufflator | 16-849 | Insufflators, Laparoscopic | 107536 | Stryker Endoscopy | 0620-050-000 | 1911CE0212 | ORSTRY | OR STRYKER | 5102-21100 | SJS-Surgery | 33 | IU | Active
SJS6263 | P--ORS | --- OR Safety Inspection --- | Gerson Colon | 94805 | EMPLOYEE | M | 6 | 0.25 | 04/01/2024 | 08/24/2023 | 2 | M | SJS | SJS | Laparoscopic Insufflator | 16-849 | Insufflators, Laparoscopic | 107536 | Stryker Endoscopy | 0620-050-000 | 1710CE0340 | ORSTRY | OR STRYKER | 5102-21100 | SJS-Surgery | 33 | IU | Active
SJS6263 | P10123 | -Pm Device Using Mfg Procedure | Gerson Colon | 94805 | EMPLOYEE | Y | 1 | 0.5 | 10/01/2024 | 10/18/2023 | 2 | M | SJS | SJS | Laparoscopic Insufflator | 16-849 | Insufflators, Laparoscopic | 107536 | Stryker Endoscopy | 0620-050-000 | 1710CE0340 | ORSTRY | OR STRYKER | 5102-21100 | SJS-Surgery | 33 | IU | Active
SJS6264 | P--ORS | --- OR Safety Inspection --- | Gerson Colon | 94805 | EMPLOYEE | M | 6 | 0.25 | 04/01/2024 | 08/23/2023 | 2 | M | SJS | SJS | Laparoscopic Insufflator | 16-849 | Insufflators, Laparoscopic | 107536 | Stryker Endoscopy | 0620-050-000 | 1803CE0647 | ORSTRY | OR STRYKER | 5102-21100 | SJS-Surgery | 33 | IU | Active
SJS6264 | P10123 | -Pm Device Using Mfg Procedure | Gerson Colon | 94805 | EMPLOYEE | Y | 1 | 0.5 | 10/01/2024 | 10/17/2023 | 2 | M | SJS | SJS | Laparoscopic Insufflator | 16-849 | Insufflators, Laparoscopic | 107536 | Stryker Endoscopy | 0620-050-000 | 1803CE0647 | ORSTRY | OR STRYKER | 5102-21100 | SJS-Surgery | 33 | IU | Active
SJS6267 | P220 | Treadmill, Powered. | Darren Eaton | DAEAT | EMPLOYEE | Y | 1 | 1.2 | 06/01/2024 | 06/07/2023 | 2 | M | SJS | SJS | Treadmill | 23-827 | Stress Test System, Treadmill | 440964 | GE Healthcare Technologies | T2100-ST | SJV14362745SA |  |  | 5102-36000 | SJS-Nuclear Medicine | 18 | IU | Active
SJS6268 | P86 | Hyperthermia System, Manual Control. | Gerson Colon | 94805 | EMPLOYEE | Y | 1 | 1 | 05/01/2024 | 06/02/2023 | 2 | M | SJS | SJS | Localized Temp Therapy Pump | 17-647 | Pumps, Circulating-Fluid, Localized Heating | 271227 | Stryker Medical | TP700 | 2021009126714 |  |  | 5102-12225 | SJS-Med/Surg Unit I 4West | 16 | IU | Active
SJS6269 | P126 | Monitor, ECG. | Darren Eaton | DAEAT | EMPLOYEE | Y | 1 | 0.5 | 06/01/2024 | 06/09/2023 | 2 | M | SJS | SJS | MRI Patient Monitoring System | 12-636 | Monitoring Systems, Physiologic | 308478 | Invivo Corp | 866185 | US91003491 |  |  | 5102-33700 | SJS-MRI | 15 | IU | Active
SJS6271 | P126 | Monitor, ECG. | Darren Eaton | DAEAT | EMPLOYEE | Y | 1 | 0.5 | 06/01/2024 | 06/09/2023 | 2 | M | SJS | SJS | MRI Information Portal Monitor | 12-636 | Monitoring Systems, Physiologic | 308478 | Invivo Corp | 865471 | US51906113 |  |  | 5102-33700 | SJS-MRI | 15 | IU | Active
SJS6272 | PANGUS | Annual Gus Storage System Filter Change | Darren Eaton | DAEAT | EMPLOYEE | Y | 1 | 1 | 06/01/2024 | 06/26/2023 | 2 | M | SJS | SJS | Storage Cabinet Endo/US Probes | 20-597 | Cabinets, Storage, Endoscope | 106711 | Civco Medical Solutions | 610-1327 | 140-00873 |  |  | 5102-33020 | SJS-Imaging Central Ops | 12 | IU | Active
SJS6273 | P10123 | -Pm Device Using Mfg Procedure | Gerson Colon | 94805 | EMPLOYEE | Y | 1 | 1 | 05/01/2024 | 05/03/2023 | 2 | M | SJS | SJS | EKG Mulitchannel Interp | 16-231 | Electrocardiographs, Multichannel, Interpretive | 440964 | GE Healthcare Technologies | MAC VU360 | VU222250329SA |  |  | 5102-12225 | SJS-Med/Surg Unit I 4West | 16 | IU | Active
SJS6274 | P10123 | -Pm Device Using Mfg Procedure | Darren Eaton | DAEAT | EMPLOYEE | Y | 1 | 1 | 04/01/2024 | 04/26/2023 | 2 | M | SJS | SJS | EKG Mulitchannel Interp | 16-231 | Electrocardiographs, Multichannel, Interpretive | 440964 | GE Healthcare Technologies | MAC VU360 | VU222250151SA |  |  | 5102-13100 | SJS-Intensive Care Unit I | 16 | IU | Active
SJS6275 | P10123 | -Pm Device Using Mfg Procedure | Gerson Colon | 94805 | EMPLOYEE | Y | 1 | 1 | 01/01/2025 | 02/07/2024 | 2 | M | SJS | SJS | EKG Mulitchannel Interp | 16-231 | Electrocardiographs, Multichannel, Interpretive | 440964 | GE Healthcare Technologies | MAC VU360 | VU222250173SA | EMESER | Emergency Service Jan | 5102-23100 | SJS-Emergency Service | 16 | IU | Active
SJS6276 | P10123 | -Pm Device Using Mfg Procedure | Gil Matos | GIMAT | EMPLOYEE | Y | 1 | 1 | 05/01/2024 | 06/26/2023 | 2 | M | SJS | SJS | EKG Mulitchannel Interp | 16-231 | Electrocardiographs, Multichannel, Interpretive | 440964 | GE Healthcare Technologies | MAC VU360 | VU222250152SA |  |  | 5102-12210 | SJS-Med/Surg Unit II 4East | 16 | IU | Active
SJS6277 | P10123 | -Pm Device Using Mfg Procedure | Gerson Colon | 94805 | EMPLOYEE | Y | 1 | 1 | 01/01/2025 | 01/17/2024 | 2 | M | SJS | SJS | EKG Mulitchannel Interp | 16-231 | Electrocardiographs, Multichannel, Interpretive | 440964 | GE Healthcare Technologies | MAC VU360 | VU222250307SA | EMESER | Emergency Service Jan | 5102-23100 | SJS-Emergency Service | 16 | IU | Active
SJS6278 | P10123 | -Pm Device Using Mfg Procedure | Gerson Colon | 94805 | EMPLOYEE | Y | 1 | 0.5 | 07/01/2024 | 08/23/2023 | 2 | M | SJS | SJS | Radiofrequency Generator | 20-867 | Radiofrequency Generators | 462943 | Medtronic Advanced Energy | 40-405-1 | MTC1943055 |  |  | 5102-21100 | SJS-Surgery | 26 | IU | Active
SJS6278 | P--ORS | --- OR Safety Inspection --- | Darren Eaton | DAEAT | EMPLOYEE | M | 6 | 0.25 | 07/01/2024 | 01/30/2024 | 2 | M | SJS | SJS | Radiofrequency Generator | 20-867 | Radiofrequency Generators | 462943 | Medtronic Advanced Energy | 40-405-1 | MTC1943055 |  |  | 5102-21100 | SJS-Surgery | 26 | IU | Active
SJS6279 | P81CAA | 8100 CareFusion Alaris Pump | Darren Eaton | DAEAT | EMPLOYEE | Y | 1 | 0.5 | 08/01/2024 | 09/28/2023 | 6 | M | SJS | SJS | Large Volume Pump Module | 13-215 | Infusion Pumps, Multitherapy | 378348 | BD | 8100 BD | 15769729 | LVP | Alaris 2 | 5102-23100 | SJS-Emergency Service | 20 | IU | Active
SJS6280 | P81CAA | 8100 CareFusion Alaris Pump | Darren Eaton | DAEAT | EMPLOYEE | Y | 1 | 0.75 | 08/01/2024 | 12/26/2023 | 6 | M | SJS | SJS | Large Volume Pump Module | 13-215 | Infusion Pumps, Multitherapy | 378348 | BD | 8100 | 14515961 | LVP | Alaris 2 | 5102-37250 | SJS-Outpatient Infusion Therapy | 20 | IU | Active
SJS6281 | PSAFIN | Safety Inspection | Thomas Odaris | 85190 | EMPLOYEE | Y | 1 | 0.25 | 06/01/2024 | 06/26/2023 | 2 | M | SJS | SJS | Transducers, Ultrasonic | 14-121 | Transducers, Ultrasonic | 453551 | Philips Healthcare | X5-1 | F041Y5 |  |  | 5102-33900 | SJS-Ultrasound | 16 | IU | Active
SJS6282 | P108 | Lithotriptor, Extracorporeal, Shock Wave. | Darren Eaton | DAEAT | EMPLOYEE | M | 6 | 1.5 | 07/01/2024 | 02/14/2024 | 2 | M | SJS | SJS | Ultrasound Pneumatic Lithotrip | 16-228 | Lithotripters | 107135 | Boston Scientific Corp | Trilogy | LM00886 |  |  | 5102-21100 | SJS-Surgery | 33 | IU | Active
SJS6289 | P--ORS | --- OR Safety Inspection --- | Gerson Colon | 94805 | EMPLOYEE | M | 6 | 0.25 | 04/01/2024 | 08/24/2023 | 2 | M | SJS | SJS | Laparoscopic Insufflator | 16-849 | Insufflators, Laparoscopic | 107536 | Stryker Endoscopy | 0620-050-000 | 2001CE0969 | ORSTRY | OR STRYKER | 5102-21100 | SJS-Surgery | 33 | IU | Active
SJS6289 | P10123 | -Pm Device Using Mfg Procedure | Gerson Colon | 94805 | EMPLOYEE | Y | 1 | 0.5 | 10/01/2024 | 10/18/2023 | 2 | M | SJS | SJS | Laparoscopic Insufflator | 16-849 | Insufflators, Laparoscopic | 107536 | Stryker Endoscopy | 0620-050-000 | 2001CE0969 | ORSTRY | OR STRYKER | 5102-21100 | SJS-Surgery | 33 | IU | Active
SJS6291 | P86 | Hyperthermia System, Manual Control. | Gerson Colon | 94805 | EMPLOYEE | Y | 1 | 1 | 05/01/2024 | 05/31/2023 | 2 | M | SJS | SJS | Localized Temp Therapy Pump | 17-647 | Pumps, Circulating-Fluid, Localized Heating | 271227 | Stryker Medical | TP700 | 2021009127942 |  |  | 5102-12225 | SJS-Med/Surg Unit I 4West | 16 | IU | Active
SJS6301 | P102 | Light Source, Fiberoptic | Gerson Colon | 94805 | EMPLOYEE | Y | 1 | 0.6 | 10/01/2024 | 10/16/2023 | 2 | M | SJS | SJS | LED Endo Light Source | 36-171 | Light Sources, Endoscope, Fiberoptic Cable | 107536 | Stryker Endoscopy | 0220-210-000 | 14F041804 | ORSTRY | OR STRYKER | 5102-21100 | SJS-Surgery | 32 | IU | Active
SJS6301 | P--ORS | --- OR Safety Inspection --- | Gerson Colon | 94805 | EMPLOYEE | M | 6 | 0.25 | 04/01/2024 | 08/11/2023 | 2 | M | SJS | SJS | LED Endo Light Source | 36-171 | Light Sources, Endoscope, Fiberoptic Cable | 107536 | Stryker Endoscopy | 0220-210-000 | 14F041804 | ORSTRY | OR STRYKER | 5102-21100 | SJS-Surgery | 32 | IU | Active
SJS6302 | P10123 | -Pm Device Using Mfg Procedure | Darren Eaton | DAEAT | EMPLOYEE | Y | 1 | 0.5 | 01/01/2025 |  | 2 | M | SJS | SJS | Harmonic Scalpel Generator | 18-049 | Ultrasound Surgical Units | 149225 | Ethicon Endo-Surgery A Johnson | GEN11 | 1111449083 |  |  | 5102-21100 | SJS-Surgery | 33 | IU | Active
SJS6302 | P--ORS | --- OR Safety Inspection --- | Darren Eaton | DAEAT | EMPLOYEE | M | 6 | 0.25 | 07/01/2024 | 08/24/2023 | 2 | M | SJS | SJS | Harmonic Scalpel Generator | 18-049 | Ultrasound Surgical Units | 149225 | Ethicon Endo-Surgery A Johnson | GEN11 | 1111449083 |  |  | 5102-21100 | SJS-Surgery | 33 | IU | Active
SJS6303 | P--ORS | --- OR Safety Inspection --- | Gerson Colon | 94805 | EMPLOYEE | M | 6 | 0.25 | 04/01/2024 | 08/16/2023 | 2 | M | SJS | SJS | Video Digital Capture ENDO | 20-465 | Digitizer/Recorder, Video | 107536 | Stryker Endoscopy | 0240-060-100 | 12E034984 | ORSTRY | OR STRYKER | 5102-21100 | SJS-Surgery | 29 | IU | Active
SJS6303 | P10123 | -Pm Device Using Mfg Procedure | Gerson Colon | 94805 | EMPLOYEE | Y | 1 | 0.5 | 10/01/2024 | 10/17/2023 | 2 | M | SJS | SJS | Video Digital Capture ENDO | 20-465 | Digitizer/Recorder, Video | 107536 | Stryker Endoscopy | 0240-060-100 | 12E034984 | ORSTRY | OR STRYKER | 5102-21100 | SJS-Surgery | 29 | IU | Active
SJS6304 | P81CAA | 8100 CareFusion Alaris Pump | Darren Eaton | DAEAT | EMPLOYEE | Y | 1 | 0.5 | 08/01/2024 | 11/10/2023 | 6 | M | SJS | SJS | Large Volume Pump Module | 13-215 | Infusion Pumps, Multitherapy | 378348 | BD | 8100 BD | 15888304 | LVP | Alaris 2 | 5102-23100 | SJS-Emergency Service | 20 | IU | Active
SJS6305 | P--ORS | --- OR Safety Inspection --- | Gerson Colon | 94805 | EMPLOYEE | M | 6 | 0.25 | 04/01/2024 | 10/18/2023 | 2 | M | SJS | SJS | 4K Endo Video Camera Console | 18-034 | Image Processors, Video, Endoscopy | 107536 | Stryker Endoscopy | 1688-010-000 | 1688 | ORSTRY | OR STRYKER | 5102-21100 | SJS-Surgery | 25 | IU | Active
SJS6306 | PMOPHM | Monitors, Physiologic, Multipurpose | Darren Eaton | DAEAT | EMPLOYEE | Y | 1 | 0.5 | 03/01/2025 | 04/20/2023 | 2 | M | SJS | SJS | Bedside Physiologic Monitor | 20-171 | Monitors, Physiologic, Multipurpose, Bedside, Modular | 440964 | GE Healthcare Technologies | B450 | SJA14495862HA |  |  | 5102-13100 | SJS-Intensive Care Unit I | 16 | IU | Active
SJS6309 | P--ORS | --- OR Safety Inspection --- | Gerson Colon | 94805 | EMPLOYEE | M | 6 | 0.25 | 04/01/2024 | 10/18/2023 | 2 | M | SJS | SJS | 4K Endo Video Camera Console | 18-034 | Image Processors, Video, Endoscopy | 107536 | Stryker Endoscopy | 1688-010-000 | 21L567534 | ORSTRY | OR STRYKER | 5102-21100 | SJS-Surgery | 25 | IU | Active
SJS6310 | P--ORS | --- OR Safety Inspection --- | Gerson Colon | 94805 | EMPLOYEE | M | 6 | 0.25 | 04/01/2024 | 10/18/2023 | 2 | M | SJS | SJS | 4K Endo Video Camera Console | 18-034 | Image Processors, Video, Endoscopy | 107536 | Stryker Endoscopy | 1688-010-000 | 19K553594 | ORSTRY | OR STRYKER | 5102-21100 | SJS-Surgery | 25 | IU | Active
SJS6311 | P--ORS | --- OR Safety Inspection --- | Gerson Colon | 94805 | EMPLOYEE | M | 6 | 0.25 | 04/01/2024 | 12/04/2023 | 2 | M | SJS | SJS | 4K Endo Video Camera Console | 18-034 | Image Processors, Video, Endoscopy | 107536 | Stryker Endoscopy | 1688-010-000 | 21L542174 | ORSTRY | OR STRYKER | 5102-21100 | SJS-Surgery | 25 | IU | Active
SJS6313 | P10123 | -Pm Device Using Mfg Procedure | Darren Eaton | DAEAT | EMPLOYEE | Y | 1 | 0.75 | 06/01/2024 | 08/18/2023 | 6 | M | SJS | SJS | Syringe Pump | 13-217 | Infusion Pumps, Multitherapy, Syringe | 378348 | BD | 8110 | 14229617 |  |  | 5102-20100 | SJS-Anesthesiology | 33 | IU | Active
SJS6314 | P10123 | -Pm Device Using Mfg Procedure | Darren Eaton | DAEAT | EMPLOYEE | Y | 1 | 0.75 | 06/01/2024 | 08/14/2023 | 6 | M | SJS | SJS | Syringe Pump | 13-217 | Infusion Pumps, Multitherapy, Syringe | 378348 | BD | 8110 | 14229236 |  |  | 5102-20100 | SJS-Anesthesiology | 33 | IU | Active
SJS6315 | PMOPHV | Monitors, Physiologic, Vital Signs | Darren Eaton | DAEAT | EMPLOYEE | Y | 1 | 1 | 04/01/2024 | 04/24/2023 | 2 | M | SJS | SJS | Vital Signs Monitor | 25-209 | Monitors, Physiologic, Vital Signs | 101850 | Welch Allyn Inc A Subsidiary | VSM 6000 SERIES | 100020744714 |  |  | 5102-13100 | SJS-Intensive Care Unit I | 16 | IU | Active
SJS6316 | P--ORS | --- OR Safety Inspection --- | Gerson Colon | 94805 | EMPLOYEE | M | 6 | 0.25 | 08/01/2024 | 09/13/2023 | 2 | M | SJS | SJS | thrombectomy Aspiration System | 10-217 | Aspirators, Surgical | 452859 | Penumbra Inc | PMXENGN | S10454-57 |  |  | 5102-30695 | SJS-Interventional Services | 20 | IU | Active
SJS6316 | P10123 | -Pm Device Using Mfg Procedure | Gerson Colon | 94805 | EMPLOYEE | Y | 1 | 0.5 | 02/01/2025 | 01/29/2024 | 2 | M | SJS | SJS | thrombectomy Aspiration System | 10-217 | Aspirators, Surgical | 452859 | Penumbra Inc | PMXENGN | S10454-57 |  |  | 5102-30695 | SJS-Interventional Services | 20 | IU | Active
SJS6317 | PMOPHM | Monitors, Physiologic, Multipurpose | Gerson Colon | 94805 | EMPLOYEE | Y | 1 | 0.5 | 01/01/2025 | 12/14/2022 | 2 | M | SJS | SJS | Bedside Physiologic Monitor | 20-171 | Monitors, Physiologic, Multipurpose, Bedside, Modular | 440964 | GE Healthcare Technologies | B450 | SJA14460923HA |  |  | 5102-23100 | SJS-Emergency Service | 16 | IU | Active
SJS6318 | P166 | Pump, Infusion, Syringe. | Gil Matos | GIMAT | EMPLOYEE | Y | 1 | 0.75 | 06/01/2024 | 11/02/2023 | 6 | M | SJS | SJS | Syringe Pump | 13-217 | Infusion Pumps, Multitherapy, Syringe | 378348 | BD | 8110 | 15878068 | SYRING | Alaris 8110 | 5102-13500 | SJS-Neonatal Intensive Care (NICU) | 20 | IU | Active
SJS6319 | P81CAA | 8100 CareFusion Alaris Pump | Darren Eaton | DAEAT | EMPLOYEE | Y | 1 | 0.75 | 08/01/2024 | 11/07/2023 | 6 | M | SJS | SJS | Large Volume Pump Module | 13-215 | Infusion Pumps, Multitherapy | 378348 | BD | 8100 | 14201031 | LVP | Alaris 2 | 5102-23100 | SJS-Emergency Service | 20 | IU | Active
SJS6321 | PSAFIN | Safety Inspection | Darren Eaton | DAEAT | EMPLOYEE | M | 6 | 0.3 | 07/01/2024 | 02/23/2024 | 2 | M | SJS | SJS | Uterine Positioning System | 16-223 | Positioning Aids | 108594 | CooperSurgical Inc | AU-UPS | 2022110005 |  |  | 5102-21100 | SJS-Surgery | 23 | IU | Active
SJS6324 | P--ORS | --- OR Safety Inspection --- | Gerson Colon | 94805 | EMPLOYEE | M | 6 | 0.25 | 04/01/2024 | 11/20/2023 | 2 | M | SJS | SJS | Surgical Instrument Controller | 23-545 | Power Systems, Electromechanical, Surgery | 107536 | Stryker Endoscopy | 5400-052-000 | 2232200979 | ORSTRY | OR STRYKER | 5102-21100 | SJS-Surgery | 32 | IU | Active
SJS6325 | P10123 | -Pm Device Using Mfg Procedure | Gerson Colon | 94805 | EMPLOYEE | Y | 1 | 0.5 | 03/01/2025 | 03/01/2024 | 2 | M | SJS | SJS | Oximeters- Pulse | 17-148 | Oximeters, Pulse | 371567 | Masimo Corp | RAD-5 | 880911 |  |  | 5102-35000 | SJS-Respiratory Care Services | 16 | IU | Active
SJS6326 | P10123 | -Pm Device Using Mfg Procedure | Gerson Colon | 94805 | EMPLOYEE | Y | 1 | 0.5 | 03/01/2025 | 03/07/2024 | 2 | M | SJS | SJS | Oximeters- Pulse | 17-148 | Oximeters, Pulse | 371567 | Masimo Corp | RAD-5 | 880978 |  |  | 5102-35000 | SJS-Respiratory Care Services | 16 | IU | Active
SJS6327 | P10123 | -Pm Device Using Mfg Procedure | Gerson Colon | 94805 | EMPLOYEE | Y | 1 | 0.5 | 03/01/2025 | 03/01/2024 | 2 | M | SJS | SJS | Oximeters- Pulse | 17-148 | Oximeters, Pulse | 371567 | Masimo Corp | RAD-5 | 880948 |  |  | 5102-35000 | SJS-Respiratory Care Services | 16 | IU | Active
SJS6328 | P80CAA | 8015 CareFusion Alaris Pump | Gerson Colon | 94805 | EMPLOYEE | Y | 2 | 0.8 | 08/01/2025 | 10/05/2023 | 6 | M | SJS | SJS | Pump Control Unit | 26-655 | Controllers, Infusion Pump Systems, Programmable | 378348 | BD | 8015 BD | 15591266 | PCU | Alaris 1 | 5102-23100 | SJS-Emergency Service | 21 | IU | Active
SJS6329 | P10123 | -Pm Device Using Mfg Procedure | Gerson Colon | 94805 | EMPLOYEE | M | 6 | 0.75 | 09/01/2024 | 03/12/2024 | 1 | M | SJS | SJS | Transport Ventilator | 18-098 | Ventilators, Transport | 452274 | Airon Corporation | A | A1700 |  |  | 5102-35000 | SJS-Respiratory Care Services | 40 | LS | High Risk
SJS6329 | PHOCH | Hour Check | Gerson Colon | 94805 | EMPLOYEE | C | 99999 | 0.1 | 01/05/2015 |  | 1 | M | SJS | SJS | Transport Ventilator | 18-098 | Ventilators, Transport | 452274 | Airon Corporation | A | A1700 |  |  | 5102-35000 | SJS-Respiratory Care Services | 40 | LS | High Risk
SJS6329 | P-VPM | -Vendor PM | Gerson Colon | 94805 | EMPLOYEE | Y | 2 | 0.75 | 03/01/2025 | 02/20/2023 | 1 | M | SJS | SJS | Transport Ventilator | 18-098 | Ventilators, Transport | 452274 | Airon Corporation | A | A1700 |  |  | 5102-35000 | SJS-Respiratory Care Services | 40 | LS | High Risk
SJS6330 | P1096 | Laser PM Class 3B/4 | Emanuel Colon | 90769 | EMPLOYEE | M | 6 | 2 | 07/01/2024 | 01/03/2024 | 2 | M | SJS | SJS | Holmium Laser | 17-769 | Lasers, Ho:YAG, Surgical | 392912 | Lumenis Inc | P120H Moses 2.0 | 531 |  |  | 5102-21100 | SJS-Surgery | 33 | IU | Active
SJS6331 | P221 | Uninterruptible Power Systems | Gerson Colon | 94805 | EMPLOYEE | Y | 1 | 0.75 | 03/01/2025 | 03/01/2024 | 2 | M | SJS | SJS | UPS | 16-936 | Power Systems, Uninterruptible | 106890 | Tripp Lite | SMART700HGL | AGSM700PSR3HG |  |  | 5102-35000 | SJS-Respiratory Care Services | 13 | IU | Active
SJS6343 | PRPPM | RPT PM | Gerson Colon | 94805 | EMPLOYEE | Y | 1 | 0.5 | 03/01/2025 | 03/01/2024 | 2 | M | SJS | SJS | 4x 15A 15ft Cord HGPower Strip | 34-504 | Electrical Power Strips | 106890 | Tripp Lite | PS-415-HG-OEM | 3122AVHIB882904150 |  |  | 5102-35000 | SJS-Respiratory Care Services | 12 | IU | Active
SJS6343 | PRTINI | RPT Initial Inspection | Gerson Colon | 94805 | EMPLOYEE | I | 1 | 1 | 10/15/2021 | 10/19/2021 | 1 | M | SJS | SJS | 4x 15A 15ft Cord HGPower Strip | 34-504 | Electrical Power Strips | 106890 | Tripp Lite | PS-415-HG-OEM | 3122AVHIB882904150 |  |  | 5102-35000 | SJS-Respiratory Care Services | 12 | IU | Active
SJS6344 | P-VPM | -Vendor PM | Gerson Colon | 94805 | EMPLOYEE | Y | 1 | 0.5 | 07/01/2024 | 08/23/2023 | 2 | M | SJS | SJS | Chest Compression System | 13-361 | Resuscitators, Cardiac | 452575 | Physio-Control Inc | 100921-00 | 3522EE27 |  |  | 5102-23100 | SJS-Emergency Service | 19 | IU | Active
SJS6344 | P3YEYE | 3 Year Battery Replacement and Vendor PM | Gerson Colon | 94805 | EMPLOYEE | Y | 3 | 0.7 | 07/01/2026 |  | 2 | M | SJS | SJS | Chest Compression System | 13-361 | Resuscitators, Cardiac | 452575 | Physio-Control Inc | 100921-00 | 3522EE27 |  |  | 5102-23100 | SJS-Emergency Service | 19 | IU | Active
SJS6345 | P10123 | -Pm Device Using Mfg Procedure | Gil Matos | GIMAT | EMPLOYEE | Y | 1 | 0.5 | 08/01/2024 | 08/31/2022 | 2 | M | SJS | SJS | Nurse Call Console | 15-614 | Hospital Communication Systems, Nurse Call | 103070 | Rauland-Borg Corp | 351200 | H21623551205-1393300 | RAULAN | Rauland-Borg Corp | 5102-12210 | SJS-Med/Surg Unit II 4East | 13 | IU | Active
SJS6346 | P-SAGP | -Service Agreement PM | Gerson Colon | 94805 | EMPLOYEE | Y | 1 | 0.5 | 01/01/2025 | 02/22/2024 | 2 | M | SJS | SJS | Mini C-Arm | 18-435 | Radiographic/Fluoroscopic Units, Mobile, Extremity | 106487 | Hologic Inc | Insight2 | 10-0513-26 |  |  | 5102-23100 | SJS-Emergency Service | 19 | IU | Active
SJS6362 | P10123 | -Pm Device Using Mfg Procedure | Gerson Colon Jr | GECOL | EMPLOYEE | M | 6 | 1 | 06/01/2024 | 03/04/2024 | 2 | M | SJS | SJS | Breast Biopsy System | 17-833 | Stereotactic Systems, Biopsy, Mammographic | 106487 | Hologic Inc | RM-STLC-00004 | 82007193261RM |  |  | 5102-33510 | SJS-Breast Center | 17 | IU | Active
SJS6363 | P-SAGP | -Service Agreement PM | Gerson Colon Jr | GECOL | EMPLOYEE | M | 6 | 2.49 | 07/01/2024 | 02/29/2024 | 2 | M | SJS | SJS | 3D Digital Mammo | 18-432 | Radiographic Systems, Digital, Mammographic | 106487 | Hologic Inc | SDM-00001-3D | 81007143727 |  |  | 5102-33020 | SJS-Imaging Central Ops | 19 | IU | Active
SJS6366 | P10123 | -Pm Device Using Mfg Procedure | Gerson Colon | 94805 | EMPLOYEE | M | 6 | 0.75 | 09/01/2024 | 03/12/2024 | 1 | M | SJS | SJS | Transport Ventilator | 18-098 | Ventilators, Transport | 452274 | Airon Corporation | A | A1701 |  |  | 5102-35000 | SJS-Respiratory Care Services | 40 | LS | High Risk
SJS6366 | PHOCH | Hour Check | Gerson Colon | 94805 | EMPLOYEE | C | 99999 | 0.1 | 01/05/2015 |  | 1 | M | SJS | SJS | Transport Ventilator | 18-098 | Ventilators, Transport | 452274 | Airon Corporation | A | A1701 |  |  | 5102-35000 | SJS-Respiratory Care Services | 40 | LS | High Risk
SJS6366 | P-VPM | -Vendor PM | Gerson Colon | 94805 | EMPLOYEE | Y | 2 | 0.75 | 03/01/2025 | 03/30/2023 | 1 | M | SJS | SJS | Transport Ventilator | 18-098 | Ventilators, Transport | 452274 | Airon Corporation | A | A1701 |  |  | 5102-35000 | SJS-Respiratory Care Services | 40 | LS | High Risk
SJS6371 | PGEANP | GE ANNUAL PDM | Darren Eaton | DAEAT | EMPLOYEE | Y | 1 | 0.5 | 09/01/2024 | 10/03/2023 | 2 | M | SJS | SJS | Patient Data Module | 20-784 | Physiologic Monitor Modules, Multiparameter | 440964 | GE Healthcare Technologies | 2016793-003 | SA314462680GA | PDMTN | PDM 1 | 5102-13100 | SJS-Intensive Care Unit I | 16 | IU | Active
SJS6375 | PMOPHV | Monitors, Physiologic, Vital Signs | Darren Eaton | DAEAT | EMPLOYEE | Y | 1 | 0.6 | 05/01/2024 | 04/17/2023 | 2 | M | SJS | SJS | Vital Signs Monitor | 25-209 | Monitors, Physiologic, Vital Signs | 101850 | Welch Allyn Inc A Subsidiary | VSM 6000 SERIES | 100051945217 |  |  | 5102-13100 | SJS-Intensive Care Unit I | 16 | IU | Active
SJS6376 | P86 | Hyperthermia System, Manual Control. | Darren Eaton | DAEAT | EMPLOYEE | Y | 1 | 1 | 05/01/2024 |  | 2 | M | SJS | SJS | Localized Temp Therapy Pump | 17-647 | Pumps, Circulating-Fluid, Localized Heating | 271227 | Stryker Medical | TP700 | 2020009124071 |  |  | 5102-13100 | SJS-Intensive Care Unit I | 16 | IU | Active
SJS6377 | PMOPHM | Monitors, Physiologic, Multipurpose | Darren Eaton | DAEAT | EMPLOYEE | Y | 1 | 0.5 | 03/01/2025 | 04/20/2023 | 2 | M | SJS | SJS | Bedside Physiologic Monitor | 20-171 | Monitors, Physiologic, Multipurpose, Bedside, Modular | 440964 | GE Healthcare Technologies | B450 | SJA14472374HA |  |  | 5102-13100 | SJS-Intensive Care Unit I | 16 | IU | Active
SJS6378 | PMOPHM | Monitors, Physiologic, Multipurpose | Darren Eaton | DAEAT | EMPLOYEE | Y | 1 | 0.5 | 03/01/2025 | 04/20/2023 | 2 | M | SJS | SJS | Bedside Physiologic Monitor | 20-171 | Monitors, Physiologic, Multipurpose, Bedside, Modular | 440964 | GE Healthcare Technologies | B450 | SNE20062140SA | PROCAR | Progressive Care Unit | 5102-13100 | SJS-Intensive Care Unit I | 16 | IU | Active
SJS6380 | P86 | Hyperthermia System, Manual Control. | Darren Eaton | DAEAT | EMPLOYEE | Y | 1 | 1 | 05/01/2024 |  | 2 | M | SJS | SJS | Localized Temp Therapy Pump | 17-647 | Pumps, Circulating-Fluid, Localized Heating | 271227 | Stryker Medical | TP700 | 222423101015 |  |  | 5102-13100 | SJS-Intensive Care Unit I | 16 | IU | Active
SJS6386 | PDAOHG | GE E-miniC Respiratory Single-width Airway Module | Darren Eaton | DAEAT | EMPLOYEE | Y | 1 | 1.5 | 04/01/2024 | 05/01/2023 | 2 | M | SJS | SJS | Gas Module | 20-776 | Physiologic Monitor Modules, Exhaled Carbon Dioxide | 440964 | GE Healthcare Technologies | E-MiniC-00 | 7138810 |  |  | 5102-13100 | SJS-Intensive Care Unit I | 16 | IU | Active
SJS6387 | PDAOHG | GE E-miniC Respiratory Single-width Airway Module | Darren Eaton | DAEAT | EMPLOYEE | Y | 1 | 1.5 | 04/01/2024 | 05/01/2023 | 2 | M | SJS | SJS | Gas Module | 20-776 | Physiologic Monitor Modules, Exhaled Carbon Dioxide | 440964 | GE Healthcare Technologies | E-MiniC-00 | 7150924 |  |  | 5102-13100 | SJS-Intensive Care Unit I | 16 | IU | Active
SJS6388 | PDAOHG | GE E-miniC Respiratory Single-width Airway Module | Darren Eaton | DAEAT | EMPLOYEE | Y | 1 | 1.5 | 04/01/2024 | 05/26/2023 | 2 | M | SJS | SJS | Gas Module | 20-776 | Physiologic Monitor Modules, Exhaled Carbon Dioxide | 440964 | GE Healthcare Technologies | E-MiniC-00 | 7150934 |  |  | 5102-13100 | SJS-Intensive Care Unit I | 16 | IU | Active
SJS6389 | PDAOHG | GE E-miniC Respiratory Single-width Airway Module | Gerson Colon | 94805 | EMPLOYEE | Y | 1 | 1.5 | 03/01/2025 | 03/01/2024 | 2 | M | SJS | SJS | Gas Module | 20-776 | Physiologic Monitor Modules, Exhaled Carbon Dioxide | 440964 | GE Healthcare Technologies | E-MiniC-00 | 7169361 |  |  | 5102-21355 | SJS-Preop Surgical | 16 | IU | Active
SJS6390 | PDAOHG | GE E-miniC Respiratory Single-width Airway Module | Darren Eaton | DAEAT | EMPLOYEE | Y | 1 | 1.5 | 04/01/2024 | 05/01/2023 | 2 | M | SJS | SJS | Gas Module | 20-776 | Physiologic Monitor Modules, Exhaled Carbon Dioxide | 440964 | GE Healthcare Technologies | E-MiniC-00 | 7137494 |  |  | 5102-13100 | SJS-Intensive Care Unit I | 16 | IU | Active
SJS6391 | PDAOHG | GE E-miniC Respiratory Single-width Airway Module | Darren Eaton | DAEAT | EMPLOYEE | Y | 1 | 1.5 | 04/01/2024 | 04/28/2023 | 2 | M | SJS | SJS | Gas Module | 20-776 | Physiologic Monitor Modules, Exhaled Carbon Dioxide | 440964 | GE Healthcare Technologies | E-MiniC-00 | 7176649 |  |  | 5102-13100 | SJS-Intensive Care Unit I | 16 | IU | Active
SJS6392 | PMOPHV | Monitors, Physiologic, Vital Signs | Darren Eaton | DAEAT | EMPLOYEE | Y | 1 | 0.6 | 12/01/2024 | 12/08/2023 | 2 | M | SJS | SJS | Vital Signs Monitor | 25-209 | Monitors, Physiologic, Vital Signs | 101850 | Welch Allyn Inc A Subsidiary | VSM 6000 SERIES | 100018901020 |  |  | 5102-12250 | SJS-Med/Surg/Tele Unit 4South | 15 | IU | Active
SJS6393 | PGEANP | GE ANNUAL PDM | Darren Eaton | DAEAT | EMPLOYEE | Y | 1 | 0.5 | 09/01/2024 | 09/19/2023 | 2 | M | SJS | SJS | Patient Data Module | 20-784 | Physiologic Monitor Modules, Multiparameter | 440964 | GE Healthcare Technologies | 2016793-003 | SA314337085GA | PDMTN | PDM 1 | 5102-13100 | SJS-Intensive Care Unit I | 15 | IU | Active
SJS6404 | P10123 | -Pm Device Using Mfg Procedure | Gerson Colon Jr | GECOL | EMPLOYEE | M | 6 | 4 | 09/01/2024 | 03/01/2024 | 2 | M | SJS | SJS | General Digital Rad Room | 18-430 | Radiographic Systems, Digital | 439946 | GE Healthcare USA | Discovery XR656 Plus | 2UA9271F0X |  |  | 5102-23100 | SJS-Emergency Service | 19 | IU | Active
SJS6405 | P10123 | -Pm Device Using Mfg Procedure | Gerson Colon Jr | GECOL | EMPLOYEE | Y | 1 | 3.13 | 06/01/2024 | 09/20/2023 | 2 | M | SJS | SJS | Digital Portable X-ray System | 13-272 | Radiographic Units, Mobile | 439946 | GE Healthcare USA | 5555000-5 | 1034415WK8 |  |  | 5102-33020 | SJS-Imaging Central Ops | 19 | IU | Active
SJS6406 | P10123 | -Pm Device Using Mfg Procedure | Gerson Colon Jr | GECOL | EMPLOYEE | Y | 1 | 8 | 11/01/2024 | 12/14/2023 | 2 | M | SJS | SJS | Digital Portable X-ray System | 13-272 | Radiographic Units, Mobile | 439946 | GE Healthcare USA | 5555000-27 | DF2402000764WK |  |  | 5102-33020 | SJS-Imaging Central Ops | 19 | IU | Active
SJS6408 | P-SAGP | -Service Agreement PM | Gerson Colon Jr | GECOL | EMPLOYEE | Y | 1 | 4.2 | 08/01/2024 | 09/28/2023 | 2 | M | SJS | SJS | Radiographic/Fluoroscopic Syst | 16-885 | Radiographic/Fluoroscopic Systems, General-Purpose | 399199 | Siemens Medical Solutions USA | 10093902 | 1288 |  |  | 5102-33020 | SJS-Imaging Central Ops | 19 | IU | Active
SJS6409 | P-SAGP | -Service Agreement PM | Gerson Colon Jr | GECOL | EMPLOYEE | Y | 1 | 3.81 | 08/01/2024 | 09/28/2023 | 2 | M | SJS | SJS | General Digital Rad Room | 18-430 | Radiographic Systems, Digital | 399199 | Siemens Medical Solutions USA | AX10281163 | 23459 |  |  | 5102-33020 | SJS-Imaging Central Ops | 19 | IU | Active
SJS6415 | P-SAGP | -Service Agreement PM | Gerson Colon Jr | GECOL | EMPLOYEE | Y | 1 | 1.42 | 12/01/2024 | 01/17/2024 | 2 | M | SJS | SJS | Core Integrated Ultrasound | 17-746 | Scanning Systems, Ultrasonic, Intravascular | 453551 | Philips Healthcare | CORE01 | 103020102746 |  |  | 5102-30695 | SJS-Interventional Services | 17 | IU | Active
SJS6416 | P-SAGP | -Service Agreement PM | Thomas Odaris | 85190 | EMPLOYEE | Y | 1 | 1.42 | 12/01/2024 | 01/17/2024 | 2 | M | SJS | SJS | Core Integrated Ultrasound | 17-746 | Scanning Systems, Ultrasonic, Intravascular | 453551 | Philips Healthcare | CORE01 | 103001045001 |  |  | 5102-30695 | SJS-Interventional Services | 17 | IU | Active
SJS6417 | P-SAGP | -Service Agreement PM | Gerson Colon Jr | GECOL | EMPLOYEE | Y | 1 | 0.5 | 08/01/2024 | 09/28/2023 | 2 | M | SJS | SJS | Leonardo Workstation | 17-175 | Information Systems, Data Management, Radiology | 399199 | Siemens Medical Solutions USA | 10281061 | 12162 |  |  | 5102-30695 | SJS-Interventional Services | 10 | IU | Active
SJS6418 | P-SAGP | -Service Agreement PM | Gerson Colon Jr | GECOL | EMPLOYEE | Y | 1 | 1.42 | 12/01/2024 | 01/17/2024 | 2 | M | SJS | SJS | Core Integrated Ultrasound | 17-746 | Scanning Systems, Ultrasonic, Intravascular | 453551 | Philips Healthcare | CORE01 | 103001049001 |  |  | 5102-30695 | SJS-Interventional Services | 17 | IU | Active
SJS6419 | P-VPM | -Vendor PM | Gerson Colon Jr | GECOL | EMPLOYEE | M | 6 | 0.5 | 06/01/2024 | 02/12/2024 | 2 | M | SJS | SJS | Breast Biopsy System | 17-833 | Stereotactic Systems, Biopsy, Mammographic | 106487 | Hologic Inc | MULTICARE | 31503133064 |  |  | 5102-33020 | SJS-Imaging Central Ops | 17 | IU | Active
SJS6420 | P-SAGP | -Service Agreement PM | Gerson Colon Jr | GECOL | EMPLOYEE | M | 9 | 0.5 | 04/01/2024 | 08/30/2023 | 2 | M | SJS | SJS | Nuclear Medicine SPECT-CT | 18-444 | Scanning Systems, Gamma Camera, Single Photon Emission Tomography | 399199 | Siemens Medical Solutions USA | 8717741 | 2012 |  |  | 5102-36000 | SJS-Nuclear Medicine | 19 | IU | Active
SJS6424 | P10123 | -Pm Device Using Mfg Procedure | Darren Eaton | DAEAT | EMPLOYEE | Y | 1 | 0.5 | 03/01/2025 | 03/01/2024 | 2 | M | SJS | SJS | Irrigation Distention System | 17-677 | Irrigation/Distention Systems, Hysteroscopic | 106487 | Hologic Inc | FLT-100 | M3936D23D0 |  |  | 5102-21100 | SJS-Surgery | 33 | IU | Active
SJS6424 | P--ORS | --- OR Safety Inspection --- | Darren Eaton | DAEAT | EMPLOYEE | M | 6 | 0.25 | 09/01/2024 |  | 2 | M | SJS | SJS | Irrigation Distention System | 17-677 | Irrigation/Distention Systems, Hysteroscopic | 106487 | Hologic Inc | FLT-100 | M3936D23D0 |  |  | 5102-21100 | SJS-Surgery | 33 | IU | Active
SJS6425 | PMOPHV | Monitors, Physiologic, Vital Signs | Gerson Colon | 94805 | EMPLOYEE | Y | 1 | 0.91 | 03/01/2025 | 03/01/2024 | 2 | M | SJS | SJS | Vital Signs Monitor | 25-209 | Monitors, Physiologic, Vital Signs | 101850 | Welch Allyn Inc A Subsidiary | VSM 6000 SERIES | 100009163323 |  |  | 5102-21355 | SJS-Preop Surgical | 16 | IU | Active
SJS6429 | P86 | Hyperthermia System, Manual Control. | Gil Matos | GIMAT | EMPLOYEE | Y | 1 | 1 | 11/01/2024 | 11/15/2023 | 2 | M | SJS | SJS | Localized Temp Therapy Pump | 17-647 | Pumps, Circulating-Fluid, Localized Heating | 271227 | Stryker Medical | TP700 | 223198442106 |  |  | 5102-12210 | SJS-Med/Surg Unit II 4East | 16 | IU | Active
SJS6430 | P165A | Pump, Infusion, Epidural-Pca. | Twanna Hardy | TWLUK | EMPLOYEE | Y | 1 | 0.7 | 10/01/2024 |  | 6 | M | SJS | SJS | Infusion PCA Pump | 16-924 | Infusion Pumps, Analgesic, Patient-Controlled | 455334 | Smiths Medical ASD Inc | 2110 | 1283828 |  |  | 5102-22100 | SJS-Labor & Delivery | 20 | IU | Active
SJS6431 | P165A | Pump, Infusion, Epidural-Pca. | Twanna Hardy | TWLUK | EMPLOYEE | Y | 1 | 0.7 | 10/01/2024 |  | 6 | M | SJS | SJS | Infusion PCA Pump | 16-924 | Infusion Pumps, Analgesic, Patient-Controlled | 455334 | Smiths Medical ASD Inc | 2110 | 1283826 |  |  | 5102-22100 | SJS-Labor & Delivery | 20 | IU | Active
SJS6432 | P165A | Pump, Infusion, Epidural-Pca. | Twanna Hardy | TWLUK | EMPLOYEE | Y | 1 | 0.7 | 10/01/2024 |  | 6 | M | SJS | SJS | Infusion PCA Pump | 16-924 | Infusion Pumps, Analgesic, Patient-Controlled | 455334 | Smiths Medical ASD Inc | 2110 | 1283827 |  |  | 5102-22100 | SJS-Labor & Delivery | 20 | IU | Active
SJS6433 | P165A | Pump, Infusion, Epidural-Pca. | Twanna Hardy | TWLUK | EMPLOYEE | Y | 1 | 0.7 | 10/01/2024 |  | 6 | M | SJS | SJS | Infusion PCA Pump | 16-924 | Infusion Pumps, Analgesic, Patient-Controlled | 455334 | Smiths Medical ASD Inc | 2110 | 1283824 |  |  | 5102-22100 | SJS-Labor & Delivery | 20 | IU | Active
SJS6434 | P165A | Pump, Infusion, Epidural-Pca. | Twanna Hardy | TWLUK | EMPLOYEE | Y | 1 | 0.7 | 10/01/2024 |  | 6 | M | SJS | SJS | Infusion PCA Pump | 16-924 | Infusion Pumps, Analgesic, Patient-Controlled | 455334 | Smiths Medical ASD Inc | 2110 | 1283825 |  |  | 5102-22100 | SJS-Labor & Delivery | 20 | IU | Active
SJS6435 | P10123 | -Pm Device Using Mfg Procedure | Gerson Colon | 94805 | EMPLOYEE | Y | 1 | 0.75 | 10/01/2024 | 10/27/2023 | 2 | M | SJS | SJS | Dual CH Auto Tourniquet System | 31-134 | Tourniquets, Pneumatic, Automated, Electric-Powered | 101991 | Stryker Instruments | 5920-011-000 | 1430907583 | ORSTRY | OR STRYKER | 5102-21100 | SJS-Surgery | 26 | IU | Active
SJS6435 | P--ORS | --- OR Safety Inspection --- | Gerson Colon | 94805 | EMPLOYEE | M | 6 | 0.25 | 04/01/2024 | 08/24/2023 | 2 | M | SJS | SJS | Dual CH Auto Tourniquet System | 31-134 | Tourniquets, Pneumatic, Automated, Electric-Powered | 101991 | Stryker Instruments | 5920-011-000 | 1430907583 | ORSTRY | OR STRYKER | 5102-21100 | SJS-Surgery | 26 | IU | Active
SJS6437 | P10123 | -Pm Device Using Mfg Procedure | Twanna Hardy | TWLUK | EMPLOYEE | Y | 1 | 0.5 | 08/01/2024 | 11/21/2023 | 2 | M | SJS | SJS | Nurse Call Console | 15-614 | Hospital Communication Systems, Nurse Call | 103070 | Rauland-Borg Corp | 351200 | 134360131 | RAULAN | Rauland-Borg Corp | 5102-16527 | SJS-Mother/Baby Unit | 13 | IU | Active
SJS6439 | PANCAE | Annual Care E Vac 3 PM | Darren Eaton | DAEAT | EMPLOYEE | Y | 1 | 0.5 | 07/01/2024 | 08/18/2023 | 2 | M | SJS | SJS | Portable Suction | 27-657 | Aspirators, Airway | 452041 | Ohio Medical Corp | 758000 | CDP00541 |  |  | 5102-33020 | SJS-Imaging Central Ops | 12 | IU | Active
SJS6439 | P3YEB1 | 3 Year Battery Replacement and Annual Care E Vac 3 PM | Darren Eaton | DAEAT | EMPLOYEE | Y | 3 | 1.2 | 07/01/2024 |  | 2 | M | SJS | SJS | Portable Suction | 27-657 | Aspirators, Airway | 452041 | Ohio Medical Corp | 758000 | CDP00541 |  |  | 5102-33020 | SJS-Imaging Central Ops | 12 | IU | Active
SJS6443 | P--ORS | --- OR Safety Inspection --- | Darren Eaton | DAEAT | EMPLOYEE | M | 6 | 0.25 | 07/01/2024 |  | 2 | M | SJS | SJS | Endometrial Ablation System | 18-806 | Radiofrequency Therapy Systems, Tissue Ablation, Endometrial | 520083 | Gynesonics | SONATA2-110 | GYNSYS1210 |  |  | 5102-21100 | SJS-Surgery | 33 | IU | Active
SJS6443 | P10123 | -Pm Device Using Mfg Procedure | Darren Eaton | DAEAT | EMPLOYEE | Y | 1 | 0.5 | 01/01/2025 |  | 2 | M | SJS | SJS | Endometrial Ablation System | 18-806 | Radiofrequency Therapy Systems, Tissue Ablation, Endometrial | 520083 | Gynesonics | SONATA2-110 | GYNSYS1210 |  |  | 5102-21100 | SJS-Surgery | 33 | IU | Active
SJS6444 | PSAFIN | Safety Inspection | Darren Eaton | DAEAT | EMPLOYEE | Y | 1 | 0.3 | 01/01/2025 |  | 2 | M | SJS | SJS | Head Positioning System | 16-223 | Positioning Aids | 454262 | Mizuho OSI | 7887-050 | 379 |  |  | 5102-21100 | SJS-Surgery | 23 | IU | Active
SJS6505 | P-VPM | -Vendor PM | Darren Eaton | DAEAT | EMPLOYEE | M | 18 | 1 | 08/01/2024 | 05/22/2023 | 2 | M | SJS | SJS | Breast Biopsy & Excision Systm | 18-180 | Stereotactic Systems, Image-Guided, Biopsy | 106487 | Hologic Inc | Sapphire | 200770 |  |  | 5102-33510 | SJS-Breast Center | 17 | IU | Active
SJS6505 | PSAFIN | Safety Inspection | Darren Eaton | DAEAT | EMPLOYEE | M | 6 | 0.25 | 08/01/2024 | 01/29/2024 | 2 | M | SJS | SJS | Breast Biopsy & Excision Systm | 18-180 | Stereotactic Systems, Image-Guided, Biopsy | 106487 | Hologic Inc | Sapphire | 200770 |  |  | 5102-33510 | SJS-Breast Center | 17 | IU | Active
SJS6506 | P--ORS | --- OR Safety Inspection --- | Gerson Colon | 94805 | EMPLOYEE | M | 6 | 0.25 | 04/01/2024 | 10/10/2023 | 2 | M | SJS | SJS | Electrosurgical Unit | 18-232 | Electrosurgical Units, Monopolar/Bipolar, Argon-Enhanced Coagulation | 108422 | ERBE USA Inc | 10140-100 | 11485540 |  |  | 5102-21221 | SJS-Endoscopy | 33 | IU | Active
SJS6506 | P10123 | -Pm Device Using Mfg Procedure | Gerson Colon | 94805 | EMPLOYEE | Y | 1 | 1 | 04/01/2024 | 05/23/2023 | 2 | M | SJS | SJS | Electrosurgical Unit | 18-232 | Electrosurgical Units, Monopolar/Bipolar, Argon-Enhanced Coagulation | 108422 | ERBE USA Inc | 10140-100 | 11485540 |  |  | 5102-21221 | SJS-Endoscopy | 33 | IU | Active
SJS6507 | P--ORS | --- OR Safety Inspection --- | Gerson Colon | 94805 | EMPLOYEE | M | 6 | 0.25 | 04/01/2024 | 10/10/2023 | 2 | M | SJS | SJS | Electrosurgical Unit | 18-232 | Electrosurgical Units, Monopolar/Bipolar, Argon-Enhanced Coagulation | 108422 | ERBE USA Inc | 10140-100 | 11485219 |  |  | 5102-21221 | SJS-Endoscopy | 33 | IU | Active
SJS6507 | P10123 | -Pm Device Using Mfg Procedure | Gerson Colon | 94805 | EMPLOYEE | Y | 1 | 1 | 04/01/2024 | 05/23/2023 | 2 | M | SJS | SJS | Electrosurgical Unit | 18-232 | Electrosurgical Units, Monopolar/Bipolar, Argon-Enhanced Coagulation | 108422 | ERBE USA Inc | 10140-100 | 11485219 |  |  | 5102-21221 | SJS-Endoscopy | 33 | IU | Active
SJS6509 | PMOPHM | Monitors, Physiologic, Multipurpose | Gil Matos | GIMAT | EMPLOYEE | Y | 1 | 0.5 | 10/01/2024 | 10/20/2023 | 2 | M | SJS | SJS | Bedside Physiologic Monitor | 20-171 | Monitors, Physiologic, Multipurpose, Bedside, Modular | 440964 | GE Healthcare Technologies | B650 | SNS20442009SA |  |  | 5102-13500 | SJS-Neonatal Intensive Care (NICU) | 16 | IU | Active
SJS6510 | P10123 | -Pm Device Using Mfg Procedure | Gil Matos | GIMAT | EMPLOYEE | Y | 2 | 0.8 | 10/01/2024 | 11/29/2022 | 2 | M | SJS | SJS | Patient Data Module w/Display | 20-784 | Physiologic Monitor Modules, Multiparameter | 440964 | GE Healthcare Technologies | Carescape One | SNA20430089SA |  |  | 5102-13500 | SJS-Neonatal Intensive Care (NICU) | 16 | IU | Active
SJS6511 | P10123 | -Pm Device Using Mfg Procedure | Gil Matos | GIMAT | EMPLOYEE | Y | 1 | 0.5 | 10/01/2024 | 10/18/2023 | 2 | M | SJS | SJS | Waterless Milk Warmer | 24-194 | Warming Units, Infant Nutritionals | 103640 | Medela Inc | 87115 | 1200624 |  |  | 5102-13500 | SJS-Neonatal Intensive Care (NICU) | 12 | IU | Active
SJS6512 | P10123 | -Pm Device Using Mfg Procedure | Gil Matos | GIMAT | EMPLOYEE | Y | 1 | 0.5 | 10/01/2024 | 10/20/2023 | 2 | M | SJS | SJS | Blue Light Phototherapy Light | 17-515 | Phototherapy Units, Visible Light, Hyperbilirubinemia | 351254 | Datex-Ohmeda Inc Div GE Health | M1231533 | QAAZ60886 |  |  | 5102-13500 | SJS-Neonatal Intensive Care (NICU) | 18 | IU | Active
SJS6514 | PMOPHM | Monitors, Physiologic, Multipurpose | Gil Matos | GIMAT | EMPLOYEE | Y | 1 | 0.5 | 10/01/2024 | 10/20/2023 | 2 | M | SJS | SJS | Bedside Physiologic Monitor | 20-171 | Monitors, Physiologic, Multipurpose, Bedside, Modular | 440964 | GE Healthcare Technologies | B650 | SNS20442010SA |  |  | 5102-13500 | SJS-Neonatal Intensive Care (NICU) | 16 | IU | Active
SJS6515 | P10123 | -Pm Device Using Mfg Procedure | Gil Matos | GIMAT | EMPLOYEE | Y | 2 | 0.8 | 10/01/2024 | 11/10/2022 | 2 | M | SJS | SJS | Patient Data Module w/Display | 20-784 | Physiologic Monitor Modules, Multiparameter | 440964 | GE Healthcare Technologies | Carescape One | SNA20430063SA |  |  | 5102-13500 | SJS-Neonatal Intensive Care (NICU) | 16 | IU | Active
SJS6516 | P2YEGI | 2 Year Giraffe Incubator | Gil Matos | GIMAT | EMPLOYEE | Y | 2 | 1.5 | 10/01/2024 | 12/20/2022 | 2 | M | SJS | SJS | Giraffe Carestation Infant Sys | 18-857 | Incubator/Radiant Warming Units, Infant, Mobile | 351254 | Datex-Ohmeda Inc Div GE Health | 2082844-001 | TABZ71866 |  |  | 5102-13500 | SJS-Neonatal Intensive Care (NICU) | 20 | IU | Active
SJS6516 | P3YEGI | 3 Year Giraffe Incubator | Gil Matos | GIMAT | EMPLOYEE | Y | 3 | 1.8 | 10/01/2026 | 11/15/2023 | 2 | M | SJS | SJS | Giraffe Carestation Infant Sys | 18-857 | Incubator/Radiant Warming Units, Infant, Mobile | 351254 | Datex-Ohmeda Inc Div GE Health | 2082844-001 | TABZ71866 |  |  | 5102-13500 | SJS-Neonatal Intensive Care (NICU) | 20 | IU | Active
SJS6516 | PGIAN | Giraffe Annual | Gil Matos | GIMAT | EMPLOYEE | Y | 1 | 1 | 10/01/2024 | 11/23/2021 | 2 | M | SJS | SJS | Giraffe Carestation Infant Sys | 18-857 | Incubator/Radiant Warming Units, Infant, Mobile | 351254 | Datex-Ohmeda Inc Div GE Health | 2082844-001 | TABZ71866 |  |  | 5102-13500 | SJS-Neonatal Intensive Care (NICU) | 20 | IU | Active
SJS6517 | P10123 | -Pm Device Using Mfg Procedure | Gil Matos | GIMAT | EMPLOYEE | Y | 1 | 0.5 | 10/01/2024 | 11/22/2023 | 2 | M | SJS | SJS | Blue Light Phototherapy Light | 17-515 | Phototherapy Units, Visible Light, Hyperbilirubinemia | 351254 | Datex-Ohmeda Inc Div GE Health | M1231533 | QAAZ60923 |  |  | 5102-13500 | SJS-Neonatal Intensive Care (NICU) | 18 | IU | Active
SJS6518 | P10123 | -Pm Device Using Mfg Procedure | Gil Matos | GIMAT | EMPLOYEE | Y | 1 | 0.5 | 10/01/2024 | 10/18/2023 | 2 | M | SJS | SJS | Waterless Milk Warmer | 24-194 | Warming Units, Infant Nutritionals | 103640 | Medela Inc | 87115 | 1451292 |  |  | 5102-13500 | SJS-Neonatal Intensive Care (NICU) | 12 | IU | Active
SJS6519 | PMOPHM | Monitors, Physiologic, Multipurpose | Gil Matos | GIMAT | EMPLOYEE | Y | 1 | 0.5 | 10/01/2024 | 10/20/2023 | 2 | M | SJS | SJS | Bedside Physiologic Monitor | 20-171 | Monitors, Physiologic, Multipurpose, Bedside, Modular | 440964 | GE Healthcare Technologies | B650 | SNS20442007SA |  |  | 5102-13500 | SJS-Neonatal Intensive Care (NICU) | 16 | IU | Active
SJS6520 | P10123 | -Pm Device Using Mfg Procedure | Gil Matos | GIMAT | EMPLOYEE | Y | 2 | 0.8 | 10/01/2024 | 11/29/2022 | 2 | M | SJS | SJS | Patient Data Module w/Display | 20-784 | Physiologic Monitor Modules, Multiparameter | 440964 | GE Healthcare Technologies | Carescape One | SNA20430029SA |  |  | 5102-13500 | SJS-Neonatal Intensive Care (NICU) | 16 | IU | Active
SJS6521 | P2YEGI | 2 Year Giraffe Incubator | Gil Matos | GIMAT | EMPLOYEE | Y | 2 | 1.5 | 10/01/2024 | 11/28/2022 | 2 | M | SJS | SJS | Giraffe Carestation Infant Sys | 18-857 | Incubator/Radiant Warming Units, Infant, Mobile | 351254 | Datex-Ohmeda Inc Div GE Health | 2082844-001 | TABZ71776 |  |  | 5102-13500 | SJS-Neonatal Intensive Care (NICU) | 20 | IU | Active
SJS6521 | P3YEGI | 3 Year Giraffe Incubator | Gil Matos | GIMAT | EMPLOYEE | Y | 3 | 1.8 | 10/01/2026 | 11/16/2023 | 2 | M | SJS | SJS | Giraffe Carestation Infant Sys | 18-857 | Incubator/Radiant Warming Units, Infant, Mobile | 351254 | Datex-Ohmeda Inc Div GE Health | 2082844-001 | TABZ71776 |  |  | 5102-13500 | SJS-Neonatal Intensive Care (NICU) | 20 | IU | Active
SJS6521 | PGIAN | Giraffe Annual | Gil Matos | GIMAT | EMPLOYEE | Y | 1 | 1 | 10/01/2024 | 11/23/2021 | 2 | M | SJS | SJS | Giraffe Carestation Infant Sys | 18-857 | Incubator/Radiant Warming Units, Infant, Mobile | 351254 | Datex-Ohmeda Inc Div GE Health | 2082844-001 | TABZ71776 |  |  | 5102-13500 | SJS-Neonatal Intensive Care (NICU) | 20 | IU | Active
SJS6522 | P10123 | -Pm Device Using Mfg Procedure | Gil Matos | GIMAT | EMPLOYEE | Y | 1 | 0.5 | 10/01/2024 | 10/20/2023 | 2 | M | SJS | SJS | Blue Light Phototherapy Light | 17-515 | Phototherapy Units, Visible Light, Hyperbilirubinemia | 351254 | Datex-Ohmeda Inc Div GE Health | M1231533 | QAAZ60911 |  |  | 5102-13500 | SJS-Neonatal Intensive Care (NICU) | 18 | IU | Active
SJS6523 | P10123 | -Pm Device Using Mfg Procedure | Gil Matos | GIMAT | EMPLOYEE | Y | 1 | 0.5 | 10/01/2024 | 10/18/2023 | 2 | M | SJS | SJS | Waterless Milk Warmer | 24-194 | Warming Units, Infant Nutritionals | 103640 | Medela Inc | 87115 | 1451267 |  |  | 5102-13500 | SJS-Neonatal Intensive Care (NICU) | 12 | IU | Active
SJS6525 | P10123 | -Pm Device Using Mfg Procedure | Gil Matos | GIMAT | EMPLOYEE | Y | 1 | 0.5 | 10/01/2024 | 10/20/2023 | 2 | M | SJS | SJS | Blue Light Phototherapy Light | 17-515 | Phototherapy Units, Visible Light, Hyperbilirubinemia | 351254 | Datex-Ohmeda Inc Div GE Health | M1231533 | QAAZ60861 |  |  | 5102-13500 | SJS-Neonatal Intensive Care (NICU) | 18 | IU | Active
SJS6526 | P2YEGI | 2 Year Giraffe Incubator | Gil Matos | GIMAT | EMPLOYEE | Y | 2 | 1.5 | 10/01/2024 | 11/29/2022 | 2 | M | SJS | SJS | Giraffe Carestation Infant Sys | 18-857 | Incubator/Radiant Warming Units, Infant, Mobile | 351254 | Datex-Ohmeda Inc Div GE Health | 2082844-001 | TABZ71804 |  |  | 5102-13500 | SJS-Neonatal Intensive Care (NICU) | 20 | IU | Active
SJS6526 | P3YEGI | 3 Year Giraffe Incubator | Gil Matos | GIMAT | EMPLOYEE | Y | 3 | 1.8 | 10/01/2026 | 11/29/2023 | 2 | M | SJS | SJS | Giraffe Carestation Infant Sys | 18-857 | Incubator/Radiant Warming Units, Infant, Mobile | 351254 | Datex-Ohmeda Inc Div GE Health | 2082844-001 | TABZ71804 |  |  | 5102-13500 | SJS-Neonatal Intensive Care (NICU) | 20 | IU | Active
SJS6526 | PGIAN | Giraffe Annual | Gil Matos | GIMAT | EMPLOYEE | Y | 1 | 1 | 10/01/2024 | 11/12/2021 | 2 | M | SJS | SJS | Giraffe Carestation Infant Sys | 18-857 | Incubator/Radiant Warming Units, Infant, Mobile | 351254 | Datex-Ohmeda Inc Div GE Health | 2082844-001 | TABZ71804 |  |  | 5102-13500 | SJS-Neonatal Intensive Care (NICU) | 20 | IU | Active
SJS6527 | P10123 | -Pm Device Using Mfg Procedure | Gil Matos | GIMAT | EMPLOYEE | Y | 2 | 0.8 | 10/01/2024 | 11/29/2022 | 2 | M | SJS | SJS | Patient Data Module w/Display | 20-784 | Physiologic Monitor Modules, Multiparameter | 440964 | GE Healthcare Technologies | Carescape One | SNA20430030SA |  |  | 5102-13500 | SJS-Neonatal Intensive Care (NICU) | 16 | IU | Active
SJS6528 | PMOPHM | Monitors, Physiologic, Multipurpose | Gil Matos | GIMAT | EMPLOYEE | Y | 1 | 0.5 | 10/01/2024 | 11/08/2023 | 2 | M | SJS | SJS | Bedside Physiologic Monitor | 20-171 | Monitors, Physiologic, Multipurpose, Bedside, Modular | 440964 | GE Healthcare Technologies | B650 | SNS20442004SA |  |  | 5102-13500 | SJS-Neonatal Intensive Care (NICU) | 16 | IU | Active
SJS6529 | P10123 | -Pm Device Using Mfg Procedure | Gil Matos | GIMAT | EMPLOYEE | Y | 1 | 0.5 | 10/01/2024 | 11/27/2023 | 2 | M | SJS | SJS | Waterless Milk Warmer | 24-194 | Warming Units, Infant Nutritionals | 103640 | Medela Inc | 87115 | 1451278 |  |  | 5102-13500 | SJS-Neonatal Intensive Care (NICU) | 12 | IU | Active
SJS6530 | P10123 | -Pm Device Using Mfg Procedure | Gil Matos | GIMAT | EMPLOYEE | Y | 1 | 0.5 | 08/01/2024 | 09/19/2023 | 2 | M | SJS | SJS | Nurse Call Console | 15-614 | Hospital Communication Systems, Nurse Call | 103070 | Rauland-Borg Corp | 351205 | M787920202018121512 |  |  | 5102-13500 | SJS-Neonatal Intensive Care (NICU) | 14 | IU | Active
SJS6531 | PMOPHC | Monitors, Physiologic, Central Station | Gil Matos | GIMAT | EMPLOYEE | Y | 1 | 0.9 | 10/01/2024 | 11/13/2023 | 2 | M | SJS | SJS | Central Station Computer | 20-179 | Monitors, Physiologic, Central Station | 440964 | GE Healthcare Technologies | MAI700 V2 | SKN20440038SA |  |  | 5102-13500 | SJS-Neonatal Intensive Care (NICU) | 16 | IU | Active
SJS6533 | P10123 | -Pm Device Using Mfg Procedure | Gil Matos | GIMAT | EMPLOYEE | Y | 2 | 0.8 | 10/01/2024 | 11/29/2022 | 2 | M | SJS | SJS | Patient Data Module w/Display | 20-784 | Physiologic Monitor Modules, Multiparameter | 440964 | GE Healthcare Technologies | Carescape One | SNA20430074SA |  |  | 5102-13500 | SJS-Neonatal Intensive Care (NICU) | 16 | IU | Active
SJS6534 | PMOPHM | Monitors, Physiologic, Multipurpose | Gil Matos | GIMAT | EMPLOYEE | Y | 1 | 0.5 | 10/01/2024 | 11/02/2023 | 2 | M | SJS | SJS | Bedside Physiologic Monitor | 20-171 | Monitors, Physiologic, Multipurpose, Bedside, Modular | 440964 | GE Healthcare Technologies | B450 | SNT20433001SA |  |  | 5102-13500 | SJS-Neonatal Intensive Care (NICU) | 16 | IU | Active
SJS6535 | P10123 | -Pm Device Using Mfg Procedure | Gil Matos | GIMAT | EMPLOYEE | Y | 1 | 0.5 | 10/01/2024 | 10/18/2023 | 2 | M | SJS | SJS | Waterless Milk Warmer | 24-194 | Warming Units, Infant Nutritionals | 103640 | Medela Inc | 87115 | 1451261 |  |  | 5102-13500 | SJS-Neonatal Intensive Care (NICU) | 12 | IU | Active
SJS6536 | P10123 | -Pm Device Using Mfg Procedure | Gil Matos | GIMAT | EMPLOYEE | Y | 2 | 0.8 | 10/01/2024 | 11/03/2022 | 2 | M | SJS | SJS | Patient Data Module w/Display | 20-784 | Physiologic Monitor Modules, Multiparameter | 440964 | GE Healthcare Technologies | Carescape One | SNA20430037SA |  |  | 5102-13500 | SJS-Neonatal Intensive Care (NICU) | 16 | IU | Active
SJS6537 | PMOPHM | Monitors, Physiologic, Multipurpose | Gil Matos | GIMAT | EMPLOYEE | Y | 1 | 0.5 | 10/01/2024 | 11/01/2023 | 2 | M | SJS | SJS | Bedside Physiologic Monitor | 20-171 | Monitors, Physiologic, Multipurpose, Bedside, Modular | 440964 | GE Healthcare Technologies | B650 | SNS20442008SA |  |  | 5102-13500 | SJS-Neonatal Intensive Care (NICU) | 16 | IU | Active
SJS6539 | P2YEGI | 2 Year Giraffe Incubator | Gil Matos | GIMAT | EMPLOYEE | Y | 2 | 1.5 | 10/01/2024 | 11/07/2022 | 2 | M | SJS | SJS | Giraffe Carestation Infant Sys | 18-857 | Incubator/Radiant Warming Units, Infant, Mobile | 351254 | Datex-Ohmeda Inc Div GE Health | 2082844-001 | TABZ71817 |  |  | 5102-13500 | SJS-Neonatal Intensive Care (NICU) | 20 | IU | Active
SJS6539 | P3YEGI | 3 Year Giraffe Incubator | Gil Matos | GIMAT | EMPLOYEE | Y | 3 | 1.8 | 10/01/2026 | 11/22/2023 | 2 | M | SJS | SJS | Giraffe Carestation Infant Sys | 18-857 | Incubator/Radiant Warming Units, Infant, Mobile | 351254 | Datex-Ohmeda Inc Div GE Health | 2082844-001 | TABZ71817 |  |  | 5102-13500 | SJS-Neonatal Intensive Care (NICU) | 20 | IU | Active
SJS6539 | PGIAN | Giraffe Annual | Gil Matos | GIMAT | EMPLOYEE | Y | 1 | 1 | 10/01/2024 | 11/09/2021 | 2 | M | SJS | SJS | Giraffe Carestation Infant Sys | 18-857 | Incubator/Radiant Warming Units, Infant, Mobile | 351254 | Datex-Ohmeda Inc Div GE Health | 2082844-001 | TABZ71817 |  |  | 5102-13500 | SJS-Neonatal Intensive Care (NICU) | 20 | IU | Active
SJS6541 | P10123 | -Pm Device Using Mfg Procedure | Gil Matos | GIMAT | EMPLOYEE | Y | 2 | 0.8 | 10/01/2024 | 11/29/2022 | 2 | M | SJS | SJS | Patient Data Module w/Display | 20-784 | Physiologic Monitor Modules, Multiparameter | 440964 | GE Healthcare Technologies | Carescape One | SNA20430064SA |  |  | 5102-13500 | SJS-Neonatal Intensive Care (NICU) | 16 | IU | Active
SJS6542 | PMOPHM | Monitors, Physiologic, Multipurpose | Gil Matos | GIMAT | EMPLOYEE | Y | 1 | 0.5 | 10/01/2024 | 11/08/2023 | 2 | M | SJS | SJS | Bedside Physiologic Monitor | 20-171 | Monitors, Physiologic, Multipurpose, Bedside, Modular | 440964 | GE Healthcare Technologies | B650 | SNS20442003SA |  |  | 5102-13500 | SJS-Neonatal Intensive Care (NICU) | 16 | IU | Active
SJS6543 | P10123 | -Pm Device Using Mfg Procedure | Gil Matos | GIMAT | EMPLOYEE | Y | 1 | 0.5 | 10/01/2024 | 10/20/2023 | 2 | M | SJS | SJS | Blue Light Phototherapy Light | 17-515 | Phototherapy Units, Visible Light, Hyperbilirubinemia | 351254 | Datex-Ohmeda Inc Div GE Health | M1231533 | QAAZ60921 |  |  | 5102-13500 | SJS-Neonatal Intensive Care (NICU) | 18 | IU | Active
SJS6544 | P2YEGI | 2 Year Giraffe Incubator | Gil Matos | GIMAT | EMPLOYEE | Y | 2 | 1.5 | 10/01/2024 | 11/22/2022 | 2 | M | SJS | SJS | Giraffe Carestation Infant Sys | 18-857 | Incubator/Radiant Warming Units, Infant, Mobile | 351254 | Datex-Ohmeda Inc Div GE Health | 2082844-001 | TABZ71827 |  |  | 5102-13500 | SJS-Neonatal Intensive Care (NICU) | 20 | IU | Active
SJS6544 | P3YEGI | 3 Year Giraffe Incubator | Gil Matos | GIMAT | EMPLOYEE | Y | 3 | 1.8 | 10/01/2026 | 11/16/2023 | 2 | M | SJS | SJS | Giraffe Carestation Infant Sys | 18-857 | Incubator/Radiant Warming Units, Infant, Mobile | 351254 | Datex-Ohmeda Inc Div GE Health | 2082844-001 | TABZ71827 |  |  | 5102-13500 | SJS-Neonatal Intensive Care (NICU) | 20 | IU | Active
SJS6544 | PGIAN | Giraffe Annual | Gil Matos | GIMAT | EMPLOYEE | Y | 1 | 1 | 10/01/2024 | 11/23/2021 | 2 | M | SJS | SJS | Giraffe Carestation Infant Sys | 18-857 | Incubator/Radiant Warming Units, Infant, Mobile | 351254 | Datex-Ohmeda Inc Div GE Health | 2082844-001 | TABZ71827 |  |  | 5102-13500 | SJS-Neonatal Intensive Care (NICU) | 20 | IU | Active
SJS6545 | P2YEGI | 2 Year Giraffe Incubator | Gil Matos | GIMAT | EMPLOYEE | Y | 2 | 1.5 | 10/01/2024 | 11/29/2022 | 2 | M | SJS | SJS | Giraffe Carestation Infant Sys | 18-857 | Incubator/Radiant Warming Units, Infant, Mobile | 351254 | Datex-Ohmeda Inc Div GE Health | 2082844-001 | TABZ71803 |  |  | 5102-13500 | SJS-Neonatal Intensive Care (NICU) | 20 | IU | Active
SJS6545 | P3YEGI | 3 Year Giraffe Incubator | Gil Matos | GIMAT | EMPLOYEE | Y | 3 | 1.8 | 10/01/2026 | 11/14/2023 | 2 | M | SJS | SJS | Giraffe Carestation Infant Sys | 18-857 | Incubator/Radiant Warming Units, Infant, Mobile | 351254 | Datex-Ohmeda Inc Div GE Health | 2082844-001 | TABZ71803 |  |  | 5102-13500 | SJS-Neonatal Intensive Care (NICU) | 20 | IU | Active
SJS6545 | PGIAN | Giraffe Annual | Gil Matos | GIMAT | EMPLOYEE | Y | 1 | 1 | 10/01/2024 | 11/18/2021 | 2 | M | SJS | SJS | Giraffe Carestation Infant Sys | 18-857 | Incubator/Radiant Warming Units, Infant, Mobile | 351254 | Datex-Ohmeda Inc Div GE Health | 2082844-001 | TABZ71803 |  |  | 5102-13500 | SJS-Neonatal Intensive Care (NICU) | 20 | IU | Active
SJS6547 | PMOPHM | Monitors, Physiologic, Multipurpose | Gil Matos | GIMAT | EMPLOYEE | Y | 1 | 0.5 | 10/01/2024 | 11/01/2023 | 2 | M | SJS | SJS | Bedside Physiologic Monitor | 20-171 | Monitors, Physiologic, Multipurpose, Bedside, Modular | 440964 | GE Healthcare Technologies | B650 | SNS20442005SA |  |  | 5102-13500 | SJS-Neonatal Intensive Care (NICU) | 16 | IU | Active
SJS6548 | P10123 | -Pm Device Using Mfg Procedure | Gil Matos | GIMAT | EMPLOYEE | Y | 2 | 0.8 | 10/01/2024 | 11/30/2022 | 2 | M | SJS | SJS | Patient Data Module w/Display | 20-784 | Physiologic Monitor Modules, Multiparameter | 440964 | GE Healthcare Technologies | Carescape One | SNA20430027SA |  |  | 5102-13500 | SJS-Neonatal Intensive Care (NICU) | 16 | IU | Active
SJS6549 | P10123 | -Pm Device Using Mfg Procedure | Gil Matos | GIMAT | EMPLOYEE | Y | 1 | 0.5 | 10/01/2024 | 10/23/2023 | 2 | M | SJS | SJS | Waterless Milk Warmer | 24-194 | Warming Units, Infant Nutritionals | 103640 | Medela Inc | 87115 | 1451265 |  |  | 5102-13500 | SJS-Neonatal Intensive Care (NICU) | 12 | IU | Active
SJS6550 | P10123 | -Pm Device Using Mfg Procedure | Gil Matos | GIMAT | EMPLOYEE | Y | 1 | 0.5 | 10/01/2024 | 11/01/2023 | 2 | M | SJS | SJS | Waterless Milk Warmer | 24-194 | Warming Units, Infant Nutritionals | 103640 | Medela Inc | 87115 | 1451283 |  |  | 5102-13500 | SJS-Neonatal Intensive Care (NICU) | 12 | IU | Active
SJS6551 | P10123 | -Pm Device Using Mfg Procedure | Gil Matos | GIMAT | EMPLOYEE | Y | 1 | 0.5 | 10/01/2024 | 11/16/2023 | 2 | M | SJS | SJS | Blue Light Phototherapy Light | 17-515 | Phototherapy Units, Visible Light, Hyperbilirubinemia | 351254 | Datex-Ohmeda Inc Div GE Health | M1231533 | QAAZ60892 |  |  | 5102-13500 | SJS-Neonatal Intensive Care (NICU) | 18 | IU | Active
SJS6552 | P10123 | -Pm Device Using Mfg Procedure | Gil Matos | GIMAT | EMPLOYEE | Y | 1 | 0.5 | 10/01/2024 | 10/23/2023 | 2 | M | SJS | SJS | Blue Light Phototherapy Light | 17-515 | Phototherapy Units, Visible Light, Hyperbilirubinemia | 351254 | Datex-Ohmeda Inc Div GE Health | M1231533 | QAAZ60863 |  |  | 5102-13500 | SJS-Neonatal Intensive Care (NICU) | 18 | IU | Active
SJS6553 | P10123 | -Pm Device Using Mfg Procedure | Gil Matos | GIMAT | EMPLOYEE | Y | 1 | 0.5 | 10/01/2024 | 11/22/2023 | 2 | M | SJS | SJS | Blue Light Phototherapy Light | 17-515 | Phototherapy Units, Visible Light, Hyperbilirubinemia | 351254 | Datex-Ohmeda Inc Div GE Health | M1231533 | QAAZ60894 |  |  | 5102-13500 | SJS-Neonatal Intensive Care (NICU) | 18 | IU | Active
SJS6554 | P10123 | -Pm Device Using Mfg Procedure | Gil Matos | GIMAT | EMPLOYEE | Y | 1 | 0.5 | 10/01/2024 | 11/13/2023 | 2 | M | SJS | SJS | Blue Light Phototherapy Light | 17-515 | Phototherapy Units, Visible Light, Hyperbilirubinemia | 351254 | Datex-Ohmeda Inc Div GE Health | M1231533 | QAAZ60893 |  |  | 5102-13500 | SJS-Neonatal Intensive Care (NICU) | 18 | IU | Active
SJS6555 | P2YEGI | 2 Year Giraffe Incubator | Gil Matos | GIMAT | EMPLOYEE | Y | 2 | 1.5 | 10/01/2024 | 11/21/2022 | 2 | M | SJS | SJS | Giraffe Carestation Infant Sys | 18-857 | Incubator/Radiant Warming Units, Infant, Mobile | 351254 | Datex-Ohmeda Inc Div GE Health | 2082844-001 | TABZ71846 |  |  | 5102-13500 | SJS-Neonatal Intensive Care (NICU) | 20 | IU | Active
SJS6555 | P3YEGI | 3 Year Giraffe Incubator | Gil Matos | GIMAT | EMPLOYEE | Y | 3 | 1.8 | 10/01/2026 | 11/13/2023 | 2 | M | SJS | SJS | Giraffe Carestation Infant Sys | 18-857 | Incubator/Radiant Warming Units, Infant, Mobile | 351254 | Datex-Ohmeda Inc Div GE Health | 2082844-001 | TABZ71846 |  |  | 5102-13500 | SJS-Neonatal Intensive Care (NICU) | 20 | IU | Active
SJS6555 | PGIAN | Giraffe Annual | Gil Matos | GIMAT | EMPLOYEE | Y | 1 | 1 | 10/01/2024 | 11/05/2021 | 2 | M | SJS | SJS | Giraffe Carestation Infant Sys | 18-857 | Incubator/Radiant Warming Units, Infant, Mobile | 351254 | Datex-Ohmeda Inc Div GE Health | 2082844-001 | TABZ71846 |  |  | 5102-13500 | SJS-Neonatal Intensive Care (NICU) | 20 | IU | Active
SJS6557 | P10123 | -Pm Device Using Mfg Procedure | Gil Matos | GIMAT | EMPLOYEE | Y | 2 | 0.8 | 10/01/2024 | 11/29/2022 | 2 | M | SJS | SJS | Patient Data Module w/Display | 20-784 | Physiologic Monitor Modules, Multiparameter | 440964 | GE Healthcare Technologies | Carescape One | SNA20430075SA |  |  | 5102-13500 | SJS-Neonatal Intensive Care (NICU) | 16 | IU | Active
SJS6558 | PMOPHM | Monitors, Physiologic, Multipurpose | Gil Matos | GIMAT | EMPLOYEE | Y | 1 | 0.5 | 10/01/2024 | 11/08/2023 | 2 | M | SJS | SJS | Bedside Physiologic Monitor | 20-171 | Monitors, Physiologic, Multipurpose, Bedside, Modular | 440964 | GE Healthcare Technologies | B650 | SNS20442002SA |  |  | 5102-13500 | SJS-Neonatal Intensive Care (NICU) | 16 | IU | Active
SJS6560 | P10123 | -Pm Device Using Mfg Procedure | Gil Matos | GIMAT | EMPLOYEE | Y | 2 | 0.8 | 10/01/2024 | 11/22/2022 | 2 | M | SJS | SJS | Patient Data Module w/Display | 20-784 | Physiologic Monitor Modules, Multiparameter | 440964 | GE Healthcare Technologies | Carescape One | SNA20430035SA |  |  | 5102-13500 | SJS-Neonatal Intensive Care (NICU) | 16 | IU | Active
SJS6561 | PMOPHM | Monitors, Physiologic, Multipurpose | Gil Matos | GIMAT | EMPLOYEE | Y | 1 | 0.5 | 10/01/2024 | 11/08/2023 | 2 | M | SJS | SJS | Bedside Physiologic Monitor | 20-171 | Monitors, Physiologic, Multipurpose, Bedside, Modular | 440964 | GE Healthcare Technologies | B650 | SNS20432094SA |  |  | 5102-13500 | SJS-Neonatal Intensive Care (NICU) | 16 | IU | Active
SJS6563 | P10123 | -Pm Device Using Mfg Procedure | Gil Matos | GIMAT | EMPLOYEE | Y | 2 | 0.8 | 10/01/2024 | 11/02/2022 | 2 | M | SJS | SJS | Patient Data Module w/Display | 20-784 | Physiologic Monitor Modules, Multiparameter | 440964 | GE Healthcare Technologies | Carescape One | SNA20430059SA |  |  | 5102-13500 | SJS-Neonatal Intensive Care (NICU) | 16 | IU | Active
SJS6564 | PMOPHM | Monitors, Physiologic, Multipurpose | Gil Matos | GIMAT | EMPLOYEE | Y | 1 | 0.5 | 10/01/2024 | 11/28/2023 | 2 | M | SJS | SJS | Bedside Physiologic Monitor | 20-171 | Monitors, Physiologic, Multipurpose, Bedside, Modular | 440964 | GE Healthcare Technologies | B650 | SNS20442011SA |  |  | 5102-13500 | SJS-Neonatal Intensive Care (NICU) | 16 | IU | Active
SJS6565 | P10123 | -Pm Device Using Mfg Procedure | Gil Matos | GIMAT | EMPLOYEE | Y | 1 | 0.5 | 10/01/2024 | 10/20/2023 | 2 | M | SJS | SJS | Blue Light Phototherapy Light | 17-515 | Phototherapy Units, Visible Light, Hyperbilirubinemia | 351254 | Datex-Ohmeda Inc Div GE Health | M1231533 | QAAZ60884 |  |  | 5102-13500 | SJS-Neonatal Intensive Care (NICU) | 18 | IU | Active
SJS6566 | P2YEGI | 2 Year Giraffe Incubator | Gil Matos | GIMAT | EMPLOYEE | Y | 2 | 1.5 | 10/01/2024 | 11/29/2022 | 2 | M | SJS | SJS | Giraffe Carestation Infant Sys | 18-857 | Incubator/Radiant Warming Units, Infant, Mobile | 351254 | Datex-Ohmeda Inc Div GE Health | 2082844-001 | TABZ71865 |  |  | 5102-13500 | SJS-Neonatal Intensive Care (NICU) | 20 | IU | Active
SJS6566 | P3YEGI | 3 Year Giraffe Incubator | Gil Matos | GIMAT | EMPLOYEE | Y | 3 | 1.8 | 10/01/2026 | 11/27/2023 | 2 | M | SJS | SJS | Giraffe Carestation Infant Sys | 18-857 | Incubator/Radiant Warming Units, Infant, Mobile | 351254 | Datex-Ohmeda Inc Div GE Health | 2082844-001 | TABZ71865 |  |  | 5102-13500 | SJS-Neonatal Intensive Care (NICU) | 20 | IU | Active
SJS6566 | PGIAN | Giraffe Annual | Gil Matos | GIMAT | EMPLOYEE | Y | 1 | 1 | 10/01/2024 | 11/16/2021 | 2 | M | SJS | SJS | Giraffe Carestation Infant Sys | 18-857 | Incubator/Radiant Warming Units, Infant, Mobile | 351254 | Datex-Ohmeda Inc Div GE Health | 2082844-001 | TABZ71865 |  |  | 5102-13500 | SJS-Neonatal Intensive Care (NICU) | 20 | IU | Active
SJS6567 | P10123 | -Pm Device Using Mfg Procedure | Gil Matos | GIMAT | EMPLOYEE | Y | 1 | 0.5 | 10/01/2024 | 11/27/2023 | 2 | M | SJS | SJS | Waterless Milk Warmer | 24-194 | Warming Units, Infant Nutritionals | 103640 | Medela Inc | 87115 | 1451287 |  |  | 5102-13500 | SJS-Neonatal Intensive Care (NICU) | 12 | IU | Active
SJS6568 | P10123 | -Pm Device Using Mfg Procedure | Gil Matos | GIMAT | EMPLOYEE | Y | 2 | 0.8 | 10/01/2024 | 11/28/2022 | 2 | M | SJS | SJS | Patient Data Module w/Display | 20-784 | Physiologic Monitor Modules, Multiparameter | 440964 | GE Healthcare Technologies | Carescape One | SNA20430071SA |  |  | 5102-13500 | SJS-Neonatal Intensive Care (NICU) | 16 | IU | Active
SJS6569 | PMOPHM | Monitors, Physiologic, Multipurpose | Gil Matos | GIMAT | EMPLOYEE | Y | 1 | 0.5 | 10/01/2024 | 11/02/2023 | 2 | M | SJS | SJS | Bedside Physiologic Monitor | 20-171 | Monitors, Physiologic, Multipurpose, Bedside, Modular | 440964 | GE Healthcare Technologies | B650 | SNS20442001SA |  |  | 5102-13500 | SJS-Neonatal Intensive Care (NICU) | 16 | IU | Active
SJS6570 | P10123 | -Pm Device Using Mfg Procedure | Gil Matos | GIMAT | EMPLOYEE | Y | 1 | 0.5 | 10/01/2024 | 11/01/2023 | 2 | M | SJS | SJS | Waterless Milk Warmer | 24-194 | Warming Units, Infant Nutritionals | 103640 | Medela Inc | 87115 | 1451279 |  |  | 5102-13500 | SJS-Neonatal Intensive Care (NICU) | 12 | IU | Active
SJS6571 | P10123 | -Pm Device Using Mfg Procedure | Gil Matos | GIMAT | EMPLOYEE | Y | 1 | 0.5 | 10/01/2024 | 11/16/2023 | 2 | M | SJS | SJS | Blue Light Phototherapy Light | 17-515 | Phototherapy Units, Visible Light, Hyperbilirubinemia | 351254 | Datex-Ohmeda Inc Div GE Health | M1231533 | QAAZ60932 |  |  | 5102-13500 | SJS-Neonatal Intensive Care (NICU) | 18 | IU | Active
SJS6572 | P2YEGI | 2 Year Giraffe Incubator | Gil Matos | GIMAT | EMPLOYEE | Y | 2 | 1.5 | 10/01/2024 | 11/09/2022 | 2 | M | SJS | SJS | Giraffe Carestation Infant Sys | 18-857 | Incubator/Radiant Warming Units, Infant, Mobile | 351254 | Datex-Ohmeda Inc Div GE Health | 2082844-001 | TABZ71801 |  |  | 5102-13500 | SJS-Neonatal Intensive Care (NICU) | 20 | IU | Active
SJS6572 | P3YEGI | 3 Year Giraffe Incubator | Gil Matos | GIMAT | EMPLOYEE | Y | 3 | 1.8 | 10/01/2026 | 11/16/2023 | 2 | M | SJS | SJS | Giraffe Carestation Infant Sys | 18-857 | Incubator/Radiant Warming Units, Infant, Mobile | 351254 | Datex-Ohmeda Inc Div GE Health | 2082844-001 | TABZ71801 |  |  | 5102-13500 | SJS-Neonatal Intensive Care (NICU) | 20 | IU | Active
SJS6572 | PGIAN | Giraffe Annual | Gil Matos | GIMAT | EMPLOYEE | Y | 1 | 1 | 10/01/2024 | 11/11/2021 | 2 | M | SJS | SJS | Giraffe Carestation Infant Sys | 18-857 | Incubator/Radiant Warming Units, Infant, Mobile | 351254 | Datex-Ohmeda Inc Div GE Health | 2082844-001 | TABZ71801 |  |  | 5102-13500 | SJS-Neonatal Intensive Care (NICU) | 20 | IU | Active
SJS6573 | P10123 | -Pm Device Using Mfg Procedure | Gil Matos | GIMAT | EMPLOYEE | M | 6 | 1 | 04/01/2024 | 10/23/2023 | 2 | M | SJS | SJS | Warmer Single Blanket/Solution | 10-414 | Warmers, Blanket | 331403 | MAC Medical Inc | SWC182464-G-4B | 0808320-D01 |  |  | 5102-13500 | SJS-Neonatal Intensive Care (NICU) | 13 | IU | Active
SJS6574 | P10123 | -Pm Device Using Mfg Procedure | Gil Matos | GIMAT | EMPLOYEE | Y | 1 | 0.5 | 10/01/2024 | 11/13/2023 | 2 | M | SJS | SJS | Waterless Milk Warmer | 24-194 | Warming Units, Infant Nutritionals | 103640 | Medela Inc | 87115 | 1451282 |  |  | 5102-13500 | SJS-Neonatal Intensive Care (NICU) | 12 | IU | Active
SJS6575 | P2YEGI | 2 Year Giraffe Incubator | Gil Matos | GIMAT | EMPLOYEE | Y | 2 | 1.5 | 10/01/2024 | 11/10/2022 | 2 | M | SJS | SJS | Giraffe Carestation Infant Sys | 18-857 | Incubator/Radiant Warming Units, Infant, Mobile | 351254 | Datex-Ohmeda Inc Div GE Health | 2082844-001 | TABZ71770 |  |  | 5102-13500 | SJS-Neonatal Intensive Care (NICU) | 20 | IU | Active
SJS6575 | P3YEGI | 3 Year Giraffe Incubator | Gil Matos | GIMAT | EMPLOYEE | Y | 3 | 1.8 | 10/01/2026 | 11/16/2023 | 2 | M | SJS | SJS | Giraffe Carestation Infant Sys | 18-857 | Incubator/Radiant Warming Units, Infant, Mobile | 351254 | Datex-Ohmeda Inc Div GE Health | 2082844-001 | TABZ71770 |  |  | 5102-13500 | SJS-Neonatal Intensive Care (NICU) | 20 | IU | Active
SJS6575 | PGIAN | Giraffe Annual | Gil Matos | GIMAT | EMPLOYEE | Y | 1 | 1 | 10/01/2024 | 11/24/2021 | 2 | M | SJS | SJS | Giraffe Carestation Infant Sys | 18-857 | Incubator/Radiant Warming Units, Infant, Mobile | 351254 | Datex-Ohmeda Inc Div GE Health | 2082844-001 | TABZ71770 |  |  | 5102-13500 | SJS-Neonatal Intensive Care (NICU) | 20 | IU | Active
SJS6576 | P10123 | -Pm Device Using Mfg Procedure | Gil Matos | GIMAT | EMPLOYEE | Y | 1 | 0.5 | 10/01/2024 | 11/22/2023 | 2 | M | SJS | SJS | Blue Light Phototherapy Light | 17-515 | Phototherapy Units, Visible Light, Hyperbilirubinemia | 351254 | Datex-Ohmeda Inc Div GE Health | M1231533 | QAAZ60862 |  |  | 5102-13500 | SJS-Neonatal Intensive Care (NICU) | 18 | IU | Active
SJS6578 | P2YEGI | 2 Year Giraffe Incubator | Gil Matos | GIMAT | EMPLOYEE | Y | 2 | 1.5 | 10/01/2024 | 11/29/2022 | 2 | M | SJS | SJS | Giraffe Carestation Infant Sys | 18-857 | Incubator/Radiant Warming Units, Infant, Mobile | 351254 | Datex-Ohmeda Inc Div GE Health | 2082844-001 | TABZ71769 |  |  | 5102-13500 | SJS-Neonatal Intensive Care (NICU) | 20 | IU | Active
SJS6578 | P3YEGI | 3 Year Giraffe Incubator | Gil Matos | GIMAT | EMPLOYEE | Y | 3 | 1.8 | 10/01/2026 | 11/30/2023 | 2 | M | SJS | SJS | Giraffe Carestation Infant Sys | 18-857 | Incubator/Radiant Warming Units, Infant, Mobile | 351254 | Datex-Ohmeda Inc Div GE Health | 2082844-001 | TABZ71769 |  |  | 5102-13500 | SJS-Neonatal Intensive Care (NICU) | 20 | IU | Active
SJS6578 | PGIAN | Giraffe Annual | Gil Matos | GIMAT | EMPLOYEE | Y | 1 | 1 | 10/01/2024 | 11/24/2021 | 2 | M | SJS | SJS | Giraffe Carestation Infant Sys | 18-857 | Incubator/Radiant Warming Units, Infant, Mobile | 351254 | Datex-Ohmeda Inc Div GE Health | 2082844-001 | TABZ71769 |  |  | 5102-13500 | SJS-Neonatal Intensive Care (NICU) | 20 | IU | Active
SJS6579 | P10123 | -Pm Device Using Mfg Procedure | Gil Matos | GIMAT | EMPLOYEE | Y | 1 | 1 | 10/01/2024 | 11/08/2023 | 2 | M | SJS | SJS | EKG Mulitchannel Interp | 16-231 | Electrocardiographs, Multichannel, Interpretive | 440964 | GE Healthcare Technologies | MAC 5500HD | SKJ20060048PA |  |  | 5102-13500 | SJS-Neonatal Intensive Care (NICU) | 16 | IU | Active
SJS6585 | PMOPHC | Monitors, Physiologic, Central Station | Gerson Colon | 94805 | EMPLOYEE | Y | 1 | 0.8 | 05/01/2024 | 05/02/2023 | 2 | M | SJS | SJS | Central Station Computer | 20-179 | Monitors, Physiologic, Central Station | 440964 | GE Healthcare Technologies | MAI700 V2 | SKN20060040SA |  |  | 5102-12225 | SJS-Med/Surg Unit I 4West | 15 | IU | Active
SJS6586 | PMOPHC | Monitors, Physiologic, Central Station | Gerson Colon | 94805 | EMPLOYEE | Y | 1 | 0.7 | 05/01/2024 | 05/02/2023 | 2 | M | SJS | SJS | Central Station Computer | 20-179 | Monitors, Physiologic, Central Station | 440964 | GE Healthcare Technologies | MAI700 V2 | SKN20060026SA |  |  | 5102-12225 | SJS-Med/Surg Unit I 4West | 15 | IU | Active
SJS6587 | P81CAA | 8100 CareFusion Alaris Pump | Darren Eaton | DAEAT | EMPLOYEE | Y | 1 | 0.5 | 08/01/2024 | 11/16/2023 | 6 | M | SJS | SJS | Large Volume Pump Module | 13-215 | Infusion Pumps, Multitherapy | 378348 | BD | 8100 | 15891512 |  |  | 5102-13100 | SJS-Intensive Care Unit I | 20 | IU | Active
SJS6588 | P81CAA | 8100 CareFusion Alaris Pump | Darren Eaton | DAEAT | EMPLOYEE | Y | 1 | 0.5 | 08/01/2024 | 08/15/2023 | 6 | M | SJS | SJS | Large Volume Pump Module | 13-215 | Infusion Pumps, Multitherapy | 378348 | BD | 8100 | 15891541 |  |  | 5102-13100 | SJS-Intensive Care Unit I | 20 | IU | Active
SJS6589 | P81CAA | 8100 CareFusion Alaris Pump | Gerson Colon | 94805 | EMPLOYEE | Y | 1 | 0.5 | 08/01/2024 | 10/23/2023 | 6 | M | SJS | SJS | Large Volume Pump Module | 13-215 | Infusion Pumps, Multitherapy | 378348 | BD | 8100 BD | 15891591 |  |  | 5102-23100 | SJS-Emergency Service | 20 | IU | Active
SJS6590 | P81CAA | 8100 CareFusion Alaris Pump | Gerson Colon | 94805 | EMPLOYEE | Y | 1 | 0.5 | 08/01/2024 | 11/29/2023 | 6 | M | SJS | SJS | Large Volume Pump Module | 13-215 | Infusion Pumps, Multitherapy | 378348 | BD | 8100 | 15888662 |  |  | 5102-21355 | SJS-Preop Surgical | 20 | IU | Active
SJS6591 | P81CAA | 8100 CareFusion Alaris Pump | Gerson Colon | 94805 | EMPLOYEE | Y | 1 | 0.5 | 08/01/2024 | 10/27/2023 | 6 | M | SJS | SJS | Large Volume Pump Module | 13-215 | Infusion Pumps, Multitherapy | 378348 | BD | 8100 BD | 15891549 |  |  | 5102-21355 | SJS-Preop Surgical | 20 | IU | Active
SJS6592 | P81CAA | 8100 CareFusion Alaris Pump | Gerson Colon | 94805 | EMPLOYEE | Y | 1 | 0.5 | 08/01/2024 | 12/14/2023 | 6 | M | SJS | SJS | Large Volume Pump Module | 13-215 | Infusion Pumps, Multitherapy | 378348 | BD | 8100 BD | 15888075 |  |  | 5102-23100 | SJS-Emergency Service | 20 | IU | Active
SJS6593 | P81CAA | 8100 CareFusion Alaris Pump | Gerson Colon | 94805 | EMPLOYEE | Y | 1 | 0.5 | 08/01/2024 | 11/13/2023 | 6 | M | SJS | SJS | Large Volume Pump Module | 13-215 | Infusion Pumps, Multitherapy | 378348 | BD | 8100 BD | 15891643 |  |  | 5102-23100 | SJS-Emergency Service | 20 | IU | Active
SJS6594 | P81CAA | 8100 CareFusion Alaris Pump | Darren Eaton | DAEAT | EMPLOYEE | Y | 1 | 0.5 | 08/01/2024 | 01/22/2024 | 6 | M | SJS | SJS | Large Volume Pump Module | 13-215 | Infusion Pumps, Multitherapy | 378348 | BD | 8100 | 15891990 |  |  | 5102-13100 | SJS-Intensive Care Unit I | 20 | IU | Active
SJS6595 | P81CAA | 8100 CareFusion Alaris Pump | Twanna Hardy | TWLUK | EMPLOYEE | Y | 1 | 0.5 | 08/01/2024 | 01/02/2024 | 6 | M | SJS | SJS | Large Volume Pump Module | 13-215 | Infusion Pumps, Multitherapy | 378348 | BD | 8100 | 15885052 |  |  | 5102-10000 | SJS-Nursing Administration | 20 | IU | Active
SJS6596 | P81CAA | 8100 CareFusion Alaris Pump | Darren Eaton | DAEAT | EMPLOYEE | Y | 1 | 0.5 | 08/01/2024 | 08/15/2023 | 6 | M | SJS | SJS | Large Volume Pump Module | 13-215 | Infusion Pumps, Multitherapy | 378348 | BD | 8100 BD | 15891606 |  |  | 5102-20100 | SJS-Anesthesiology | 33 | IU | Active
SJS6598 | P81CAA | 8100 CareFusion Alaris Pump | Gerson Colon | 94805 | EMPLOYEE | Y | 1 | 0.5 | 08/01/2024 | 11/22/2023 | 6 | M | SJS | SJS | Large Volume Pump Module | 13-215 | Infusion Pumps, Multitherapy | 378348 | BD | 8100 BD | 15837979 |  |  | 5102-23100 | SJS-Emergency Service | 20 | IU | Active
SJS6599 | P81CAA | 8100 CareFusion Alaris Pump | Twanna Hardy | TWLUK | EMPLOYEE | Y | 1 | 0.5 | 08/01/2024 | 08/31/2023 | 6 | M | SJS | SJS | Large Volume Pump Module | 13-215 | Infusion Pumps, Multitherapy | 378348 | BD | 8100 | 15891695 |  |  | 5102-22100 | SJS-Labor & Delivery | 20 | IU | Active
SJS6600 | P81CAA | 8100 CareFusion Alaris Pump | Gerson Colon | 94805 | EMPLOYEE | Y | 1 | 0.5 | 08/01/2024 | 10/27/2023 | 6 | M | SJS | SJS | Large Volume Pump Module | 13-215 | Infusion Pumps, Multitherapy | 378348 | BD | 8100 BD | 15891582 |  |  | 5102-23100 | SJS-Emergency Service | 20 | IU | Active
SJS6601 | P81CAA | 8100 CareFusion Alaris Pump | Twanna Hardy | TWLUK | EMPLOYEE | Y | 1 | 0.5 | 08/01/2024 | 11/14/2023 | 6 | M | SJS | SJS | Large Volume Pump Module | 13-215 | Infusion Pumps, Multitherapy | 378348 | BD | 8100 | 15779579 |  |  | 5102-16527 | SJS-Mother/Baby Unit | 20 | IU | Active
SJS6602 | P81CAA | 8100 CareFusion Alaris Pump | Gerson Colon | 94805 | EMPLOYEE | Y | 1 | 0.5 | 08/01/2024 | 12/14/2023 | 6 | M | SJS | SJS | Large Volume Pump Module | 13-215 | Infusion Pumps, Multitherapy | 378348 | BD | 8100 BD | 15891648 |  |  | 5102-23100 | SJS-Emergency Service | 20 | IU | Active
SJS6603 | P81CAA | 8100 CareFusion Alaris Pump | Gerson Colon | 94805 | EMPLOYEE | Y | 1 | 0.5 | 08/01/2024 | 10/10/2023 | 6 | M | SJS | SJS | Large Volume Pump Module | 13-215 | Infusion Pumps, Multitherapy | 378348 | BD | 8100 BD | 15890289 |  |  | 5102-23100 | SJS-Emergency Service | 20 | IU | Active
SJS6604 | P81CAA | 8100 CareFusion Alaris Pump | Darren Eaton | DAEAT | EMPLOYEE | Y | 1 | 0.5 | 08/01/2024 | 12/08/2023 | 6 | M | SJS | SJS | Large Volume Pump Module | 13-215 | Infusion Pumps, Multitherapy | 378348 | BD | 8100 BD | 15891508 | LVP | Alaris 2 | 5102-12250 | SJS-Med/Surg/Tele Unit 4South | 20 | IU | Active
SJS6605 | P81CAA | 8100 CareFusion Alaris Pump | Darren Eaton | DAEAT | EMPLOYEE | Y | 1 | 0.5 | 08/01/2024 | 11/16/2023 | 6 | M | SJS | SJS | Large Volume Pump Module | 13-215 | Infusion Pumps, Multitherapy | 378348 | BD | 8100 | 15890300 |  |  | 5102-13100 | SJS-Intensive Care Unit I | 20 | IU | Active
SJS6606 | P81CAA | 8100 CareFusion Alaris Pump | Darren Eaton | DAEAT | EMPLOYEE | Y | 1 | 0.5 | 08/01/2024 | 12/12/2023 | 6 | M | SJS | SJS | Large Volume Pump Module | 13-215 | Infusion Pumps, Multitherapy | 378348 | BD | 8100 | 15890298 |  |  | 5102-13100 | SJS-Intensive Care Unit I | 20 | IU | Active
SJS6607 | P81CAA | 8100 CareFusion Alaris Pump | Gil Matos | GIMAT | EMPLOYEE | Y | 1 | 0.5 | 08/01/2024 | 12/15/2023 | 6 | M | SJS | SJS | Large Volume Pump Module | 13-215 | Infusion Pumps, Multitherapy | 378348 | BD | 8100 BD | 15891520 |  |  | 5102-12210 | SJS-Med/Surg Unit II 4East | 20 | IU | Active
SJS6608 | P81CAA | 8100 CareFusion Alaris Pump | Gerson Colon | 94805 | EMPLOYEE | Y | 1 | 0.5 | 08/01/2024 | 12/16/2023 | 6 | M | SJS | SJS | Large Volume Pump Module | 13-215 | Infusion Pumps, Multitherapy | 378348 | BD | 8100 BD | 15891260 |  |  | 5102-23100 | SJS-Emergency Service | 20 | IU | Active
SJS6609 | P81CAA | 8100 CareFusion Alaris Pump | Darren Eaton | DAEAT | EMPLOYEE | Y | 1 | 0.5 | 08/01/2024 | 12/12/2023 | 6 | M | SJS | SJS | Large Volume Pump Module | 13-215 | Infusion Pumps, Multitherapy | 378348 | BD | 8100 | 15891702 |  |  | 5102-13100 | SJS-Intensive Care Unit I | 20 | IU | Active
SJS6610 | P81CAA | 8100 CareFusion Alaris Pump | Gerson Colon | 94805 | EMPLOYEE | Y | 1 | 0.5 | 08/01/2024 | 10/30/2023 | 6 | M | SJS | SJS | Large Volume Pump Module | 13-215 | Infusion Pumps, Multitherapy | 378348 | BD | 8100 | 15886041 |  |  | 5102-23100 | SJS-Emergency Service | 20 | IU | Active
SJS6611 | P81CAA | 8100 CareFusion Alaris Pump | Gerson Colon | 94805 | EMPLOYEE | Y | 1 | 0.5 | 08/01/2024 | 12/14/2023 | 6 | M | SJS | SJS | Large Volume Pump Module | 13-215 | Infusion Pumps, Multitherapy | 378348 | BD | 8100 BD | 15834174 |  |  | 5102-23100 | SJS-Emergency Service | 20 | IU | Active
SJS6612 | P81CAA | 8100 CareFusion Alaris Pump | Darren Eaton | DAEAT | EMPLOYEE | Y | 1 | 0.5 | 08/01/2024 | 08/21/2023 | 6 | M | SJS | SJS | Large Volume Pump Module | 13-215 | Infusion Pumps, Multitherapy | 378348 | BD | 8100 BD | 15891667 |  |  | 5102-12250 | SJS-Med/Surg/Tele Unit 4South | 20 | IU | Active
SJS6613 | P81CAA | 8100 CareFusion Alaris Pump | Gerson Colon | 94805 | EMPLOYEE | Y | 1 | 0.5 | 08/01/2024 | 10/24/2023 | 6 | M | SJS | SJS | Large Volume Pump Module | 13-215 | Infusion Pumps, Multitherapy | 378348 | BD | 8100 BD | 15887553 |  |  | 5102-23100 | SJS-Emergency Service | 20 | IU | Active
SJS6614 | P81CAA | 8100 CareFusion Alaris Pump | Gerson Colon | 94805 | EMPLOYEE | Y | 1 | 0.5 | 08/01/2024 | 01/17/2023 | 6 | M | SJS | SJS | Large Volume Pump Module | 13-215 | Infusion Pumps, Multitherapy | 378348 | BD | 8100 BD | 15890290 |  |  | 5102-12225 | SJS-Med/Surg Unit I 4West | 20 | IU | Active
SJS6615 | P81CAA | 8100 CareFusion Alaris Pump | Darren Eaton | DAEAT | EMPLOYEE | Y | 1 | 0.5 | 08/01/2024 | 11/15/2023 | 6 | M | SJS | SJS | Large Volume Pump Module | 13-215 | Infusion Pumps, Multitherapy | 378348 | BD | 8100 | 15787003 |  |  | 5102-13100 | SJS-Intensive Care Unit I | 20 | IU | Active
SJS6616 | P80CAA | 8015 CareFusion Alaris Pump | Gerson Colon | 94805 | EMPLOYEE | Y | 2 | 0.8 | 08/01/2025 | 12/28/2023 | 6 | M | SJS | SJS | Pump Control Unit | 26-655 | Controllers, Infusion Pump Systems, Programmable | 378348 | BD | 8015 BD | 15848075 | PCU | Alaris 1 | 5102-13500 | SJS-Neonatal Intensive Care (NICU) | 21 | IU | Active
SJS6617 | P80CAA | 8015 CareFusion Alaris Pump | Gerson Colon | 94805 | EMPLOYEE | Y | 2 | 0.8 | 08/01/2025 | 10/30/2023 | 6 | M | SJS | SJS | Pump Control Unit | 26-655 | Controllers, Infusion Pump Systems, Programmable | 378348 | BD | 8015 BD | 15842282 | PCU | Alaris 1 | 5102-13500 | SJS-Neonatal Intensive Care (NICU) | 21 | IU | Active
SJS6618 | P80CAA | 8015 CareFusion Alaris Pump | Gerson Colon | 94805 | EMPLOYEE | Y | 2 | 0.8 | 08/01/2025 | 12/16/2023 | 6 | M | SJS | SJS | Pump Control Unit | 26-655 | Controllers, Infusion Pump Systems, Programmable | 378348 | BD | 8015 BD | 15848539 | PCU | Alaris 1 | 5102-13500 | SJS-Neonatal Intensive Care (NICU) | 21 | IU | Active
SJS6619 | P80CAA | 8015 CareFusion Alaris Pump | Gerson Colon | 94805 | EMPLOYEE | Y | 2 | 0.8 | 08/01/2025 | 12/16/2023 | 6 | M | SJS | SJS | Pump Control Unit | 26-655 | Controllers, Infusion Pump Systems, Programmable | 378348 | BD | 8015 BD | 15833658 | PCU | Alaris 1 | 5102-13500 | SJS-Neonatal Intensive Care (NICU) | 21 | IU | Active
SJS6621 | P80CAA | 8015 CareFusion Alaris Pump | Gerson Colon | 94805 | EMPLOYEE | Y | 2 | 0.8 | 08/01/2025 | 12/21/2023 | 6 | M | SJS | SJS | Pump Control Unit | 26-655 | Controllers, Infusion Pump Systems, Programmable | 378348 | BD | 8015 BD | 15848557 | PCU | Alaris 1 | 5102-13500 | SJS-Neonatal Intensive Care (NICU) | 21 | IU | Active
SJS6622 | P80CAA | 8015 CareFusion Alaris Pump | Gerson Colon | 94805 | EMPLOYEE | Y | 2 | 0.8 | 08/01/2025 | 12/27/2023 | 6 | M | SJS | SJS | Pump Control Unit | 26-655 | Controllers, Infusion Pump Systems, Programmable | 378348 | BD | 8015 BD | 15848540 | PCU | Alaris 1 | 5102-13500 | SJS-Neonatal Intensive Care (NICU) | 21 | IU | Active
SJS6623 | P80CAA | 8015 CareFusion Alaris Pump | Gerson Colon | 94805 | EMPLOYEE | Y | 2 | 0.8 | 08/01/2025 | 10/19/2023 | 6 | M | SJS | SJS | Pump Control Unit | 26-655 | Controllers, Infusion Pump Systems, Programmable | 378348 | BD | 8015 BD | 15842557 | PCU | Alaris 1 | 5102-13500 | SJS-Neonatal Intensive Care (NICU) | 21 | IU | Active
SJS6624 | P166 | Pump, Infusion, Syringe. | Gil Matos | GIMAT | EMPLOYEE | Y | 1 | 0.75 | 06/01/2024 | 08/14/2023 | 6 | M | SJS | SJS | Syringe Pump | 13-217 | Infusion Pumps, Multitherapy, Syringe | 378348 | BD | 8110 | 15877768 | SYRING | Alaris 8110 | 5102-13500 | SJS-Neonatal Intensive Care (NICU) | 20 | IU | Active
SJS6625 | P166 | Pump, Infusion, Syringe. | Gil Matos | GIMAT | EMPLOYEE | Y | 1 | 0.75 | 06/01/2024 | 08/15/2023 | 6 | M | SJS | SJS | Syringe Pump | 13-217 | Infusion Pumps, Multitherapy, Syringe | 378348 | BD | 8110 | 15877686 | SYRING | Alaris 8110 | 5102-13500 | SJS-Neonatal Intensive Care (NICU) | 20 | IU | Active
SJS6626 | P166 | Pump, Infusion, Syringe. | Gil Matos | GIMAT | EMPLOYEE | Y | 1 | 0.75 | 06/01/2024 | 10/26/2023 | 6 | M | SJS | SJS | Syringe Pump | 13-217 | Infusion Pumps, Multitherapy, Syringe | 378348 | BD | 8110 | 15877962 | SYRING | Alaris 8110 | 5102-13500 | SJS-Neonatal Intensive Care (NICU) | 20 | IU | Active
SJS6627 | P80CAA | 8015 CareFusion Alaris Pump | Gerson Colon | 94805 | EMPLOYEE | Y | 2 | 0.8 | 08/01/2025 | 08/29/2023 | 6 | M | SJS | SJS | Pump Control Unit | 26-655 | Controllers, Infusion Pump Systems, Programmable | 378348 | BD | 8015 BD | 15842873 | PCU | Alaris 1 | 5102-13500 | SJS-Neonatal Intensive Care (NICU) | 21 | IU | Active
SJS6628 | P80CAA | 8015 CareFusion Alaris Pump | Gerson Colon | 94805 | EMPLOYEE | Y | 2 | 0.8 | 08/01/2025 | 10/12/2023 | 6 | M | SJS | SJS | Pump Control Unit | 26-655 | Controllers, Infusion Pump Systems, Programmable | 378348 | BD | 8015 BD | 15842913 | PCU | Alaris 1 | 5102-13500 | SJS-Neonatal Intensive Care (NICU) | 21 | IU | Active
SJS6629 | P80CAA | 8015 CareFusion Alaris Pump | Gerson Colon | 94805 | EMPLOYEE | Y | 2 | 0.8 | 08/01/2025 | 10/06/2023 | 6 | M | SJS | SJS | Pump Control Unit | 26-655 | Controllers, Infusion Pump Systems, Programmable | 378348 | BD | 8015 BD | 15842830 | PCU | Alaris 1 | 5102-13500 | SJS-Neonatal Intensive Care (NICU) | 21 | IU | Active
SJS6630 | P80CAA | 8015 CareFusion Alaris Pump | Gerson Colon | 94805 | EMPLOYEE | Y | 2 | 0.8 | 08/01/2025 | 01/04/2024 | 6 | M | SJS | SJS | Pump Control Unit | 26-655 | Controllers, Infusion Pump Systems, Programmable | 378348 | BD | 8015 BD | 15842860 | PCU | Alaris 1 | 5102-13500 | SJS-Neonatal Intensive Care (NICU) | 21 | IU | Active
SJS6631 | P80CAA | 8015 CareFusion Alaris Pump | Gerson Colon | 94805 | EMPLOYEE | Y | 2 | 0.8 | 08/01/2025 | 01/05/2024 | 6 | M | SJS | SJS | Pump Control Unit | 26-655 | Controllers, Infusion Pump Systems, Programmable | 378348 | BD | 8015 BD | 15848160 | PCU | Alaris 1 | 5102-13500 | SJS-Neonatal Intensive Care (NICU) | 21 | IU | Active
SJS6632 | P80CAA | 8015 CareFusion Alaris Pump | Gerson Colon | 94805 | EMPLOYEE | Y | 2 | 0.8 | 08/01/2025 | 10/19/2023 | 6 | M | SJS | SJS | Pump Control Unit | 26-655 | Controllers, Infusion Pump Systems, Programmable | 378348 | BD | 8015 BD | 15842889 | PCU | Alaris 1 | 5102-13500 | SJS-Neonatal Intensive Care (NICU) | 21 | IU | Active
SJS6633 | P80CAA | 8015 CareFusion Alaris Pump | Gerson Colon | 94805 | EMPLOYEE | Y | 2 | 0.8 | 08/01/2025 | 10/11/2023 | 6 | M | SJS | SJS | Pump Control Unit | 26-655 | Controllers, Infusion Pump Systems, Programmable | 378348 | BD | 8015 BD | 15811818 | PCU | Alaris 1 | 5102-13500 | SJS-Neonatal Intensive Care (NICU) | 21 | IU | Active
SJS6634 | P80CAA | 8015 CareFusion Alaris Pump | Gerson Colon | 94805 | EMPLOYEE | Y | 2 | 0.8 | 08/01/2025 | 10/19/2023 | 6 | M | SJS | SJS | Pump Control Unit | 26-655 | Controllers, Infusion Pump Systems, Programmable | 378348 | BD | 8015 BD | 15766646 | PCU | Alaris 1 | 5102-13500 | SJS-Neonatal Intensive Care (NICU) | 21 | IU | Active
SJS6635 | P80CAA | 8015 CareFusion Alaris Pump | Gerson Colon | 94805 | EMPLOYEE | Y | 2 | 0.8 | 08/01/2025 | 10/17/2023 | 6 | M | SJS | SJS | Pump Control Unit | 26-655 | Controllers, Infusion Pump Systems, Programmable | 378348 | BD | 8015 BD | 15744956 | PCU | Alaris 1 | 5102-13500 | SJS-Neonatal Intensive Care (NICU) | 21 | IU | Active
SJS6636 | P166 | Pump, Infusion, Syringe. | Gil Matos | GIMAT | EMPLOYEE | Y | 1 | 0.75 | 06/01/2024 | 08/17/2023 | 6 | M | SJS | SJS | Syringe Pump | 13-217 | Infusion Pumps, Multitherapy, Syringe | 378348 | BD | 8110 | 15877792 | SYRING | Alaris 8110 | 5102-13500 | SJS-Neonatal Intensive Care (NICU) | 20 | IU | Active
SJS6637 | P166 | Pump, Infusion, Syringe. | Gil Matos | GIMAT | EMPLOYEE | Y | 1 | 0.75 | 06/01/2024 | 06/28/2023 | 6 | M | SJS | SJS | Syringe Pump | 13-217 | Infusion Pumps, Multitherapy, Syringe | 378348 | BD | 8110 | 15869675 | SYRING | Alaris 8110 | 5102-13500 | SJS-Neonatal Intensive Care (NICU) | 20 | IU | Active
SJS6638 | P166 | Pump, Infusion, Syringe. | Gil Matos | GIMAT | EMPLOYEE | Y | 1 | 0.75 | 06/01/2024 | 06/28/2023 | 6 | M | SJS | SJS | Syringe Pump | 13-217 | Infusion Pumps, Multitherapy, Syringe | 378348 | BD | 8110 | 15878390 | SYRING | Alaris 8110 | 5102-13500 | SJS-Neonatal Intensive Care (NICU) | 20 | IU | Active
SJS6639 | P166 | Pump, Infusion, Syringe. | Gil Matos | GIMAT | EMPLOYEE | Y | 1 | 0.75 | 06/01/2024 | 08/09/2023 | 6 | M | SJS | SJS | Syringe Pump | 13-217 | Infusion Pumps, Multitherapy, Syringe | 378348 | BD | 8110 | 15877809 | SYRING | Alaris 8110 | 5102-13500 | SJS-Neonatal Intensive Care (NICU) | 20 | IU | Active
SJS6640 | P166 | Pump, Infusion, Syringe. | Gil Matos | GIMAT | EMPLOYEE | Y | 1 | 0.75 | 06/01/2024 | 08/09/2023 | 6 | M | SJS | SJS | Syringe Pump | 13-217 | Infusion Pumps, Multitherapy, Syringe | 378348 | BD | 8110 | 15878394 | SYRING | Alaris 8110 | 5102-13500 | SJS-Neonatal Intensive Care (NICU) | 20 | IU | Active
SJS6641 | P166 | Pump, Infusion, Syringe. | Gil Matos | GIMAT | EMPLOYEE | Y | 1 | 0.75 | 06/01/2024 | 10/23/2023 | 6 | M | SJS | SJS | Syringe Pump | 13-217 | Infusion Pumps, Multitherapy, Syringe | 378348 | BD | 8110 | 15878108 | SYRING | Alaris 8110 | 5102-13500 | SJS-Neonatal Intensive Care (NICU) | 20 | IU | Active
SJS6642 | P166 | Pump, Infusion, Syringe. | Gil Matos | GIMAT | EMPLOYEE | Y | 1 | 0.75 | 06/01/2024 | 08/16/2023 | 6 | M | SJS | SJS | Syringe Pump | 13-217 | Infusion Pumps, Multitherapy, Syringe | 378348 | BD | 8110 | 15878393 | SYRING | Alaris 8110 | 5102-13500 | SJS-Neonatal Intensive Care (NICU) | 20 | IU | Active
SJS6643 | P166 | Pump, Infusion, Syringe. | Gil Matos | GIMAT | EMPLOYEE | Y | 1 | 0.75 | 06/01/2024 | 10/23/2023 | 6 | M | SJS | SJS | Syringe Pump | 13-217 | Infusion Pumps, Multitherapy, Syringe | 378348 | BD | 8110 | 15878334 | SYRING | Alaris 8110 | 5102-13500 | SJS-Neonatal Intensive Care (NICU) | 20 | IU | Active
SJS6644 | P166 | Pump, Infusion, Syringe. | Gil Matos | GIMAT | EMPLOYEE | Y | 1 | 0.75 | 06/01/2024 | 06/28/2023 | 6 | M | SJS | SJS | Syringe Pump | 13-217 | Infusion Pumps, Multitherapy, Syringe | 378348 | BD | 8110 | 15877713 | SYRING | Alaris 8110 | 5102-13500 | SJS-Neonatal Intensive Care (NICU) | 20 | IU | Active
SJS6645 | P166 | Pump, Infusion, Syringe. | Gil Matos | GIMAT | EMPLOYEE | Y | 1 | 0.75 | 06/01/2024 | 08/14/2023 | 6 | M | SJS | SJS | Syringe Pump | 13-217 | Infusion Pumps, Multitherapy, Syringe | 378348 | BD | 8110 | 15878174 | SYRING | Alaris 8110 | 5102-13500 | SJS-Neonatal Intensive Care (NICU) | 20 | IU | Active
SJS6646 | P166 | Pump, Infusion, Syringe. | Gil Matos | GIMAT | EMPLOYEE | Y | 1 | 0.75 | 06/01/2024 | 10/19/2023 | 6 | M | SJS | SJS | Syringe Pump | 13-217 | Infusion Pumps, Multitherapy, Syringe | 378348 | BD | 8110 | 15869175 | SYRING | Alaris 8110 | 5102-13500 | SJS-Neonatal Intensive Care (NICU) | 20 | IU | Active
SJS6647 | P166 | Pump, Infusion, Syringe. | Gil Matos | GIMAT | EMPLOYEE | Y | 1 | 0.75 | 06/01/2024 | 08/14/2023 | 6 | M | SJS | SJS | Syringe Pump | 13-217 | Infusion Pumps, Multitherapy, Syringe | 378348 | BD | 8110 | 15878064 | SYRING | Alaris 8110 | 5102-13500 | SJS-Neonatal Intensive Care (NICU) | 20 | IU | Active
SJS6648 | P166 | Pump, Infusion, Syringe. | Gil Matos | GIMAT | EMPLOYEE | Y | 1 | 0.75 | 06/01/2024 | 08/15/2023 | 6 | M | SJS | SJS | Syringe Pump | 13-217 | Infusion Pumps, Multitherapy, Syringe | 378348 | BD | 8110 | 15877998 | SYRING | Alaris 8110 | 5102-13500 | SJS-Neonatal Intensive Care (NICU) | 20 | IU | Active
SJS6649 | P166 | Pump, Infusion, Syringe. | Gil Matos | GIMAT | EMPLOYEE | Y | 1 | 0.75 | 06/01/2024 | 10/20/2023 | 6 | M | SJS | SJS | Syringe Pump | 13-217 | Infusion Pumps, Multitherapy, Syringe | 378348 | BD | 8110 | 15878061 | SYRING | Alaris 8110 | 5102-13500 | SJS-Neonatal Intensive Care (NICU) | 20 | IU | Active
SJS6651 | P166 | Pump, Infusion, Syringe. | Gil Matos | GIMAT | EMPLOYEE | Y | 1 | 0.75 | 06/01/2024 | 08/15/2023 | 6 | M | SJS | SJS | Syringe Pump | 13-217 | Infusion Pumps, Multitherapy, Syringe | 378348 | BD | 8110 | 15877997 | SYRING | Alaris 8110 | 5102-13500 | SJS-Neonatal Intensive Care (NICU) | 20 | IU | Active
SJS6652 | P166 | Pump, Infusion, Syringe. | Gil Matos | GIMAT | EMPLOYEE | Y | 1 | 0.75 | 06/01/2024 | 11/07/2023 | 6 | M | SJS | SJS | Syringe Pump | 13-217 | Infusion Pumps, Multitherapy, Syringe | 378348 | BD | 8110 | 15877970 | SYRING | Alaris 8110 | 5102-13500 | SJS-Neonatal Intensive Care (NICU) | 20 | IU | Active
SJS6653 | P166 | Pump, Infusion, Syringe. | Gil Matos | GIMAT | EMPLOYEE | Y | 1 | 0.75 | 06/01/2024 | 08/10/2023 | 6 | M | SJS | SJS | Syringe Pump | 13-217 | Infusion Pumps, Multitherapy, Syringe | 378348 | BD | 8110 | 15877947 | SYRING | Alaris 8110 | 5102-13500 | SJS-Neonatal Intensive Care (NICU) | 20 | IU | Active
SJS6654 | P166 | Pump, Infusion, Syringe. | Gil Matos | GIMAT | EMPLOYEE | Y | 1 | 0.75 | 06/01/2024 | 08/16/2023 | 6 | M | SJS | SJS | Syringe Pump | 13-217 | Infusion Pumps, Multitherapy, Syringe | 378348 | BD | 8110 | 15878066 | SYRING | Alaris 8110 | 5102-13500 | SJS-Neonatal Intensive Care (NICU) | 20 | IU | Active
SJS6655 | P166 | Pump, Infusion, Syringe. | Gil Matos | GIMAT | EMPLOYEE | Y | 1 | 0.75 | 06/01/2024 | 10/20/2023 | 6 | M | SJS | SJS | Syringe Pump | 13-217 | Infusion Pumps, Multitherapy, Syringe | 378348 | BD | 8110 | 15869709 | SYRING | Alaris 8110 | 5102-13500 | SJS-Neonatal Intensive Care (NICU) | 20 | IU | Active
SJS6656 | P166 | Pump, Infusion, Syringe. | Gil Matos | GIMAT | EMPLOYEE | Y | 1 | 0.75 | 06/01/2024 | 08/08/2023 | 6 | M | SJS | SJS | Syringe Pump | 13-217 | Infusion Pumps, Multitherapy, Syringe | 378348 | BD | 8110 | 15877827 | SYRING | Alaris 8110 | 5102-13500 | SJS-Neonatal Intensive Care (NICU) | 20 | IU | Active
SJS6657 | P166 | Pump, Infusion, Syringe. | Gil Matos | GIMAT | EMPLOYEE | Y | 1 | 0.75 | 06/01/2024 | 11/20/2023 | 6 | M | SJS | SJS | Syringe Pump | 13-217 | Infusion Pumps, Multitherapy, Syringe | 378348 | BD | 8110 | 15877703 | SYRING | Alaris 8110 | 5102-13500 | SJS-Neonatal Intensive Care (NICU) | 20 | IU | Active
SJS6658 | P166 | Pump, Infusion, Syringe. | Gil Matos | GIMAT | EMPLOYEE | Y | 1 | 0.75 | 06/01/2024 | 10/04/2023 | 6 | M | SJS | SJS | Syringe Pump | 13-217 | Infusion Pumps, Multitherapy, Syringe | 378348 | BD | 8110 | 15877819 | SYRING | Alaris 8110 | 5102-13500 | SJS-Neonatal Intensive Care (NICU) | 20 | IU | Active
SJS6659 | P166 | Pump, Infusion, Syringe. | Gil Matos | GIMAT | EMPLOYEE | Y | 1 | 0.75 | 06/01/2024 | 08/10/2023 | 6 | M | SJS | SJS | Syringe Pump | 13-217 | Infusion Pumps, Multitherapy, Syringe | 378348 | BD | 8110 | 15877975 | SYRING | Alaris 8110 | 5102-13500 | SJS-Neonatal Intensive Care (NICU) | 20 | IU | Active
SJS6660 | P166 | Pump, Infusion, Syringe. | Gil Matos | GIMAT | EMPLOYEE | Y | 1 | 0.75 | 06/01/2024 | 08/11/2023 | 6 | M | SJS | SJS | Syringe Pump | 13-217 | Infusion Pumps, Multitherapy, Syringe | 378348 | BD | 8110 | 15877922 | SYRING | Alaris 8110 | 5102-13500 | SJS-Neonatal Intensive Care (NICU) | 20 | IU | Active
SJS6661 | P166 | Pump, Infusion, Syringe. | Gil Matos | GIMAT | EMPLOYEE | Y | 1 | 0.75 | 06/01/2024 | 08/08/2023 | 6 | M | SJS | SJS | Syringe Pump | 13-217 | Infusion Pumps, Multitherapy, Syringe | 378348 | BD | 8110 | 15877758 | SYRING | Alaris 8110 | 5102-13500 | SJS-Neonatal Intensive Care (NICU) | 20 | IU | Active
SJS6663 | P166 | Pump, Infusion, Syringe. | Gil Matos | GIMAT | EMPLOYEE | Y | 1 | 0.75 | 06/01/2024 | 08/17/2023 | 6 | M | SJS | SJS | Syringe Pump | 13-217 | Infusion Pumps, Multitherapy, Syringe | 378348 | BD | 8110 | 15877937 | SYRING | Alaris 8110 | 5102-13500 | SJS-Neonatal Intensive Care (NICU) | 20 | IU | Active
SJS6664 | P166 | Pump, Infusion, Syringe. | Gil Matos | GIMAT | EMPLOYEE | Y | 1 | 0.75 | 06/01/2024 | 06/28/2023 | 6 | M | SJS | SJS | Syringe Pump | 13-217 | Infusion Pumps, Multitherapy, Syringe | 378348 | BD | 8110 | 15877923 | SYRING | Alaris 8110 | 5102-13500 | SJS-Neonatal Intensive Care (NICU) | 20 | IU | Active
SJS6665 | P166 | Pump, Infusion, Syringe. | Gil Matos | GIMAT | EMPLOYEE | Y | 1 | 0.75 | 06/01/2024 | 08/08/2023 | 6 | M | SJS | SJS | Syringe Pump | 13-217 | Infusion Pumps, Multitherapy, Syringe | 378348 | BD | 8110 | 15877776 | SYRING | Alaris 8110 | 5102-13500 | SJS-Neonatal Intensive Care (NICU) | 20 | IU | Active
SJS6666 | P166 | Pump, Infusion, Syringe. | Gil Matos | GIMAT | EMPLOYEE | Y | 1 | 0.75 | 06/01/2024 | 08/18/2023 | 6 | M | SJS | SJS | Syringe Pump | 13-217 | Infusion Pumps, Multitherapy, Syringe | 378348 | BD | 8110 | 15877615 | SYRING | Alaris 8110 | 5102-13500 | SJS-Neonatal Intensive Care (NICU) | 20 | IU | Active
SJS6667 | P166 | Pump, Infusion, Syringe. | Gil Matos | GIMAT | EMPLOYEE | Y | 1 | 0.75 | 06/01/2024 | 08/16/2023 | 6 | M | SJS | SJS | Syringe Pump | 13-217 | Infusion Pumps, Multitherapy, Syringe | 378348 | BD | 8110 | 15878078 | SYRING | Alaris 8110 | 5102-13500 | SJS-Neonatal Intensive Care (NICU) | 20 | IU | Active
SJS6668 | P10123 | -Pm Device Using Mfg Procedure | Gerson Colon | 94805 | EMPLOYEE | Y | 1 | 0.5 | 08/01/2024 | 08/03/2023 | 2 | M | SJS | SJS | Nurse Call Console | 15-614 | Hospital Communication Systems, Nurse Call | 103070 | Rauland-Borg Corp | 351200 | M618190201730606389 | RAULAN | Rauland-Borg Corp | 5102-12255 | SJS-ED Observation Unit 1South | 12 | IU | Active
SJS6676 | P160 | Pump, Breast, Powered. | Gil Matos | GIMAT | EMPLOYEE | Y | 1 | 0.75 | 10/01/2024 | 11/01/2023 | 2 | M | SJS | SJS | Breast Pump | 10-485 | Pumps, Breast | 103640 | Medela Inc | 600 0837 | 1834474 |  |  | 5102-13500 | SJS-Neonatal Intensive Care (NICU) | 13 | IU | Active
SJS6677 | P160 | Pump, Breast, Powered. | Gil Matos | GIMAT | EMPLOYEE | Y | 1 | 0.75 | 10/01/2024 | 10/23/2023 | 2 | M | SJS | SJS | Breast Pump | 10-485 | Pumps, Breast | 103640 | Medela Inc | 600 0837 | 1834472 |  |  | 5102-13500 | SJS-Neonatal Intensive Care (NICU) | 13 | IU | Active
SJS6678 | P160 | Pump, Breast, Powered. | Gil Matos | GIMAT | EMPLOYEE | Y | 1 | 0.75 | 10/01/2024 | 11/08/2023 | 2 | M | SJS | SJS | Breast Pump | 10-485 | Pumps, Breast | 103640 | Medela Inc | 600 0837 | 1834475 |  |  | 5102-13500 | SJS-Neonatal Intensive Care (NICU) | 13 | IU | Active
SJS6679 | P160 | Pump, Breast, Powered. | Gil Matos | GIMAT | EMPLOYEE | Y | 1 | 0.75 | 10/01/2024 | 10/24/2023 | 2 | M | SJS | SJS | Breast Pump | 10-485 | Pumps, Breast | 103640 | Medela Inc | 600 0837 | 1834508 |  |  | 5102-13500 | SJS-Neonatal Intensive Care (NICU) | 13 | IU | Active
SJS6680 | P-VPM | -Vendor PM | Twanna Hardy | TWLUK | EMPLOYEE | Y | 1 | 0.5 | 03/01/2025 | 03/18/2024 | 2 | M | SJS | SJS | Parameter Tester | CC-040 | Test Equipment | 178848 | Fluke Biomedical | DPM4 | 1926101 |  |  | 5102-88570 | SJS-Clinical Engineering | 13 | IU | Active
SJS6681 | P81CAA | 8100 CareFusion Alaris Pump | Gerson Colon | 94805 | EMPLOYEE | Y | 1 | 0.75 | 08/01/2024 | 10/10/2023 | 6 | M | SJS | SJS | Large Volume Pump Module | 13-215 | Infusion Pumps, Multitherapy | 378348 | BD | 8100 | 14200529 | PCU | Alaris 1 | 5102-23100 | SJS-Emergency Service | 20 | IU | Active
SJS6682 | P--ORS | --- OR Safety Inspection --- | Tim McElrath | 11619 | EMPLOYEE | M | 6 | 0.25 | 08/01/2024 | 02/16/2024 | 1 | M | SJS | SJS | Anesthesia Machine | 10-134 | Anesthesia Units | 351254 | Datex-Ohmeda Inc Div GE Health | AISYS CS2 | APWT02341 | FSSFEB | SJS-ANESTHESIOLOGY FSS Feb | 5102-20100 | SJS-Anesthesiology | 40 | LS | High Risk
SJS6683 | PISVA | Isoflurane Vaporizer | Tim McElrath | 11619 | EMPLOYEE | M | 6 | 0.2 | 08/01/2024 | 02/16/2024 | 1 | M | SJS | SJS | Isoflurane Cassette | 10-144 | Anesthesia Unit Vaporizers | 351254 | Datex-Ohmeda Inc Div GE Health | 1100-9029-000 | BGAT00575 | FSSFEB | SJS-ANESTHESIOLOGY FSS Feb | 5102-20100 | SJS-Anesthesiology | 40 | LS | High Risk
SJS6684 | P--ORS | --- OR Safety Inspection --- | Tim McElrath | 11619 | EMPLOYEE | M | 6 | 0.25 | 08/01/2024 | 02/16/2024 | 1 | M | SJS | SJS | Anesthesia Machine | 10-134 | Anesthesia Units | 351254 | Datex-Ohmeda Inc Div GE Health | AISYS CS2 | APWT02333 | FSSFEB | SJS-ANESTHESIOLOGY FSS Feb | 5102-20100 | SJS-Anesthesiology | 40 | LS | High Risk
SJS6685 | PISVA | Isoflurane Vaporizer | Tim McElrath | 11619 | EMPLOYEE | M | 6 | 0.2 | 08/01/2024 | 02/16/2024 | 1 | M | SJS | SJS | Isoflurane Cassette | 10-144 | Anesthesia Unit Vaporizers | 351254 | Datex-Ohmeda Inc Div GE Health | 1100-9029-000 | BGAT00574 | FSSFEB | SJS-ANESTHESIOLOGY FSS Feb | 5102-20100 | SJS-Anesthesiology | 40 | LS | High Risk
SJS6686 | P81CAA | 8100 CareFusion Alaris Pump | Darren Eaton | DAEAT | EMPLOYEE | Y | 1 | 0.75 | 08/01/2024 | 10/27/2023 | 6 | M | SJS | SJS | Large Volume Pump Module | 13-215 | Infusion Pumps, Multitherapy | 378348 | BD | 8100 | 14307064 | LVP | Alaris 2 | 5102-12210 | SJS-Med/Surg Unit II 4East | 20 | IU | Active
SJS6688 | P81CAA | 8100 CareFusion Alaris Pump | Gil Matos | GIMAT | EMPLOYEE | Y | 1 | 0.75 | 08/01/2024 | 11/27/2023 | 6 | M | SJS | SJS | Large Volume Pump Module | 13-215 | Infusion Pumps, Multitherapy | 378348 | BD | 8100 | 14717914 | LVP | Alaris 2 | 5102-12213 | SJS-Med/Surg/Tele Overflow 3North | 20 | IU | Active
SJS6689 | P10123 | -Pm Device Using Mfg Procedure | Gerson Colon | 94805 | EMPLOYEE | Y | 1 | 0.5 | 03/01/2025 | 03/01/2024 | 2 | M | SJS | SJS | Touch Screen Pulse Oximeter | 17-148 | Oximeters, Pulse | 371567 | Masimo Corp | Radical 7 | 1000038510 |  |  | 5102-35000 | SJS-Respiratory Care Services | 16 | IU | Active
SJS6690 | P81CAA | 8100 CareFusion Alaris Pump | Darren Eaton | DAEAT | EMPLOYEE | Y | 1 | 0.75 | 08/01/2024 | 11/10/2023 | 6 | M | SJS | SJS | Large Volume Pump Module | 13-215 | Infusion Pumps, Multitherapy | 378348 | BD | 8100 | 14309156 | LVP | Alaris 2 | 5102-12210 | SJS-Med/Surg Unit II 4East | 20 | IU | Active
SJS6692 | PSAFIN | Safety Inspection | Thomas Odaris | 85190 | EMPLOYEE | Y | 1 | 0.25 | 06/01/2024 | 06/07/2023 | 2 | M | SJS | SJS | Ultrasound Transducer | 14-121 | Transducers, Ultrasonic | 439946 | GE Healthcare USA | 9L-D | 126716WP0 |  |  | 5102-33900 | SJS-Ultrasound | 16 | IU | Active
SJS6693 | PSAFIN | Safety Inspection | Thomas Odaris | 85190 | EMPLOYEE | Y | 1 | 0.25 | 06/01/2024 | 06/26/2023 | 2 | M | SJS | SJS | Endocavity Transducer 3-11MHz | 14-121END | Transducers, Ultrasonic, Endocavity | 439946 | GE Healthcare USA | IC9-RS | 961536WX0 |  |  | 5102-22100 | SJS-Labor & Delivery | 17 | IU | Active
SJS6694 | PSAFIN | Safety Inspection | Thomas Odaris | 85190 | EMPLOYEE | Y | 1 | 0.25 | 06/01/2024 | 06/26/2023 | 2 | M | SJS | SJS | Convex Transducer 2-5MHz | 14-121 | Transducers, Ultrasonic | 439946 | GE Healthcare USA | 5384874 | 967133WX0 |  |  | 5102-22100 | SJS-Labor & Delivery | 17 | IU | Active
SJS6696 | PWSDI | Ultrasound Diagnostic | Thomas Odaris | 85190 | EMPLOYEE | M | 6 | 2.25 | 06/01/2024 | 11/22/2023 | 2 | M | SJS | SJS | Ultrasound System OB/GYN | 15-657 | Scanning Systems, Ultrasonic, Obstetric/Gynecologic | 439946 | GE Healthcare USA | Voluson S10 | 578644 |  |  | 5102-22100 | SJS-Labor & Delivery | 17 | IU | Active
SJS6697 | P10123 | -Pm Device Using Mfg Procedure | Gerson Colon Jr | GECOL | EMPLOYEE | M | 6 | 0.5 | 04/01/2024 | 11/28/2023 | 2 | M | SJS | SJS | Digital Biopsy System | 17-166 | Radiographic Unit, Specimen | 106487 | Hologic Inc | ASY-04212 | 85007140302 |  |  | 5102-33020 | SJS-Imaging Central Ops | 19 | IU | Active
SJS6698 | P10123 | -Pm Device Using Mfg Procedure | Darren Eaton | DAEAT | EMPLOYEE | Y | 1 | 0.75 | 06/01/2024 | 08/10/2023 | 6 | M | SJS | SJS | Syringe Pump | 13-217 | Infusion Pumps, Multitherapy, Syringe | 378348 | BD | 8110 | 14229546 | SYRING | Alaris 8110 | 5102-20100 | SJS-Anesthesiology | 33 | IU | Active
SJS6699 | P10123 | -Pm Device Using Mfg Procedure | Twanna Hardy | TWLUK | EMPLOYEE | Y | 1 | 0.5 | 03/01/2025 | 03/01/2024 | 2 | M | SJS | SJS | Calibration Kit | CC-040 | Test Equipment | 103625 | Medline Industries Inc | MDSB10700CK | CK-G7029401 |  |  | 5102-88570 | SJS-Clinical Engineering | 13 | IU | Active
SJS6705 | P2YEGE | 2 Year GE ApexPro Receiver Calibration | Gerson Colon | 94805 | EMPLOYEE | Y | 2 | 2 | 05/01/2024 | 06/10/2022 | 2 | M | SJS | SJS | ApexPro Telemetry Receiver | 13-987A | Monitors, Telemetry Receiver | 440964 | GE Healthcare Technologies | APEXPRO RCVR SYS | RTS20060001SA |  |  | 5102-12225 | SJS-Med/Surg Unit I 4West | 11 | IU | Active
SJS6706 | P10123 | -Pm Device Using Mfg Procedure | Gerson Colon | 94805 | EMPLOYEE | Y | 1 | 0.25 | 05/01/2024 | 06/20/2023 | 2 | M | SJS | SJS | Telemetry Server | 21-973 | Network Servers | 440964 | GE Healthcare Technologies | MP100R | SEE20060011SA |  |  | 5102-12225 | SJS-Med/Surg Unit I 4West | 17 | IU | Active
SJS6707 | P2YEGE | 2 Year GE ApexPro Receiver Calibration | Gerson Colon | 94805 | EMPLOYEE | Y | 2 | 2 | 05/01/2024 | 06/08/2022 | 2 | M | SJS | SJS | ApexPro Telemetry Receiver | 13-987A | Monitors, Telemetry Receiver | 440964 | GE Healthcare Technologies | APEXPRO RCVR SYS | RTS20060003SA |  |  | 5102-12225 | SJS-Med/Surg Unit I 4West | 11 | IU | Active
SJS6708 | P10123 | -Pm Device Using Mfg Procedure | Gerson Colon | 94805 | EMPLOYEE | Y | 1 | 0.25 | 05/01/2024 | 06/20/2023 | 2 | M | SJS | SJS | Telemetry Server | 21-973 | Network Servers | 440964 | GE Healthcare Technologies | MP100R | SEE20060010SA |  |  | 5102-12225 | SJS-Med/Surg Unit I 4West | 17 | IU | Active
SJS6709 | P2YEGE | 2 Year GE ApexPro Receiver Calibration | Gerson Colon | 94805 | EMPLOYEE | Y | 2 | 2 | 05/01/2024 | 06/08/2022 | 2 | M | SJS | SJS | ApexPro Telemetry Receiver | 13-987A | Monitors, Telemetry Receiver | 440964 | GE Healthcare Technologies | APEXPRO RCVR SYS | RTS20060002SA |  |  | 5102-12225 | SJS-Med/Surg Unit I 4West | 11 | IU | Active
SJS6710 | P10123 | -Pm Device Using Mfg Procedure | Gerson Colon | 94805 | EMPLOYEE | Y | 1 | 0.25 | 05/01/2024 | 06/20/2023 | 2 | M | SJS | SJS | Telemetry Server | 21-973 | Network Servers | 440964 | GE Healthcare Technologies | MP100R | SEE20060013SA |  |  | 5102-12225 | SJS-Med/Surg Unit I 4West | 17 | IU | Active
SJS6717 | PGEANP | GE ANNUAL PDM | Gil Matos | GIMAT | EMPLOYEE | Y | 1 | 0.5 | 09/01/2024 | 09/27/2023 | 2 | M | SJS | SJS | Patient Data Module | 20-784 | Physiologic Monitor Modules, Multiparameter | 440964 | GE Healthcare Technologies | 2016793-003 | sa314337098ga | PDMET | PDM 2 | 5102-21500 | SJS-PACU | 15 | IU | Active
SJS6719 | PCSME1 | CS Medical TD-100 Disinfector Unit Six Month MFG PM. | Gerson Colon | 94805 | EMPLOYEE | M | 6 | 1 | 06/01/2024 | 01/24/2024 | 2 | M | SJS | SJS | TEE Probe Disinfector | 26-654 | Disinfectors, Liquid Germicide, Transesophageal Echocardiography Probe | 456998 | CS Medical LLC | CS-TD-100 | 10401824 | STEEQU | Sterilizing Equipment | 5102-21221 | SJS-Endoscopy | 30 | IU | Active
SJS6719 | PCSMET | CS Medical TD-100 Disinfector Unit Annual Filter Replacement PM. | Gerson Colon | 94805 | EMPLOYEE | Y | 1 | 1 | 04/01/2024 | 05/01/2023 | 2 | M | SJS | SJS | TEE Probe Disinfector | 26-654 | Disinfectors, Liquid Germicide, Transesophageal Echocardiography Probe | 456998 | CS Medical LLC | CS-TD-100 | 10401824 | STEEQU | Sterilizing Equipment | 5102-21221 | SJS-Endoscopy | 30 | IU | Active
SJS6727 | P10123 | -Pm Device Using Mfg Procedure | Gerson Colon | 94805 | EMPLOYEE | Y | 1 | 0.5 | 03/01/2025 | 03/01/2024 | 2 | M | SJS | SJS | Handheld Pulse Ox | 17-148 | Oximeters, Pulse | 371567 | Masimo Corp | RAD-57 | 851453 |  |  | 5102-35000 | SJS-Respiratory Care Services | 16 | IU | Active
SJS6728 | PMOPHC | Monitors, Physiologic, Central Station | Gil Matos | GIMAT | EMPLOYEE | Y | 1 | 0.9 | 12/01/2024 | 11/22/2023 | 2 | M | SJS | SJS | Central Station Computer | 20-179 | Monitors, Physiologic, Central Station | 440964 | GE Healthcare Technologies | MAI700 V2 | SKN21240112SA |  |  | 5102-12213 | SJS-Med/Surg/Tele Overflow 3North | 15 | IU | Active
SJS6729 | PMOPHC | Monitors, Physiologic, Central Station | Gil Matos | GIMAT | EMPLOYEE | Y | 1 | 0.9 | 05/01/2024 | 06/26/2023 | 2 | M | SJS | SJS | Central Station Computer | 20-179 | Monitors, Physiologic, Central Station | 440964 | GE Healthcare Technologies | MAI700 V2 | SKN21240115SA |  |  | 5102-12210 | SJS-Med/Surg Unit II 4East | 15 | IU | Active
SJS6730 | PMOPHC | Monitors, Physiologic, Central Station | Gerson Colon | 94805 | EMPLOYEE | Y | 1 | 0.9 | 05/01/2024 | 05/02/2023 | 2 | M | SJS | SJS | Central Station Computer | 20-179 | Monitors, Physiologic, Central Station | 440964 | GE Healthcare Technologies | MAI700 V2 | SKN21250011SA |  |  | 5102-12225 | SJS-Med/Surg Unit I 4West | 15 | IU | Active
SJS6731 | PMOPHC | Monitors, Physiologic, Central Station | Gil Matos | GIMAT | EMPLOYEE | Y | 1 | 0.9 | 05/01/2024 | 06/26/2023 | 2 | M | SJS | SJS | Central Station Computer | 20-179 | Monitors, Physiologic, Central Station | 440964 | GE Healthcare Technologies | MAI700 V2 | SKN21240113SA |  |  | 5102-12210 | SJS-Med/Surg Unit II 4East | 15 | IU | Active
SJS6732 | PMOPHC | Monitors, Physiologic, Central Station | Gerson Colon | 94805 | EMPLOYEE | Y | 1 | 0.9 | 05/01/2024 | 05/02/2023 | 2 | M | SJS | SJS | Central Station Computer | 20-179 | Monitors, Physiologic, Central Station | 440964 | GE Healthcare Technologies | MAI700 V2 | SKN21240077SA |  |  | 5102-12225 | SJS-Med/Surg Unit I 4West | 15 | IU | Active
SJS6733 | PMOPHC | Monitors, Physiologic, Central Station | Gil Matos | GIMAT | EMPLOYEE | Y | 1 | 0.9 | 11/01/2024 | 10/27/2023 | 2 | M | SJS | SJS | Central Station Computer | 20-179 | Monitors, Physiologic, Central Station | 440964 | GE Healthcare Technologies | MAI700 V2 | SKN21240066SA |  |  | 5102-12213 | SJS-Med/Surg/Tele Overflow 3North | 15 | IU | Active
SJS6734 | PMOPHC | Monitors, Physiologic, Central Station | Gil Matos | GIMAT | EMPLOYEE | Y | 1 | 0.9 | 12/01/2024 | 11/22/2023 | 2 | M | SJS | SJS | Central Station Computer | 20-179 | Monitors, Physiologic, Central Station | 440964 | GE Healthcare Technologies | MAI700 V2 | SKN21240114SA |  |  | 5102-12213 | SJS-Med/Surg/Tele Overflow 3North | 15 | IU | Active
SJS6735 | P81CAA | 8100 CareFusion Alaris Pump | Twanna Hardy | TWLUK | EMPLOYEE | Y | 1 | 0.75 | 08/01/2024 | 10/23/2023 | 6 | M | SJS | SJS | Large Volume Pump Module | 13-215 | Infusion Pumps, Multitherapy | 378348 | BD | 8100 | 14717839 | PCU | Alaris 1 | 5102-12213 | SJS-Med/Surg/Tele Overflow 3North | 20 | IU | Active
SJS6736 | P-PDEU | LP20/LP20e Pm Device Using Mfg Procedure | Gerson Colon | 94805 | EMPLOYEE | Y | 1 | 0.75 | 07/01/2024 | 07/28/2022 | 1 | M | SJS | SJS | LP20e Defibrillator/Pacer | 17-882B | Defibrillator/Pacemakers, External, Biphasic | 452575 | Physio-Control Inc | LP20E | 49486548 |  |  | 5102-23100 | SJS-Emergency Service | 40 | LS | High Risk
SJS6736 | P2YEBA | LP20 2 Year Battery Replacement and PM | Gerson Colon | 94805 | EMPLOYEE | Y | 2 | 1 | 07/01/2025 |  | 1 | M | SJS | SJS | LP20e Defibrillator/Pacer | 17-882B | Defibrillator/Pacemakers, External, Biphasic | 452575 | Physio-Control Inc | LP20E | 49486548 |  |  | 5102-23100 | SJS-Emergency Service | 40 | LS | High Risk
SJS6736 | PLP5YE | LP20 5 Year Coin Battery Replacement | Gerson Colon | 94805 | EMPLOYEE | Y | 5 | 1.6 | 07/01/2028 | 07/05/2023 | 1 | M | SJS | SJS | LP20e Defibrillator/Pacer | 17-882B | Defibrillator/Pacemakers, External, Biphasic | 452575 | Physio-Control Inc | LP20E | 49486548 |  |  | 5102-23100 | SJS-Emergency Service | 40 | LS | High Risk
SJS6738 | PMOPHM | Monitors, Physiologic, Multipurpose | Gerson Colon | 94805 | EMPLOYEE | Y | 1 | 0.5 | 05/01/2024 | 05/03/2023 | 2 | M | SJS | SJS | Bedside Physiologic Monitor | 20-171 | Monitors, Physiologic, Multipurpose, Bedside, Modular | 440964 | GE Healthcare Technologies | B450 V3 | SNT21153001SA |  |  | 5102-12225 | SJS-Med/Surg Unit I 4West | 16 | IU | Active
SJS6739 | PGEANP | GE ANNUAL PDM | Gerson Colon | 94805 | EMPLOYEE | Y | 1 | 0.7 | 05/01/2024 |  | 2 | M | SJS | SJS | Patient Data Module | 20-784 | Physiologic Monitor Modules, Multiparameter | 440964 | GE Healthcare Technologies | 2042084-001 | SPX21140766SA |  |  | 5102-12225 | SJS-Med/Surg Unit I 4West | 16 | IU | Active
SJS6740 | PGEANP | GE ANNUAL PDM | Gerson Colon | 94805 | EMPLOYEE | Y | 1 | 0.7 | 05/01/2024 |  | 2 | M | SJS | SJS | Patient Data Module | 20-784 | Physiologic Monitor Modules, Multiparameter | 440964 | GE Healthcare Technologies | 2042084-001 | SPX21140763SA |  |  | 5102-12225 | SJS-Med/Surg Unit I 4West | 16 | IU | Active
SJS6741 | PMOPHM | Monitors, Physiologic, Multipurpose | Gerson Colon | 94805 | EMPLOYEE | Y | 1 | 0.5 | 05/01/2024 | 05/03/2023 | 2 | M | SJS | SJS | Bedside Physiologic Monitor | 20-171 | Monitors, Physiologic, Multipurpose, Bedside, Modular | 440964 | GE Healthcare Technologies | B450 V3 | SNT21153025SA |  |  | 5102-12225 | SJS-Med/Surg Unit I 4West | 16 | IU | Active
SJS6742 | PMOPHM | Monitors, Physiologic, Multipurpose | Gerson Colon | 94805 | EMPLOYEE | Y | 1 | 0.5 | 05/01/2024 | 05/09/2023 | 2 | M | SJS | SJS | Transport Physiologic Monitor | 17-588 | Monitors, Physiologic, Patient Transport | 440964 | GE Healthcare Technologies | B450 V3 | SNT21122051SA |  |  | 5102-12225 | SJS-Med/Surg Unit I 4West | 16 | IU | Active
SJS6743 | PMOPHM | Monitors, Physiologic, Multipurpose | Gerson Colon | 94805 | EMPLOYEE | Y | 1 | 0.5 | 05/01/2024 | 05/09/2023 | 2 | M | SJS | SJS | Transport Physiologic Monitor | 17-588 | Monitors, Physiologic, Patient Transport | 440964 | GE Healthcare Technologies | B450 V3 | SNT21012082SA |  |  | 5102-12225 | SJS-Med/Surg Unit I 4West | 16 | IU | Active
SJS6744 | PGEANP | GE ANNUAL PDM | Gerson Colon | 94805 | EMPLOYEE | Y | 1 | 0.7 | 05/01/2024 |  | 2 | M | SJS | SJS | Patient Data Module | 20-784 | Physiologic Monitor Modules, Multiparameter | 440964 | GE Healthcare Technologies | 2042084-001 | SPX21140762SA |  |  | 5102-12225 | SJS-Med/Surg Unit I 4West | 16 | IU | Active
SJS6745 | PGEANP | GE ANNUAL PDM | Gerson Colon | 94805 | EMPLOYEE | Y | 1 | 0.7 | 05/01/2024 |  | 2 | M | SJS | SJS | Patient Data Module | 20-784 | Physiologic Monitor Modules, Multiparameter | 440964 | GE Healthcare Technologies | 2042084-001 | SPX21140771SA |  |  | 5102-12225 | SJS-Med/Surg Unit I 4West | 16 | IU | Active
SJS6748 | PDOANP | Diagnostic Medical Display Annual PM | Gerson Colon Jr | GECOL | EMPLOYEE | Y | 1 | 0.7 | 08/01/2024 | 09/29/2023 | 2 | M | SJS | SJS | 3MP Color Med Display | 29-768 | Monitors, Video, High-Definition, Medical Image, Double-Head | 392478 | Barco Inc | MDNC-3421 | 2590259039 |  |  | 5102-33020 | SJS-Imaging Central Ops | 17 | IU | Active
SJS6749 | PDOANP | Diagnostic Medical Display Annual PM | Gerson Colon Jr | GECOL | EMPLOYEE | Y | 1 | 0.7 | 08/01/2024 | 09/29/2023 | 2 | M | SJS | SJS | 3MP Color Med Display | 29-768 | Monitors, Video, High-Definition, Medical Image, Double-Head | 392478 | Barco Inc | MDNC-3421 | 2590260446 |  |  | 5102-33020 | SJS-Imaging Central Ops | 17 | IU | Active
SJS6750 | PDOANP | Diagnostic Medical Display Annual PM | Gerson Colon Jr | GECOL | EMPLOYEE | Y | 1 | 0.7 | 08/01/2024 | 09/29/2023 | 2 | M | SJS | SJS | 3MP Color Med Display | 29-768 | Monitors, Video, High-Definition, Medical Image, Double-Head | 392478 | Barco Inc | MDNC-3421 | 2590277655 |  |  | 5102-33020 | SJS-Imaging Central Ops | 17 | IU | Active
SJS6751 | PDOANP | Diagnostic Medical Display Annual PM | Gerson Colon Jr | GECOL | EMPLOYEE | Y | 1 | 0.7 | 08/01/2024 | 09/29/2023 | 2 | M | SJS | SJS | 3MP Color Med Display | 29-768 | Monitors, Video, High-Definition, Medical Image, Double-Head | 392478 | Barco Inc | MDNC-3421 | 2590277654 |  |  | 5102-33020 | SJS-Imaging Central Ops | 17 | IU | Active
SJS6752 | P179 | Scale, Patient. | Darren Eaton | DAEAT | EMPLOYEE | Y | 1 | 0.5 | 12/01/2024 | 11/29/2023 | 2 | M | SJS | SJS | Digital Floor Scale | 18-458 | Scales, Patient, Platform, Electronic | 453003 | Befour Inc | MX807 | 2107DXM870033 |  |  | 5102-12250 | SJS-Med/Surg/Tele Unit 4South | 12 | IU | Active
SJS6753 | P179 | Scale, Patient. | Darren Eaton | DAEAT | EMPLOYEE | Y | 1 | 0.5 | 12/01/2024 | 11/29/2023 | 2 | M | SJS | SJS | Digital Floor Scale | 18-458 | Scales, Patient, Platform, Electronic | 453003 | Befour Inc | MX807 | 2107DMX870034 |  |  | 5102-12250 | SJS-Med/Surg/Tele Unit 4South | 12 | IU | Active
SJS6754 | P104 | Light, Surgical, Ceiling Mounted. | Twanna Hardy | TWLUK | EMPLOYEE | Y | 1 | 0.7 | 02/01/2025 | 01/29/2024 | 2 | M | SJS | SJS | Ceiling Recessed LED L&D Light | 15-866 | Lights, Examination, Ceiling-Mounted | 102186 | Skytron Div The KMW Group | Lucina 4 | 2015-12-0230 |  |  | 5102-22100 | SJS-Labor & Delivery | 12 | IU | Active
SJS6755 | P10123 | -Pm Device Using Mfg Procedure | Twanna Hardy | TWLUK | EMPLOYEE | Y | 1 | 0.5 | 02/01/2025 | 01/29/2024 | 2 | M | SJS | SJS | Lights, Surgical, Ceiling Remo | 15-866 | Lights, Examination, Ceiling-Mounted | 102186 | Skytron Div The KMW Group | A24 | 1304 3857 |  |  | 5102-22100 | SJS-Labor & Delivery | 12 | IU | Active
SJS6757 | P10123 | -Pm Device Using Mfg Procedure | Gil Matos | GIMAT | EMPLOYEE | Y | 1 | 0.5 | 10/01/2024 | 12/04/2023 | 2 | M | SJS | SJS | PhotoTherapy Radiometer | 13-278 | Radiometers, Phototherapy | 108193 | Natus Medical Inc | 53870 | 18455 |  |  | 5102-13500 | SJS-Neonatal Intensive Care (NICU) | 12 | IU | Active
SJS6758 | P10123 | -Pm Device Using Mfg Procedure | Gil Matos | GIMAT | EMPLOYEE | Y | 1 | 0.5 | 10/01/2024 | 01/03/2024 | 2 | M | SJS | SJS | PhotoTherapy Radiometer | 13-278 | Radiometers, Phototherapy | 108193 | Natus Medical Inc | 53870 | 18442 |  |  | 5102-13500 | SJS-Neonatal Intensive Care (NICU) | 12 | IU | Active
SJS6761 | P221 | Uninterruptible Power Systems | Darren Eaton | DAEAT | EMPLOYEE | Y | 1 | 0.75 | 12/01/2024 | 12/19/2023 | 2 | M | SJS | SJS | UPS | 16-936 | Power Systems, Uninterruptible | 106890 | Tripp Lite | ECO550UPS | 3104FV4BC87FB00293 |  |  | 5102-12250 | SJS-Med/Surg/Tele Unit 4South | 13 | IU | Active
SJS6762 | P-VPM | -Vendor PM | Twanna Hardy | TWLUK | EMPLOYEE | Y | 1 | 0.5 | 03/01/2025 | 03/01/2024 | 2 | M | SJS | SJS | Calibration Tester | CC-040 | Test Equipment | 101850 | Welch Allyn Inc A Subsidiary | 9600 Plus | 21260331 |  |  | 5102-88570 | SJS-Clinical Engineering | 13 | IU | Active
SJS6763 | P-VPM | -Vendor PM | Twanna Hardy | TWLUK | EMPLOYEE | Y | 1 | 0.5 | 03/01/2025 | 03/01/2024 | 2 | M | SJS | SJS | Calibration Tester | CC-040 | Test Equipment | 101850 | Welch Allyn Inc A Subsidiary | 9600 Plus | 21270037 |  |  | 5102-88570 | SJS-Clinical Engineering | 13 | IU | Active
SJS6768 | P81CAA | 8100 CareFusion Alaris Pump | Darren Eaton | DAEAT | EMPLOYEE | Y | 1 | 0.75 | 08/01/2024 | 12/11/2023 | 6 | M | SJS | SJS | Large Volume Pump Module | 13-215 | Infusion Pumps, Multitherapy | 378348 | BD | 8100 | 14201039 | LVP | Alaris 2 | 5102-12225 | SJS-Med/Surg Unit I 4West | 20 | IU | Active
SJS6771 | PMOPHC | Monitors, Physiologic, Central Station | Darren Eaton | DAEAT | EMPLOYEE | Y | 1 | 0.8 | 04/01/2024 | 04/06/2023 | 2 | M | SJS | SJS | Central Station Computer | 20-179 | Monitors, Physiologic, Central Station | 440964 | GE Healthcare Technologies | MAI700 V2 | SKN20290068SA |  |  | 5102-13100 | SJS-Intensive Care Unit I | 16 | IU | Active
SJS6772 | P99 | Lift, Patient -Powered- | Gerson Colon | 94805 | EMPLOYEE | Y | 1 | 0.75 | 05/01/2024 |  | 2 | M | SJS | SJS | Patient Lift | 12-330 | Lifts, Patient Transfer | 454170 | Arjo Inc | KMCEUN | 300571188 |  |  | 5102-21355 | SJS-Preop Surgical | 13 | IU | Active
SJS6777 | P--ORS | --- OR Safety Inspection --- | Gerson Colon | 94805 | EMPLOYEE | M | 6 | 0.25 | 04/01/2024 | 10/17/2023 | 2 | M | SJS | SJS | 26 in LED Video Monitor | 34-403 | Monitors, Video, High-Definition, Medical Image, Endoscopic | 107536 | Stryker Endoscopy | 0240-031-020 | VPD265E0618 | ORSTRY | OR STRYKER | 5102-21100 | SJS-Surgery | 20 | IU | Active
SJS6778 | P--ORS | --- OR Safety Inspection --- | Gerson Colon | 94805 | EMPLOYEE | M | 6 | 0.25 | 04/01/2024 | 10/17/2023 | 2 | M | SJS | SJS | 26 in LED Video Monitor | 34-403 | Monitors, Video, High-Definition, Medical Image, Endoscopic | 107536 | Stryker Endoscopy | 0240-031-020 | VPD265L0104 | ORSTRY | OR STRYKER | 5102-21100 | SJS-Surgery | 20 | IU | Active
SJS6779 | P--ORS | --- OR Safety Inspection --- | Gerson Colon | 94805 | EMPLOYEE | M | 6 | 0.25 | 04/01/2024 | 10/17/2023 | 2 | M | SJS | SJS | 26 in LED Video Monitor | 34-403 | Monitors, Video, High-Definition, Medical Image, Endoscopic | 107536 | Stryker Endoscopy | 0240-031-020 | VPD264D0103 | ORSTRY | OR STRYKER | 5102-21100 | SJS-Surgery | 20 | IU | Active
SJS6791 | P10123 | -Pm Device Using Mfg Procedure | Twanna Hardy | TWLUK | EMPLOYEE | Y | 1 | 0.5 | 02/01/2025 | 01/29/2024 | 2 | M | SJS | SJS | Lights, Surgical, Ceiling Remo | 15-866 | Lights, Examination, Ceiling-Mounted | 102186 | Skytron Div The KMW Group | A24 | 1407 4439 |  |  | 5102-22100 | SJS-Labor & Delivery | 12 | IU | Active
SJS6792 | P10123 | -Pm Device Using Mfg Procedure | Twanna Hardy | TWLUK | EMPLOYEE | Y | 1 | 0.5 | 02/01/2025 | 01/29/2024 | 2 | M | SJS | SJS | Lights, Surgical, Ceiling Remo | 15-866 | Lights, Examination, Ceiling-Mounted | 102186 | Skytron Div The KMW Group | A24 | 1304 3862 |  |  | 5102-22100 | SJS-Labor & Delivery | 12 | IU | Active
SJS6793 | P10123 | -Pm Device Using Mfg Procedure | Twanna Hardy | TWLUK | EMPLOYEE | Y | 1 | 0.5 | 02/01/2025 | 01/29/2024 | 2 | M | SJS | SJS | Lights, Surgical, Ceiling Remo | 15-866 | Lights, Examination, Ceiling-Mounted | 102186 | Skytron Div The KMW Group | A24 | 1304 3837 |  |  | 5102-22100 | SJS-Labor & Delivery | 12 | IU | Active
SJS6794 | P104 | Light, Surgical, Ceiling Mounted. | Twanna Hardy | TWLUK | EMPLOYEE | Y | 1 | 0.7 | 02/01/2025 | 01/29/2024 | 2 | M | SJS | SJS | Ceiling Recessed LED L&D Light | 15-866 | Lights, Examination, Ceiling-Mounted | 102186 | Skytron Div The KMW Group | Lucina 4 | 2015-12-0224 |  |  | 5102-22100 | SJS-Labor & Delivery | 12 | IU | Active
SJS6795 | P104 | Light, Surgical, Ceiling Mounted. | Twanna Hardy | TWLUK | EMPLOYEE | Y | 1 | 0.7 | 02/01/2025 | 01/29/2024 | 2 | M | SJS | SJS | Ceiling Recessed LED L&D Light | 15-866 | Lights, Examination, Ceiling-Mounted | 102186 | Skytron Div The KMW Group | Lucina 4 | 2015-12-0231 |  |  | 5102-22100 | SJS-Labor & Delivery | 12 | IU | Active
SJS6797 | PMOPHV | Monitors, Physiologic, Vital Signs | Gerson Colon | 94805 | EMPLOYEE | Y | 1 | 1 | 05/01/2024 | 06/21/2023 | 2 | M | SJS | SJS | Vital Signs Monitor | 25-209 | Monitors, Physiologic, Vital Signs | 101850 | Welch Allyn Inc A Subsidiary | VSM 6000 SERIES | 100065563614 |  |  | 5102-12225 | SJS-Med/Surg Unit I 4West | 15 | IU | Active
SJS6798 | PMOPHV | Monitors, Physiologic, Vital Signs | Gil Matos | GIMAT | EMPLOYEE | Y | 1 | 1 | 05/01/2024 | 05/25/2023 | 2 | M | SJS | SJS | Vital Signs Monitor | 25-209 | Monitors, Physiologic, Vital Signs | 101850 | Welch Allyn Inc A Subsidiary | VSM 6000 SERIES | 100065573614 |  |  | 5102-12210 | SJS-Med/Surg Unit II 4East | 15 | IU | Active
SJS6811 | P221 | Uninterruptible Power Systems | Darren Eaton | DAEAT | EMPLOYEE | Y | 1 | 0.75 | 01/01/2025 | 02/07/2024 | 2 | M | SJS | SJS | UPS | 16-936 | Power Systems, Uninterruptible | 106890 | Tripp Lite | SMART 1200XLHG | 3118HVHSM886D00362 |  |  | 5102-21100 | SJS-Surgery | 26 | IU | Active
SJS6816 | P80CAA | 8015 CareFusion Alaris Pump | Gerson Colon | 94805 | EMPLOYEE | Y | 2 | 0.8 | 08/01/2025 | 01/03/2024 | 6 | M | SJS | SJS | Pump Control Unit | 26-655 | Controllers, Infusion Pump Systems, Programmable | 378348 | BD | 8015 BD | 15591452 | PCU | Alaris 1 | 5102-23100 | SJS-Emergency Service | 21 | IU | Active
SJS6817 | P--ORS | --- OR Safety Inspection --- | Darren Eaton | DAEAT | EMPLOYEE | M | 6 | 0.25 | 08/01/2024 | 01/29/2024 | 2 | M | SJS | SJS | Video Monitor Display | 16-603 | Monitors, Video | 440964 | GE Healthcare Technologies | D19KT | DTU05010676 |  |  | 5102-20100 | SJS-Anesthesiology | 18 | IU | Active
SJS6820 | P--ORS | --- OR Safety Inspection --- | Darren Eaton | DAEAT | EMPLOYEE | M | 6 | 0.25 | 07/01/2024 | 02/09/2024 | 2 | M | SJS | SJS | RF Sponge Detector Delivery | 27-642 | Sponge Detector, Surgical, Radiofrequency | 101809 | Medtronic Inc | 200X | X19JDG |  |  | 5102-21100 | SJS-Surgery | 23 | IU | Active
SJS6824 | P-SAGP | -Service Agreement PM | Darren Eaton | DAEAT | EMPLOYEE | M | 6 | 0.5 | 09/01/2024 | 03/01/2024 | 2 | M | SJS | SJS | Rover Waste Management | 23-151 | Waste-Disposal Units, Liquid | 101991 | Stryker Instruments | 0703-001-000 | 2006900553 | ORSTRY | OR STRYKER | 5102-21100 | SJS-Surgery | 33 | IU | Active
SJS6831 | P--ORS | --- OR Safety Inspection --- | Gerson Colon | 94805 | EMPLOYEE | M | 6 | 0.25 | 04/01/2024 | 10/18/2023 | 2 | M | SJS | SJS | Medical Grade Digital Printer | 23-101 | Printers, Video, Color | 107536 | Stryker Endoscopy | 0240-080-230 | 80665 | ORSTRY | OR STRYKER | 5102-21100 | SJS-Surgery | 20 | IU | Active
SJS6841 | PMOPH1 | Monitors, Physiologic, Central Station, Telemetry | Gerson Colon | 94805 | EMPLOYEE | Y | 1 | 0.8 | 05/01/2024 | 05/02/2023 | 2 | M | SJS | SJS | TELE Central Station Computer | 20-179T | Monitors, Physiologic, Central Station, Telemetry | 440964 | GE Healthcare Technologies | MAI700 V2 | SKN18310030SA |  |  | 5102-12225 | SJS-Med/Surg Unit I 4West | 15 | IU | Active
SJS6843 | P--ORS | --- OR Safety Inspection --- | Gerson Colon | 94805 | EMPLOYEE | M | 6 | 0.25 | 04/01/2024 | 10/17/2023 | 2 | M | SJS | SJS | Laparoscopic Insufflator | 16-849 | Insufflators, Laparoscopic | 276750 | Olympus America Inc | UCR | 7732172 |  |  | 5102-21221 | SJS-Endoscopy | 33 | IU | Active
SJS6843 | P10123 | -Pm Device Using Mfg Procedure | Gerson Colon | 94805 | EMPLOYEE | Y | 1 | 0.5 | 04/01/2024 | 05/05/2023 | 2 | M | SJS | SJS | Laparoscopic Insufflator | 16-849 | Insufflators, Laparoscopic | 276750 | Olympus America Inc | UCR | 7732172 |  |  | 5102-21221 | SJS-Endoscopy | 33 | IU | Active
SJS6846 | P10123 | -Pm Device Using Mfg Procedure | Gerson Colon | 94805 | EMPLOYEE | Y | 1 | 0.5 | 04/01/2024 | 05/17/2023 | 2 | M | SJS | SJS | Video Processor, Endo | 18-034 | Image Processors, Video, Endoscopy | 276750 | Olympus America Inc | CV-190 | 7408637 |  |  | 5102-21221 | SJS-Endoscopy | 25 | IU | Active
SJS6846 | P--ORS | --- OR Safety Inspection --- | Gerson Colon | 94805 | EMPLOYEE | M | 6 | 0.25 | 04/01/2024 | 10/16/2023 | 2 | M | SJS | SJS | Video Processor, Endo | 18-034 | Image Processors, Video, Endoscopy | 276750 | Olympus America Inc | CV-190 | 7408637 |  |  | 5102-21221 | SJS-Endoscopy | 25 | IU | Active
SJS6847 | P5YEBA | 5 Year Battery Replacement | Twanna Hardy | TWLUK | EMPLOYEE | Y | 5 | 0.4 | 05/01/2026 |  | 2 | M | SJS | SJS | Power Supply w/Battery Backup | 16-936 | Power Systems, Uninterruptible | 103070 | Rauland-Borg Corp | 351003 | NSSJS6847 |  |  | 5102-16527 | SJS-Mother/Baby Unit | 13 | IU | Active
SJS6848 | P5YEBA | 5 Year Battery Replacement | Twanna Hardy | TWLUK | EMPLOYEE | Y | 5 | 0.4 | 05/01/2026 |  | 2 | M | SJS | SJS | Power Supply w/Battery Backup | 16-936 | Power Systems, Uninterruptible | 103070 | Rauland-Borg Corp | 351003 | NSSJS6848 |  |  | 5102-16527 | SJS-Mother/Baby Unit | 13 | IU | Active
SJS6849 | P5YEBA | 5 Year Battery Replacement | Twanna Hardy | TWLUK | EMPLOYEE | Y | 5 | 0.4 | 05/01/2026 |  | 2 | M | SJS | SJS | Power Supply w/Battery Backup | 16-936 | Power Systems, Uninterruptible | 103070 | Rauland-Borg Corp | 351003 | NSSJS6849 |  |  | 5102-16527 | SJS-Mother/Baby Unit | 13 | IU | Active
SJS6850 | P5YEBA | 5 Year Battery Replacement | Twanna Hardy | TWLUK | EMPLOYEE | Y | 5 | 0.4 | 05/01/2026 |  | 2 | M | SJS | SJS | Power Supply w/Battery Backup | 16-936 | Power Systems, Uninterruptible | 103070 | Rauland-Borg Corp | 351003 | NSSJS6850 |  |  | 5102-16527 | SJS-Mother/Baby Unit | 13 | IU | Active
SJS6851 | P5YEBA | 5 Year Battery Replacement | Twanna Hardy | TWLUK | EMPLOYEE | Y | 5 | 0.4 | 05/01/2026 |  | 2 | M | SJS | SJS | Power Supply w/Battery Backup | 16-936 | Power Systems, Uninterruptible | 103070 | Rauland-Borg Corp | 351003 | NSSJS6851 |  |  | 5102-16527 | SJS-Mother/Baby Unit | 13 | IU | Active
SJS6852 | P5YEBA | 5 Year Battery Replacement | Twanna Hardy | TWLUK | EMPLOYEE | Y | 5 | 0.4 | 05/01/2026 |  | 2 | M | SJS | SJS | Power Supply w/Battery Backup | 16-936 | Power Systems, Uninterruptible | 103070 | Rauland-Borg Corp | 351003 | NSSJS6852 |  |  | 5102-16527 | SJS-Mother/Baby Unit | 13 | IU | Active
SJS6853 | P5YEBA | 5 Year Battery Replacement | Twanna Hardy | TWLUK | EMPLOYEE | Y | 5 | 0.4 | 05/01/2026 |  | 2 | M | SJS | SJS | Power Supply w/Battery Backup | 16-936 | Power Systems, Uninterruptible | 103070 | Rauland-Borg Corp | 351003 | NSSJS6853 |  |  | 5102-16527 | SJS-Mother/Baby Unit | 13 | IU | Active
SJS6854 | P5YEBA | 5 Year Battery Replacement | Twanna Hardy | TWLUK | EMPLOYEE | Y | 5 | 0.4 | 05/01/2026 |  | 2 | M | SJS | SJS | Power Supply w/Battery Backup | 16-936 | Power Systems, Uninterruptible | 103070 | Rauland-Borg Corp | 351003 | NSSJS6854 |  |  | 5102-16527 | SJS-Mother/Baby Unit | 13 | IU | Active
SJS6855 | P5YEBA | 5 Year Battery Replacement | Twanna Hardy | TWLUK | EMPLOYEE | Y | 5 | 0.4 | 05/01/2026 |  | 2 | M | SJS | SJS | Power Supply w/Battery Backup | 16-936 | Power Systems, Uninterruptible | 103070 | Rauland-Borg Corp | 351003 | NSSJS6855 |  |  | 5102-16527 | SJS-Mother/Baby Unit | 13 | IU | Active
SJS6856 | P5YEBA | 5 Year Battery Replacement | Twanna Hardy | TWLUK | EMPLOYEE | Y | 5 | 0.4 | 05/01/2026 |  | 2 | M | SJS | SJS | Power Supply w/Battery Backup | 16-936 | Power Systems, Uninterruptible | 103070 | Rauland-Borg Corp | 351003 | NSSJS6856 |  |  | 5102-16527 | SJS-Mother/Baby Unit | 13 | IU | Active
SJS6857 | P5YEBA | 5 Year Battery Replacement | Twanna Hardy | TWLUK | EMPLOYEE | Y | 5 | 0.4 | 05/01/2026 |  | 2 | M | SJS | SJS | Power Supply w/Battery Backup | 16-936 | Power Systems, Uninterruptible | 103070 | Rauland-Borg Corp | 351003 | NSSJS6857 |  |  | 5102-16527 | SJS-Mother/Baby Unit | 13 | IU | Active
SJS6858 | P5YEBA | 5 Year Battery Replacement | Darren Eaton | DAEAT | EMPLOYEE | Y | 5 | 0.4 | 06/01/2024 |  | 2 | M | SJS | SJS | Power Supply w/Battery Backup | 16-936 | Power Systems, Uninterruptible | 103070 | Rauland-Borg Corp | 351003 | NSSJS6858 |  |  | 5102-13100A | SJS-PROGRESSIVE CARE UNIT | 13 | IU | Active
SJS6859 | P5YEBA | 5 Year Battery Replacement | Darren Eaton | DAEAT | EMPLOYEE | Y | 5 | 0.4 | 06/01/2024 |  | 2 | M | SJS | SJS | Power Supply w/Battery Backup | 16-936 | Power Systems, Uninterruptible | 103070 | Rauland-Borg Corp | 351003 | NSSJS6859 |  |  | 5102-13100A | SJS-PROGRESSIVE CARE UNIT | 13 | IU | Active
SJS6860 | P5YEBA | 5 Year Battery Replacement | Darren Eaton | DAEAT | EMPLOYEE | Y | 5 | 0.4 | 06/01/2024 |  | 2 | M | SJS | SJS | Power Supply w/Battery Backup | 16-936 | Power Systems, Uninterruptible | 103070 | Rauland-Borg Corp | 351003 | NSSJS6860 |  |  | 5102-13100A | SJS-PROGRESSIVE CARE UNIT | 13 | IU | Active
SJS6861 | P5YEBA | 5 Year Battery Replacement | Darren Eaton | DAEAT | EMPLOYEE | Y | 5 | 0.4 | 06/01/2024 |  | 2 | M | SJS | SJS | Power Supply w/Battery Backup | 16-936 | Power Systems, Uninterruptible | 103070 | Rauland-Borg Corp | 351003 | NSSJS6861 |  |  | 5102-13100A | SJS-PROGRESSIVE CARE UNIT | 13 | IU | Active
SJS6862 | P5YEBA | 5 Year Battery Replacement | Darren Eaton | DAEAT | EMPLOYEE | Y | 5 | 0.4 | 06/01/2024 |  | 2 | M | SJS | SJS | Power Supply w/Battery Backup | 16-936 | Power Systems, Uninterruptible | 103070 | Rauland-Borg Corp | 351003 | NSSJS6862 |  |  | 5102-13100A | SJS-PROGRESSIVE CARE UNIT | 13 | IU | Active
SJS6863 | P5YEBA | 5 Year Battery Replacement | Darren Eaton | DAEAT | EMPLOYEE | Y | 5 | 0.4 | 06/01/2024 |  | 2 | M | SJS | SJS | Power Supply w/Battery Backup | 16-936 | Power Systems, Uninterruptible | 103070 | Rauland-Borg Corp | 351003 | NSSJS6863 |  |  | 5102-13100A | SJS-PROGRESSIVE CARE UNIT | 13 | IU | Active
SJS6864 | P5YEBA | 5 Year Battery Replacement | Darren Eaton | DAEAT | EMPLOYEE | Y | 5 | 0.4 | 06/01/2024 |  | 2 | M | SJS | SJS | Power Supply w/Battery Backup | 16-936 | Power Systems, Uninterruptible | 103070 | Rauland-Borg Corp | 351003 | NSSJS6864 |  |  | 5102-13100A | SJS-PROGRESSIVE CARE UNIT | 13 | IU | Active
SJS6865 | P5YEBA | 5 Year Battery Replacement | Darren Eaton | DAEAT | EMPLOYEE | Y | 5 | 0.4 | 06/01/2024 |  | 2 | M | SJS | SJS | Power Supply w/Battery Backup | 16-936 | Power Systems, Uninterruptible | 103070 | Rauland-Borg Corp | 351003 | NSSJS6865 |  |  | 5102-13100A | SJS-PROGRESSIVE CARE UNIT | 13 | IU | Active
SJS6866 | P5YEBA | 5 Year Battery Replacement | Darren Eaton | DAEAT | EMPLOYEE | Y | 5 | 0.4 | 05/01/2026 |  | 2 | M | SJS | SJS | Power Supply w/Battery Backup | 16-936 | Power Systems, Uninterruptible | 103070 | Rauland-Borg Corp | 351003 | NSSJS6866 |  |  | 5102-13100 | SJS-Intensive Care Unit I | 13 | IU | Active
SJS6867 | P5YEBA | 5 Year Battery Replacement | Darren Eaton | DAEAT | EMPLOYEE | Y | 5 | 0.4 | 05/01/2026 |  | 2 | M | SJS | SJS | Power Supply w/Battery Backup | 16-936 | Power Systems, Uninterruptible | 103070 | Rauland-Borg Corp | 351003 | NSSJS6867 |  |  | 5102-13100 | SJS-Intensive Care Unit I | 13 | IU | Active
SJS6868 | P5YEBA | 5 Year Battery Replacement | Darren Eaton | DAEAT | EMPLOYEE | Y | 5 | 0.4 | 05/01/2026 |  | 2 | M | SJS | SJS | Power Supply w/Battery Backup | 16-936 | Power Systems, Uninterruptible | 103070 | Rauland-Borg Corp | 351003 | NSSJS6868 |  |  | 5102-13100 | SJS-Intensive Care Unit I | 13 | IU | Active
SJS6869 | P5YEBA | 5 Year Battery Replacement | Darren Eaton | DAEAT | EMPLOYEE | Y | 5 | 0.4 | 05/01/2026 |  | 2 | M | SJS | SJS | Power Supply w/Battery Backup | 16-936 | Power Systems, Uninterruptible | 103070 | Rauland-Borg Corp | 351003 | NSSJS6869 |  |  | 5102-13100 | SJS-Intensive Care Unit I | 13 | IU | Active
SJS6870 | P5YEBA | 5 Year Battery Replacement | Darren Eaton | DAEAT | EMPLOYEE | Y | 5 | 0.4 | 05/01/2026 |  | 2 | M | SJS | SJS | Power Supply w/Battery Backup | 16-936 | Power Systems, Uninterruptible | 103070 | Rauland-Borg Corp | 351003 | NSSJS6870 |  |  | 5102-13100 | SJS-Intensive Care Unit I | 13 | IU | Active
SJS6871 | P5YEBA | 5 Year Battery Replacement | Darren Eaton | DAEAT | EMPLOYEE | Y | 5 | 0.4 | 05/01/2026 |  | 2 | M | SJS | SJS | Power Supply w/Battery Backup | 16-936 | Power Systems, Uninterruptible | 103070 | Rauland-Borg Corp | 351003 | NSSJS6871 |  |  | 5102-13100 | SJS-Intensive Care Unit I | 13 | IU | Active
SJS6872 | P5YEBA | 5 Year Battery Replacement | Darren Eaton | DAEAT | EMPLOYEE | Y | 5 | 0.4 | 05/01/2026 |  | 2 | M | SJS | SJS | Power Supply w/Battery Backup | 16-936 | Power Systems, Uninterruptible | 103070 | Rauland-Borg Corp | 351003 | NSSJS6872 |  |  | 5102-13100 | SJS-Intensive Care Unit I | 13 | IU | Active
SJS6873 | P5YEBA | 5 Year Battery Replacement | Darren Eaton | DAEAT | EMPLOYEE | Y | 5 | 0.4 | 05/01/2026 |  | 2 | M | SJS | SJS | Power Supply w/Battery Backup | 16-936 | Power Systems, Uninterruptible | 103070 | Rauland-Borg Corp | 351003 | NSSJS6873 |  |  | 5102-13100 | SJS-Intensive Care Unit I | 13 | IU | Active
SJS6874 | P5YEBA | 5 Year Battery Replacement | Darren Eaton | DAEAT | EMPLOYEE | Y | 5 | 0.4 | 05/01/2026 |  | 2 | M | SJS | SJS | Power Supply w/Battery Backup | 16-936 | Power Systems, Uninterruptible | 103070 | Rauland-Borg Corp | 351003 | NSSJS6874 |  |  | 5102-13100 | SJS-Intensive Care Unit I | 13 | IU | Active
SJS6875 | P5YEBA | 5 Year Battery Replacement | Darren Eaton | DAEAT | EMPLOYEE | Y | 5 | 0.4 | 05/01/2026 |  | 2 | M | SJS | SJS | Power Supply w/Battery Backup | 16-936 | Power Systems, Uninterruptible | 103070 | Rauland-Borg Corp | 351003 | NSSJS6875 |  |  | 5102-13100 | SJS-Intensive Care Unit I | 13 | IU | Active
SJS6876 | P5YEBA | 5 Year Battery Replacement | Darren Eaton | DAEAT | EMPLOYEE | Y | 5 | 0.4 | 05/01/2026 |  | 2 | M | SJS | SJS | Power Supply w/Battery Backup | 16-936 | Power Systems, Uninterruptible | 103070 | Rauland-Borg Corp | 351003 | NSSJS6876 |  |  | 5102-13100 | SJS-Intensive Care Unit I | 13 | IU | Active
SJS6877 | P5YEBA | 5 Year Battery Replacement | Darren Eaton | DAEAT | EMPLOYEE | Y | 5 | 0.4 | 05/01/2026 |  | 2 | M | SJS | SJS | Power Supply w/Battery Backup | 16-936 | Power Systems, Uninterruptible | 103070 | Rauland-Borg Corp | 351003 | NSSJS6877 |  |  | 5102-13100 | SJS-Intensive Care Unit I | 13 | IU | Active
SJS6878 | P5YEBA | 5 Year Battery Replacement | Gil Matos | GIMAT | EMPLOYEE | Y | 5 | 0.4 | 05/01/2026 |  | 2 | M | SJS | SJS | Power Supply w/Battery Backup | 16-936 | Power Systems, Uninterruptible | 103070 | Rauland-Borg Corp | 351003 | NSSJS6878 |  |  | 5102-12213 | SJS-Med/Surg/Tele Overflow 3North | 13 | IU | Active
SJS6879 | P5YEBA | 5 Year Battery Replacement | Gil Matos | GIMAT | EMPLOYEE | Y | 5 | 0.4 | 05/01/2026 |  | 2 | M | SJS | SJS | Power Supply w/Battery Backup | 16-936 | Power Systems, Uninterruptible | 103070 | Rauland-Borg Corp | 351003 | NSSJS6879 |  |  | 5102-12213 | SJS-Med/Surg/Tele Overflow 3North | 13 | IU | Active
SJS6880 | P5YEBA | 5 Year Battery Replacement | Gil Matos | GIMAT | EMPLOYEE | Y | 5 | 0.4 | 05/01/2026 |  | 2 | M | SJS | SJS | Power Supply w/Battery Backup | 16-936 | Power Systems, Uninterruptible | 103070 | Rauland-Borg Corp | 351003 | NSSJS6880 |  |  | 5102-12213 | SJS-Med/Surg/Tele Overflow 3North | 13 | IU | Active
SJS6881 | P5YEBA | 5 Year Battery Replacement | Gil Matos | GIMAT | EMPLOYEE | Y | 5 | 0.4 | 05/01/2026 |  | 2 | M | SJS | SJS | Power Supply w/Battery Backup | 16-936 | Power Systems, Uninterruptible | 103070 | Rauland-Borg Corp | 351003 | NSSJS6881 |  |  | 5102-12213 | SJS-Med/Surg/Tele Overflow 3North | 13 | IU | Active
SJS6882 | P5YEBA | 5 Year Battery Replacement | Gil Matos | GIMAT | EMPLOYEE | Y | 5 | 0.4 | 05/01/2026 |  | 2 | M | SJS | SJS | Power Supply w/Battery Backup | 16-936 | Power Systems, Uninterruptible | 103070 | Rauland-Borg Corp | 351003 | NSSJS6882 |  |  | 5102-12213 | SJS-Med/Surg/Tele Overflow 3North | 13 | IU | Active
SJS6883 | P5YEBA | 5 Year Battery Replacement | Gil Matos | GIMAT | EMPLOYEE | Y | 5 | 0.4 | 05/01/2026 |  | 2 | M | SJS | SJS | Power Supply w/Battery Backup | 16-936 | Power Systems, Uninterruptible | 103070 | Rauland-Borg Corp | 351003 | NSSJS6883 |  |  | 5102-12213 | SJS-Med/Surg/Tele Overflow 3North | 13 | IU | Active
SJS6884 | P5YEBA | 5 Year Battery Replacement | Gil Matos | GIMAT | EMPLOYEE | Y | 5 | 0.4 | 05/01/2026 |  | 2 | M | SJS | SJS | Power Supply w/Battery Backup | 16-936 | Power Systems, Uninterruptible | 103070 | Rauland-Borg Corp | 351003 | NSSJS6884 |  |  | 5102-12213 | SJS-Med/Surg/Tele Overflow 3North | 13 | IU | Active
SJS6885 | P5YEBA | 5 Year Battery Replacement | Gil Matos | GIMAT | EMPLOYEE | Y | 5 | 0.4 | 05/01/2026 |  | 2 | M | SJS | SJS | Power Supply w/Battery Backup | 16-936 | Power Systems, Uninterruptible | 103070 | Rauland-Borg Corp | 351003 | NSSJS6885 |  |  | 5102-12213 | SJS-Med/Surg/Tele Overflow 3North | 13 | IU | Active
SJS6886 | P5YEBA | 5 Year Battery Replacement | Gil Matos | GIMAT | EMPLOYEE | Y | 5 | 0.4 | 05/01/2026 |  | 2 | M | SJS | SJS | Power Supply w/Battery Backup | 16-936 | Power Systems, Uninterruptible | 103070 | Rauland-Borg Corp | 351003 | NSSJS6886 |  |  | 5102-12213 | SJS-Med/Surg/Tele Overflow 3North | 13 | IU | Active
SJS6887 | P5YEBA | 5 Year Battery Replacement | Gil Matos | GIMAT | EMPLOYEE | Y | 5 | 0.4 | 05/01/2026 |  | 2 | M | SJS | SJS | Power Supply w/Battery Backup | 16-936 | Power Systems, Uninterruptible | 103070 | Rauland-Borg Corp | 351003 | NSSJS6887 |  |  | 5102-12213 | SJS-Med/Surg/Tele Overflow 3North | 13 | IU | Active
SJS6888 | P5YEBA | 5 Year Battery Replacement | Gil Matos | GIMAT | EMPLOYEE | Y | 5 | 0.4 | 05/01/2026 |  | 2 | M | SJS | SJS | Power Supply w/Battery Backup | 16-936 | Power Systems, Uninterruptible | 103070 | Rauland-Borg Corp | 351003 | NSSJS6888 |  |  | 5102-12213 | SJS-Med/Surg/Tele Overflow 3North | 13 | IU | Active
SJS6889 | P5YEBA | 5 Year Battery Replacement | Gil Matos | GIMAT | EMPLOYEE | Y | 5 | 0.4 | 05/01/2026 |  | 2 | M | SJS | SJS | Power Supply w/Battery Backup | 16-936 | Power Systems, Uninterruptible | 103070 | Rauland-Borg Corp | 351003 | NSSJS6889 |  |  | 5102-12213 | SJS-Med/Surg/Tele Overflow 3North | 13 | IU | Active
SJS6890 | P5YEBA | 5 Year Battery Replacement | Gil Matos | GIMAT | EMPLOYEE | Y | 5 | 0.4 | 05/01/2026 |  | 2 | M | SJS | SJS | Power Supply w/Battery Backup | 16-936 | Power Systems, Uninterruptible | 103070 | Rauland-Borg Corp | 351003 | NSSJS6890 |  |  | 5102-12213 | SJS-Med/Surg/Tele Overflow 3North | 13 | IU | Active
SJS6891 | P5YEBA | 5 Year Battery Replacement | Gerson Colon | 94805 | EMPLOYEE | Y | 5 | 0.4 | 05/01/2026 |  | 2 | M | SJS | SJS | Power Supply w/Battery Backup | 16-936 | Power Systems, Uninterruptible | 103070 | Rauland-Borg Corp | 351003 | NSSJS6891 |  |  | 5102-12225 | SJS-Med/Surg Unit I 4West | 13 | IU | Active
SJS6892 | P5YEBA | 5 Year Battery Replacement | Gerson Colon | 94805 | EMPLOYEE | Y | 5 | 0.4 | 05/01/2026 |  | 2 | M | SJS | SJS | Power Supply w/Battery Backup | 16-936 | Power Systems, Uninterruptible | 103070 | Rauland-Borg Corp | 351003 | NSSJS6892 |  |  | 5102-12225 | SJS-Med/Surg Unit I 4West | 13 | IU | Active
SJS6893 | P5YEBA | 5 Year Battery Replacement | Gerson Colon | 94805 | EMPLOYEE | Y | 5 | 0.4 | 05/01/2026 |  | 2 | M | SJS | SJS | Power Supply w/Battery Backup | 16-936 | Power Systems, Uninterruptible | 103070 | Rauland-Borg Corp | 351003 | NSSJS6893 |  |  | 5102-12225 | SJS-Med/Surg Unit I 4West | 13 | IU | Active
SJS6894 | P5YEBA | 5 Year Battery Replacement | Gerson Colon | 94805 | EMPLOYEE | Y | 5 | 0.4 | 05/01/2026 |  | 2 | M | SJS | SJS | Power Supply w/Battery Backup | 16-936 | Power Systems, Uninterruptible | 103070 | Rauland-Borg Corp | 351003 | NSSJS6894 |  |  | 5102-12225 | SJS-Med/Surg Unit I 4West | 13 | IU | Active
SJS6895 | P5YEBA | 5 Year Battery Replacement | Gerson Colon | 94805 | EMPLOYEE | Y | 5 | 0.4 | 05/01/2026 |  | 2 | M | SJS | SJS | Power Supply w/Battery Backup | 16-936 | Power Systems, Uninterruptible | 103070 | Rauland-Borg Corp | 351003 | NSSJS6895 |  |  | 5102-12225 | SJS-Med/Surg Unit I 4West | 13 | IU | Active
SJS6896 | P5YEBA | 5 Year Battery Replacement | Gerson Colon | 94805 | EMPLOYEE | Y | 5 | 0.4 | 05/01/2026 |  | 2 | M | SJS | SJS | Power Supply w/Battery Backup | 16-936 | Power Systems, Uninterruptible | 103070 | Rauland-Borg Corp | 351003 | NSSJS6896 |  |  | 5102-12225 | SJS-Med/Surg Unit I 4West | 13 | IU | Active
SJS6897 | P5YEBA | 5 Year Battery Replacement | Gerson Colon | 94805 | EMPLOYEE | Y | 5 | 0.4 | 05/01/2026 |  | 2 | M | SJS | SJS | Power Supply w/Battery Backup | 16-936 | Power Systems, Uninterruptible | 103070 | Rauland-Borg Corp | 351003 | NSSJS6897 |  |  | 5102-12225 | SJS-Med/Surg Unit I 4West | 13 | IU | Active
SJS6898 | P5YEBA | 5 Year Battery Replacement | Gerson Colon | 94805 | EMPLOYEE | Y | 5 | 0.4 | 05/01/2026 |  | 2 | M | SJS | SJS | Power Supply w/Battery Backup | 16-936 | Power Systems, Uninterruptible | 103070 | Rauland-Borg Corp | 351003 | NSSJS6898 |  |  | 5102-12225 | SJS-Med/Surg Unit I 4West | 13 | IU | Active
SJS6899 | P5YEBA | 5 Year Battery Replacement | Gerson Colon | 94805 | EMPLOYEE | Y | 5 | 0.4 | 05/01/2026 |  | 2 | M | SJS | SJS | Power Supply w/Battery Backup | 16-936 | Power Systems, Uninterruptible | 103070 | Rauland-Borg Corp | 351003 | NSSJS6899 |  |  | 5102-12225 | SJS-Med/Surg Unit I 4West | 13 | IU | Active
SJS6900 | P5YEBA | 5 Year Battery Replacement | Gerson Colon | 94805 | EMPLOYEE | Y | 5 | 0.4 | 05/01/2026 |  | 2 | M | SJS | SJS | Power Supply w/Battery Backup | 16-936 | Power Systems, Uninterruptible | 103070 | Rauland-Borg Corp | 351003 | NSSJS6900 |  |  | 5102-12225 | SJS-Med/Surg Unit I 4West | 13 | IU | Active
SJS6901 | P5YEBA | 5 Year Battery Replacement | Gerson Colon | 94805 | EMPLOYEE | Y | 5 | 0.4 | 05/01/2026 |  | 2 | M | SJS | SJS | Power Supply w/Battery Backup | 16-936 | Power Systems, Uninterruptible | 103070 | Rauland-Borg Corp | 351003 | NSSJS6901 |  |  | 5102-12225 | SJS-Med/Surg Unit I 4West | 13 | IU | Active
SJS6902 | P5YEBA | 5 Year Battery Replacement | Gil Matos | GIMAT | EMPLOYEE | Y | 5 | 0.4 | 05/01/2026 |  | 2 | M | SJS | SJS | Power Supply w/Battery Backup | 16-936 | Power Systems, Uninterruptible | 103070 | Rauland-Borg Corp | 351003 | NSSJS6902 |  |  | 5102-12210 | SJS-Med/Surg Unit II 4East | 13 | IU | Active
SJS6903 | P5YEBA | 5 Year Battery Replacement | Gil Matos | GIMAT | EMPLOYEE | Y | 5 | 0.4 | 05/01/2026 |  | 2 | M | SJS | SJS | Power Supply w/Battery Backup | 16-936 | Power Systems, Uninterruptible | 103070 | Rauland-Borg Corp | 351003 | NSSJS6903 |  |  | 5102-12210 | SJS-Med/Surg Unit II 4East | 13 | IU | Active
SJS6904 | P5YEBA | 5 Year Battery Replacement | Gil Matos | GIMAT | EMPLOYEE | Y | 5 | 0.4 | 05/01/2026 |  | 2 | M | SJS | SJS | Power Supply w/Battery Backup | 16-936 | Power Systems, Uninterruptible | 103070 | Rauland-Borg Corp | 351003 | NSSJS6904 |  |  | 5102-12210 | SJS-Med/Surg Unit II 4East | 13 | IU | Active
SJS6905 | P5YEBA | 5 Year Battery Replacement | Gil Matos | GIMAT | EMPLOYEE | Y | 5 | 0.4 | 05/01/2026 |  | 2 | M | SJS | SJS | Power Supply w/Battery Backup | 16-936 | Power Systems, Uninterruptible | 103070 | Rauland-Borg Corp | 351003 | NSSJS6905 |  |  | 5102-12210 | SJS-Med/Surg Unit II 4East | 13 | IU | Active
SJS6906 | P5YEBA | 5 Year Battery Replacement | Gil Matos | GIMAT | EMPLOYEE | Y | 5 | 0.4 | 05/01/2026 |  | 2 | M | SJS | SJS | Power Supply w/Battery Backup | 16-936 | Power Systems, Uninterruptible | 103070 | Rauland-Borg Corp | 351003 | NSSJS6906 |  |  | 5102-12210 | SJS-Med/Surg Unit II 4East | 13 | IU | Active
SJS6907 | P5YEBA | 5 Year Battery Replacement | Gil Matos | GIMAT | EMPLOYEE | Y | 5 | 0.4 | 05/01/2026 |  | 2 | M | SJS | SJS | Power Supply w/Battery Backup | 16-936 | Power Systems, Uninterruptible | 103070 | Rauland-Borg Corp | 351003 | NSSJS6907 |  |  | 5102-12210 | SJS-Med/Surg Unit II 4East | 13 | IU | Active
SJS6908 | P5YEBA | 5 Year Battery Replacement | Gil Matos | GIMAT | EMPLOYEE | Y | 5 | 0.4 | 05/01/2026 |  | 2 | M | SJS | SJS | Power Supply w/Battery Backup | 16-936 | Power Systems, Uninterruptible | 103070 | Rauland-Borg Corp | 351003 | NSSJS6908 |  |  | 5102-12210 | SJS-Med/Surg Unit II 4East | 13 | IU | Active
SJS6909 | P5YEBA | 5 Year Battery Replacement | Gil Matos | GIMAT | EMPLOYEE | Y | 5 | 0.4 | 05/01/2026 |  | 2 | M | SJS | SJS | Power Supply w/Battery Backup | 16-936 | Power Systems, Uninterruptible | 103070 | Rauland-Borg Corp | 351003 | NSSJS6909 |  |  | 5102-12210 | SJS-Med/Surg Unit II 4East | 13 | IU | Active
SJS6910 | P5YEBA | 5 Year Battery Replacement | Gil Matos | GIMAT | EMPLOYEE | Y | 5 | 0.4 | 05/01/2026 |  | 2 | M | SJS | SJS | Power Supply w/Battery Backup | 16-936 | Power Systems, Uninterruptible | 103070 | Rauland-Borg Corp | 351003 | NSSJS6910 |  |  | 5102-12210 | SJS-Med/Surg Unit II 4East | 13 | IU | Active
SJS6911 | P5YEBA | 5 Year Battery Replacement | Gil Matos | GIMAT | EMPLOYEE | Y | 5 | 0.4 | 05/01/2026 |  | 2 | M | SJS | SJS | Power Supply w/Battery Backup | 16-936 | Power Systems, Uninterruptible | 103070 | Rauland-Borg Corp | 351003 | NSSJS6911 |  |  | 5102-12210 | SJS-Med/Surg Unit II 4East | 13 | IU | Active
SJS6912 | P5YEBA | 5 Year Battery Replacement | Gil Matos | GIMAT | EMPLOYEE | Y | 5 | 0.4 | 05/01/2026 |  | 2 | M | SJS | SJS | Power Supply w/Battery Backup | 16-936 | Power Systems, Uninterruptible | 103070 | Rauland-Borg Corp | 351003 | NSSJS6912 |  |  | 5102-12210 | SJS-Med/Surg Unit II 4East | 13 | IU | Active
SJS6913 | P5YEBA | 5 Year Battery Replacement | Gil Matos | GIMAT | EMPLOYEE | Y | 5 | 0.4 | 05/01/2026 |  | 2 | M | SJS | SJS | Power Supply w/Battery Backup | 16-936 | Power Systems, Uninterruptible | 103070 | Rauland-Borg Corp | 351003 | NSSJS6913 |  |  | 5102-12210 | SJS-Med/Surg Unit II 4East | 13 | IU | Active
SJS6914 | P5YEBA | 5 Year Battery Replacement | Darren Eaton | DAEAT | EMPLOYEE | Y | 5 | 0.4 | 06/01/2024 |  | 2 | M | SJS | SJS | Power Supply w/Battery Backup | 16-936 | Power Systems, Uninterruptible | 103070 | Rauland-Borg Corp | 351003 | NSSJS6914 |  |  | 5102-12250 | SJS-Med/Surg/Tele Unit 4South | 13 | IU | Active
SJS6915 | P5YEBA | 5 Year Battery Replacement | Darren Eaton | DAEAT | EMPLOYEE | Y | 5 | 0.4 | 06/01/2024 |  | 2 | M | SJS | SJS | Power Supply w/Battery Backup | 16-936 | Power Systems, Uninterruptible | 103070 | Rauland-Borg Corp | 351003 | NSSJS6915 |  |  | 5102-12250 | SJS-Med/Surg/Tele Unit 4South | 13 | IU | Active
SJS6916 | P5YEBA | 5 Year Battery Replacement | Darren Eaton | DAEAT | EMPLOYEE | Y | 5 | 0.4 | 06/01/2024 |  | 2 | M | SJS | SJS | Power Supply w/Battery Backup | 16-936 | Power Systems, Uninterruptible | 103070 | Rauland-Borg Corp | 351003 | NSSJS6916 |  |  | 5102-12250 | SJS-Med/Surg/Tele Unit 4South | 13 | IU | Active
SJS6917 | P5YEBA | 5 Year Battery Replacement | Darren Eaton | DAEAT | EMPLOYEE | Y | 5 | 0.4 | 06/01/2024 |  | 2 | M | SJS | SJS | Power Supply w/Battery Backup | 16-936 | Power Systems, Uninterruptible | 103070 | Rauland-Borg Corp | 351003 | NSSJS6917 |  |  | 5102-12250 | SJS-Med/Surg/Tele Unit 4South | 13 | IU | Active
SJS6918 | P5YEBA | 5 Year Battery Replacement | Darren Eaton | DAEAT | EMPLOYEE | Y | 5 | 0.4 | 06/01/2024 |  | 2 | M | SJS | SJS | Power Supply w/Battery Backup | 16-936 | Power Systems, Uninterruptible | 103070 | Rauland-Borg Corp | 351003 | NSSJS6918 |  |  | 5102-12250 | SJS-Med/Surg/Tele Unit 4South | 13 | IU | Active
SJS6919 | P5YEBA | 5 Year Battery Replacement | Darren Eaton | DAEAT | EMPLOYEE | Y | 5 | 0.4 | 06/01/2024 |  | 2 | M | SJS | SJS | Power Supply w/Battery Backup | 16-936 | Power Systems, Uninterruptible | 103070 | Rauland-Borg Corp | 351003 | NSSJS6919 |  |  | 5102-12250 | SJS-Med/Surg/Tele Unit 4South | 13 | IU | Active
SJS6920 | P5YEBA | 5 Year Battery Replacement | Darren Eaton | DAEAT | EMPLOYEE | Y | 5 | 0.4 | 06/01/2024 |  | 2 | M | SJS | SJS | Power Supply w/Battery Backup | 16-936 | Power Systems, Uninterruptible | 103070 | Rauland-Borg Corp | 351003 | NSSJS6920 |  |  | 5102-12250 | SJS-Med/Surg/Tele Unit 4South | 13 | IU | Active
SJS6921 | P5YEBA | 5 Year Battery Replacement | Darren Eaton | DAEAT | EMPLOYEE | Y | 5 | 0.4 | 06/01/2024 |  | 2 | M | SJS | SJS | Power Supply w/Battery Backup | 16-936 | Power Systems, Uninterruptible | 103070 | Rauland-Borg Corp | 351003 | NSSJS6921 |  |  | 5102-12250 | SJS-Med/Surg/Tele Unit 4South | 13 | IU | Active
SJS6922 | P5YEBA | 5 Year Battery Replacement | Darren Eaton | DAEAT | EMPLOYEE | Y | 5 | 0.4 | 06/01/2024 |  | 2 | M | SJS | SJS | Power Supply w/Battery Backup | 16-936 | Power Systems, Uninterruptible | 103070 | Rauland-Borg Corp | 351003 | NSSJS6922 |  |  | 5102-12250 | SJS-Med/Surg/Tele Unit 4South | 13 | IU | Active
SJS6923 | P5YEBA | 5 Year Battery Replacement | Darren Eaton | DAEAT | EMPLOYEE | Y | 5 | 0.4 | 06/01/2024 |  | 2 | M | SJS | SJS | Power Supply w/Battery Backup | 16-936 | Power Systems, Uninterruptible | 103070 | Rauland-Borg Corp | 351003 | NSSJS6923 |  |  | 5102-12250 | SJS-Med/Surg/Tele Unit 4South | 13 | IU | Active
SJS6924 | P5YEBA | 5 Year Battery Replacement | Darren Eaton | DAEAT | EMPLOYEE | Y | 5 | 0.4 | 06/01/2024 |  | 2 | M | SJS | SJS | Power Supply w/Battery Backup | 16-936 | Power Systems, Uninterruptible | 103070 | Rauland-Borg Corp | 351003 | NSSJS6924 |  |  | 5102-12250 | SJS-Med/Surg/Tele Unit 4South | 13 | IU | Active
SJS6925 | P5YEBA | 5 Year Battery Replacement | Darren Eaton | DAEAT | EMPLOYEE | Y | 5 | 0.4 | 06/01/2024 |  | 2 | M | SJS | SJS | Power Supply w/Battery Backup | 16-936 | Power Systems, Uninterruptible | 103070 | Rauland-Borg Corp | 351003 | NSSJS6925 |  |  | 5102-12250 | SJS-Med/Surg/Tele Unit 4South | 13 | IU | Active
SJS6926 | P5YEBA | 5 Year Battery Replacement | Darren Eaton | DAEAT | EMPLOYEE | Y | 5 | 0.4 | 06/01/2024 |  | 2 | M | SJS | SJS | Power Supply w/Battery Backup | 16-936 | Power Systems, Uninterruptible | 103070 | Rauland-Borg Corp | 351003 | NSSJS6926 |  |  | 5102-12250 | SJS-Med/Surg/Tele Unit 4South | 13 | IU | Active
SJS6927 | P5YEBA | 5 Year Battery Replacement | Darren Eaton | DAEAT | EMPLOYEE | Y | 5 | 0.4 | 06/01/2024 |  | 2 | M | SJS | SJS | Power Supply w/Battery Backup | 16-936 | Power Systems, Uninterruptible | 103070 | Rauland-Borg Corp | 351003 | NSSJS6927 |  |  | 5102-12250 | SJS-Med/Surg/Tele Unit 4South | 13 | IU | Active
SJS6928 | P5YEBA | 5 Year Battery Replacement | Gil Matos | GIMAT | EMPLOYEE | Y | 5 | 0.4 | 05/01/2026 |  | 2 | M | SJS | SJS | Power Supply w/Battery Backup | 16-936 | Power Systems, Uninterruptible | 103070 | Rauland-Borg Corp | 351003 | NSSJS6928 |  |  | 5102-21500 | SJS-PACU | 13 | IU | Active
SJS6929 | P5YEBA | 5 Year Battery Replacement | Gil Matos | GIMAT | EMPLOYEE | Y | 5 | 0.4 | 05/01/2026 |  | 2 | M | SJS | SJS | Power Supply w/Battery Backup | 16-936 | Power Systems, Uninterruptible | 103070 | Rauland-Borg Corp | 351003 | NSSJS2969 |  |  | 5102-21500 | SJS-PACU | 13 | IU | Active
SJS6930 | P5YEBA | 5 Year Battery Replacement | Gil Matos | GIMAT | EMPLOYEE | Y | 5 | 0.4 | 05/01/2026 |  | 2 | M | SJS | SJS | Power Supply w/Battery Backup | 16-936 | Power Systems, Uninterruptible | 103070 | Rauland-Borg Corp | 351003 | NSSJS6930 |  |  | 5102-21500 | SJS-PACU | 13 | IU | Active
SJS6931 | P5YEBA | 5 Year Battery Replacement | Gil Matos | GIMAT | EMPLOYEE | Y | 5 | 0.4 | 05/01/2026 |  | 2 | M | SJS | SJS | Power Supply w/Battery Backup | 16-936 | Power Systems, Uninterruptible | 103070 | Rauland-Borg Corp | 351003 | NSSJS6931 |  |  | 5102-21500 | SJS-PACU | 13 | IU | Active
SJS6932 | P5YEBA | 5 Year Battery Replacement | Gil Matos | GIMAT | EMPLOYEE | Y | 5 | 0.4 | 05/01/2026 |  | 2 | M | SJS | SJS | Power Supply w/Battery Backup | 16-936 | Power Systems, Uninterruptible | 103070 | Rauland-Borg Corp | 351003 | NSSJS6932 |  |  | 5102-21500 | SJS-PACU | 13 | IU | Active
SJS6933 | P5YEBA | 5 Year Battery Replacement | Gil Matos | GIMAT | EMPLOYEE | Y | 5 | 0.4 | 05/01/2026 |  | 2 | M | SJS | SJS | Power Supply w/Battery Backup | 16-936 | Power Systems, Uninterruptible | 103070 | Rauland-Borg Corp | 351003 | NSSJS6933 |  |  | 5102-21500 | SJS-PACU | 13 | IU | Active
SJS6934 | P5YEBA | 5 Year Battery Replacement | Gil Matos | GIMAT | EMPLOYEE | Y | 5 | 0.4 | 05/01/2026 |  | 2 | M | SJS | SJS | Power Supply w/Battery Backup | 16-936 | Power Systems, Uninterruptible | 103070 | Rauland-Borg Corp | 351003 | NSSJS6934 |  |  | 5102-21500 | SJS-PACU | 13 | IU | Active
SJS6935 | P5YEBA | 5 Year Battery Replacement | Gerson Colon | 94805 | EMPLOYEE | Y | 5 | 0.4 | 05/01/2026 |  | 2 | M | SJS | SJS | Power Supply w/Battery Backup | 16-936 | Power Systems, Uninterruptible | 103070 | Rauland-Borg Corp | 351003 | NSSJS6935 |  |  | 5102-21221 | SJS-Endoscopy | 26 | IU | Active
SJS6936 | P5YEBA | 5 Year Battery Replacement | Gerson Colon | 94805 | EMPLOYEE | Y | 5 | 0.4 | 05/01/2026 |  | 2 | M | SJS | SJS | Power Supply w/Battery Backup | 16-936 | Power Systems, Uninterruptible | 103070 | Rauland-Borg Corp | 351003 | NSSJS6936 |  |  | 5102-21221 | SJS-Endoscopy | 26 | IU | Active
SJS6937 | P5YEBA | 5 Year Battery Replacement | Gerson Colon | 94805 | EMPLOYEE | Y | 5 | 0.4 | 05/01/2026 |  | 2 | M | SJS | SJS | Power Supply w/Battery Backup | 16-936 | Power Systems, Uninterruptible | 103070 | Rauland-Borg Corp | 351003 | NSSJS6937 |  |  | 5102-21221 | SJS-Endoscopy | 26 | IU | Active
SJS6938 | P5YEBA | 5 Year Battery Replacement | Gerson Colon | 94805 | EMPLOYEE | Y | 5 | 0.4 | 05/01/2026 |  | 2 | M | SJS | SJS | Power Supply w/Battery Backup | 16-936 | Power Systems, Uninterruptible | 103070 | Rauland-Borg Corp | 351003 | NSSJS6938 |  |  | 5102-21221 | SJS-Endoscopy | 26 | IU | Active
SJS6939 | P5YEBA | 5 Year Battery Replacement | Gerson Colon | 94805 | EMPLOYEE | Y | 5 | 0.4 | 05/01/2026 |  | 2 | M | SJS | SJS | Power Supply w/Battery Backup | 16-936 | Power Systems, Uninterruptible | 103070 | Rauland-Borg Corp | 351003 | NSSJS6939 |  |  | 5102-21221 | SJS-Endoscopy | 26 | IU | Active
SJS6940 | P5YEBA | 5 Year Battery Replacement | Gerson Colon | 94805 | EMPLOYEE | Y | 5 | 0.4 | 05/01/2026 |  | 2 | M | SJS | SJS | Power Supply w/Battery Backup | 16-936 | Power Systems, Uninterruptible | 103070 | Rauland-Borg Corp | 351003 | NSSJS6940 |  |  | 5102-21221 | SJS-Endoscopy | 26 | IU | Active
SJS6941 | P5YEBA | 5 Year Battery Replacement | Gerson Colon | 94805 | EMPLOYEE | Y | 5 | 0.4 | 05/01/2026 |  | 2 | M | SJS | SJS | Power Supply w/Battery Backup | 16-936 | Power Systems, Uninterruptible | 103070 | Rauland-Borg Corp | 351003 | NSSJS6941 |  |  | 5102-21221 | SJS-Endoscopy | 26 | IU | Active
SJS6942 | P5YEBA | 5 Year Battery Replacement | Gerson Colon | 94805 | EMPLOYEE | Y | 5 | 0.4 | 05/01/2026 |  | 2 | M | SJS | SJS | Power Supply w/Battery Backup | 16-936 | Power Systems, Uninterruptible | 103070 | Rauland-Borg Corp | 351003 | NSSJS6942 |  |  | 5102-21221 | SJS-Endoscopy | 26 | IU | Active
SJS6943 | P5YEBA | 5 Year Battery Replacement | Twanna Hardy | TWLUK | EMPLOYEE | Y | 5 | 0.4 | 05/01/2026 |  | 2 | M | SJS | SJS | Power Supply w/Battery Backup | 16-936 | Power Systems, Uninterruptible | 103070 | Rauland-Borg Corp | 351003 | NSSJS6943 |  |  | 5102-22100 | SJS-Labor & Delivery | 13 | IU | Active
SJS6944 | P5YEBA | 5 Year Battery Replacement | Twanna Hardy | TWLUK | EMPLOYEE | Y | 5 | 0.4 | 05/01/2026 |  | 2 | M | SJS | SJS | Power Supply w/Battery Backup | 16-936 | Power Systems, Uninterruptible | 103070 | Rauland-Borg Corp | 351003 | NSSJS6944 |  |  | 5102-22100 | SJS-Labor & Delivery | 13 | IU | Active
SJS6945 | P5YEBA | 5 Year Battery Replacement | Twanna Hardy | TWLUK | EMPLOYEE | Y | 5 | 0.4 | 05/01/2026 |  | 2 | M | SJS | SJS | Power Supply w/Battery Backup | 16-936 | Power Systems, Uninterruptible | 103070 | Rauland-Borg Corp | 351003 | NSSJS6945 |  |  | 5102-22100 | SJS-Labor & Delivery | 13 | IU | Active
SJS6946 | P5YEBA | 5 Year Battery Replacement | Twanna Hardy | TWLUK | EMPLOYEE | Y | 5 | 0.4 | 05/01/2026 |  | 2 | M | SJS | SJS | Power Supply w/Battery Backup | 16-936 | Power Systems, Uninterruptible | 103070 | Rauland-Borg Corp | 351003 | NSSJS6946 |  |  | 5102-22100 | SJS-Labor & Delivery | 13 | IU | Active
SJS6947 | P5YEBA | 5 Year Battery Replacement | Gerson Colon | 94805 | EMPLOYEE | Y | 5 | 0.4 | 11/01/2028 | 11/02/2023 | 2 | M | SJS | SJS | Power Supply w/Battery Backup | 16-936 | Power Systems, Uninterruptible | 103070 | Rauland-Borg Corp | 351003 | NSSJS6947 |  |  | 5102-12255 | SJS-ED Observation Unit 1South | 12 | IU | Active
SJS6948 | P5YEBA | 5 Year Battery Replacement | Gerson Colon | 94805 | EMPLOYEE | Y | 5 | 0.4 | 11/01/2028 | 11/02/2023 | 2 | M | SJS | SJS | Power Supply w/Battery Backup | 16-936 | Power Systems, Uninterruptible | 103070 | Rauland-Borg Corp | 351003 | NSSJS6948 |  |  | 5102-12255 | SJS-ED Observation Unit 1South | 12 | IU | Active
SJS6949 | P5YEBA | 5 Year Battery Replacement | Gerson Colon | 94805 | EMPLOYEE | Y | 5 | 0.4 | 11/01/2028 | 11/02/2023 | 2 | M | SJS | SJS | Power Supply w/Battery Backup | 16-936 | Power Systems, Uninterruptible | 103070 | Rauland-Borg Corp | 351003 | NSSJS6949 |  |  | 5102-12255 | SJS-ED Observation Unit 1South | 12 | IU | Active
SJS6950 | P5YEBA | 5 Year Battery Replacement | Gerson Colon | 94805 | EMPLOYEE | Y | 5 | 0.4 | 11/01/2028 | 11/02/2023 | 2 | M | SJS | SJS | Power Supply w/Battery Backup | 16-936 | Power Systems, Uninterruptible | 103070 | Rauland-Borg Corp | 351003 | NSSJS6950 |  |  | 5102-12255 | SJS-ED Observation Unit 1South | 12 | IU | Active
SJS6951 | P5YEBA | 5 Year Battery Replacement | Gerson Colon | 94805 | EMPLOYEE | Y | 5 | 0.4 | 11/01/2028 | 11/02/2023 | 2 | M | SJS | SJS | Power Supply w/Battery Backup | 16-936 | Power Systems, Uninterruptible | 103070 | Rauland-Borg Corp | 351003 | NSSJS6951 |  |  | 5102-12255 | SJS-ED Observation Unit 1South | 12 | IU | Active
SJS6952 | P5YEBA | 5 Year Battery Replacement | Gerson Colon | 94805 | EMPLOYEE | Y | 5 | 0.4 | 11/01/2028 | 11/02/2023 | 2 | M | SJS | SJS | Power Supply w/Battery Backup | 16-936 | Power Systems, Uninterruptible | 103070 | Rauland-Borg Corp | 351003 | NSSJS6952 |  |  | 5102-12255 | SJS-ED Observation Unit 1South | 12 | IU | Active
SJS6953 | P5YEBA | 5 Year Battery Replacement | Gerson Colon | 94805 | EMPLOYEE | Y | 5 | 0.4 | 11/01/2028 | 11/02/2023 | 2 | M | SJS | SJS | Power Supply w/Battery Backup | 16-936 | Power Systems, Uninterruptible | 103070 | Rauland-Borg Corp | 351003 | NSSJS6953 |  |  | 5102-12255 | SJS-ED Observation Unit 1South | 12 | IU | Active
SJS6954 | P5YEBA | 5 Year Battery Replacement | Gerson Colon | 94805 | EMPLOYEE | Y | 5 | 0.4 | 11/01/2028 | 11/02/2023 | 2 | M | SJS | SJS | Power Supply w/Battery Backup | 16-936 | Power Systems, Uninterruptible | 103070 | Rauland-Borg Corp | 351003 | NSSJS6954 |  |  | 5102-12255 | SJS-ED Observation Unit 1South | 12 | IU | Active
SJS6955 | P5YEBA | 5 Year Battery Replacement | Gerson Colon | 94805 | EMPLOYEE | Y | 5 | 0.4 | 11/01/2028 | 11/02/2023 | 2 | M | SJS | SJS | Power Supply w/Battery Backup | 16-936 | Power Systems, Uninterruptible | 103070 | Rauland-Borg Corp | 351003 | NSSJS6955 |  |  | 5102-12255 | SJS-ED Observation Unit 1South | 12 | IU | Active
SJS6956 | P5YEBA | 5 Year Battery Replacement | Gerson Colon | 94805 | EMPLOYEE | Y | 5 | 0.4 | 11/01/2028 | 11/02/2023 | 2 | M | SJS | SJS | Power Supply w/Battery Backup | 16-936 | Power Systems, Uninterruptible | 103070 | Rauland-Borg Corp | 351003 | NSSJS6956 |  |  | 5102-12255 | SJS-ED Observation Unit 1South | 12 | IU | Active
SJS6957 | P5YEBA | 5 Year Battery Replacement | Gerson Colon | 94805 | EMPLOYEE | Y | 5 | 0.4 | 11/01/2028 | 11/02/2023 | 2 | M | SJS | SJS | Power Supply w/Battery Backup | 16-936 | Power Systems, Uninterruptible | 103070 | Rauland-Borg Corp | 351003 | NSSJS6957 |  |  | 5102-12255 | SJS-ED Observation Unit 1South | 12 | IU | Active
SJS6958 | P5YEBA | 5 Year Battery Replacement | Gerson Colon | 94805 | EMPLOYEE | Y | 5 | 0.4 | 11/01/2028 | 11/02/2023 | 2 | M | SJS | SJS | Power Supply w/Battery Backup | 16-936 | Power Systems, Uninterruptible | 103070 | Rauland-Borg Corp | 351003 | NSSJS6958 |  |  | 5102-12255 | SJS-ED Observation Unit 1South | 12 | IU | Active
SJS6959 | P5YEBA | 5 Year Battery Replacement | Gerson Colon | 94805 | EMPLOYEE | Y | 5 | 0.4 | 11/01/2028 | 11/02/2023 | 2 | M | SJS | SJS | Power Supply w/Battery Backup | 16-936 | Power Systems, Uninterruptible | 103070 | Rauland-Borg Corp | 351003 | NSSJS6959 |  |  | 5102-12255 | SJS-ED Observation Unit 1South | 12 | IU | Active
SJS6960 | P5YEBA | 5 Year Battery Replacement | Gerson Colon | 94805 | EMPLOYEE | Y | 5 | 0.4 | 11/01/2028 | 11/02/2023 | 2 | M | SJS | SJS | Power Supply w/Battery Backup | 16-936 | Power Systems, Uninterruptible | 103070 | Rauland-Borg Corp | 351003 | NSSJS6960 |  |  | 5102-12255 | SJS-ED Observation Unit 1South | 12 | IU | Active
SJS6961 | P5YEBA | 5 Year Battery Replacement | Gerson Colon | 94805 | EMPLOYEE | Y | 5 | 0.4 | 11/01/2028 | 11/02/2023 | 2 | M | SJS | SJS | Power Supply w/Battery Backup | 16-936 | Power Systems, Uninterruptible | 103070 | Rauland-Borg Corp | 351003 | NSSJS6961 |  |  | 5102-12255 | SJS-ED Observation Unit 1South | 12 | IU | Active
SJS6962 | P5YEBA | 5 Year Battery Replacement | Gerson Colon | 94805 | EMPLOYEE | Y | 5 | 0.4 | 11/01/2028 | 11/02/2023 | 2 | M | SJS | SJS | Power Supply w/Battery Backup | 16-936 | Power Systems, Uninterruptible | 103070 | Rauland-Borg Corp | 351003 | NSSJS6962 |  |  | 5102-12255 | SJS-ED Observation Unit 1South | 12 | IU | Active
SJS6963 | PRABR7 | Rauland BRC 7 Year Coin Replacement | Gerson Colon | 94805 | EMPLOYEE | Y | 7 | 0 | 07/01/2025 |  | 2 | M | SJS | SJS | Branch Regional Controller | 15-614 | Hospital Communication Systems, Nurse Call | 103070 | Rauland-Borg Corp | 351001 | NSSJS6963 |  |  | 5102-12255 | SJS-ED Observation Unit 1South | 12 | IU | Active
SJS6964 | PRABR7 | Rauland BRC 7 Year Coin Replacement | Gerson Colon | 94805 | EMPLOYEE | Y | 7 | 0 | 07/01/2025 |  | 2 | M | SJS | SJS | Branch Regional Controller | 15-614 | Hospital Communication Systems, Nurse Call | 103070 | Rauland-Borg Corp | 351001 | NSSJS6964 |  |  | 5102-12255 | SJS-ED Observation Unit 1South | 12 | IU | Active
SJS6965 | P5YEBA | 5 Year Battery Replacement | Gerson Colon | 94805 | EMPLOYEE | Y | 5 | 0.4 | 05/01/2026 |  | 2 | M | SJS | SJS | Power Supply w/Battery Backup | 16-936 | Power Systems, Uninterruptible | 103070 | Rauland-Borg Corp | 351003 | NSSJS6965 |  |  | 5102-23100 | SJS-Emergency Service | 13 | IU | Active
SJS6966 | P5YEBA | 5 Year Battery Replacement | Gerson Colon | 94805 | EMPLOYEE | Y | 5 | 0.4 | 05/01/2026 |  | 2 | M | SJS | SJS | Power Supply w/Battery Backup | 16-936 | Power Systems, Uninterruptible | 103070 | Rauland-Borg Corp | 351003 | NSSJS6966 |  |  | 5102-23100 | SJS-Emergency Service | 13 | IU | Active
SJS6967 | P5YEBA | 5 Year Battery Replacement | Gerson Colon | 94805 | EMPLOYEE | Y | 5 | 0.4 | 05/01/2026 |  | 2 | M | SJS | SJS | Power Supply w/Battery Backup | 16-936 | Power Systems, Uninterruptible | 103070 | Rauland-Borg Corp | 351003 | NSSJS6967 |  |  | 5102-23100 | SJS-Emergency Service | 13 | IU | Active
SJS6968 | P5YEBA | 5 Year Battery Replacement | Gerson Colon | 94805 | EMPLOYEE | Y | 5 | 0.4 | 05/01/2026 |  | 2 | M | SJS | SJS | Power Supply w/Battery Backup | 16-936 | Power Systems, Uninterruptible | 103070 | Rauland-Borg Corp | 351003 | NSSJS6968 |  |  | 5102-23100 | SJS-Emergency Service | 13 | IU | Active
SJS6969 | P5YEBA | 5 Year Battery Replacement | Gerson Colon | 94805 | EMPLOYEE | Y | 5 | 0.4 | 05/01/2026 |  | 2 | M | SJS | SJS | Power Supply w/Battery Backup | 16-936 | Power Systems, Uninterruptible | 103070 | Rauland-Borg Corp | 351003 | NSSJS6969 |  |  | 5102-23100 | SJS-Emergency Service | 13 | IU | Active
SJS6970 | P5YEBA | 5 Year Battery Replacement | Gerson Colon | 94805 | EMPLOYEE | Y | 5 | 0.4 | 05/01/2026 |  | 2 | M | SJS | SJS | Power Supply w/Battery Backup | 16-936 | Power Systems, Uninterruptible | 103070 | Rauland-Borg Corp | 351003 | NSSJS6970 |  |  | 5102-23100 | SJS-Emergency Service | 13 | IU | Active
SJS6971 | P5YEBA | 5 Year Battery Replacement | Gerson Colon | 94805 | EMPLOYEE | Y | 5 | 0.4 | 05/01/2026 |  | 2 | M | SJS | SJS | Power Supply w/Battery Backup | 16-936 | Power Systems, Uninterruptible | 103070 | Rauland-Borg Corp | 351003 | NSSJS6971 |  |  | 5102-23100 | SJS-Emergency Service | 13 | IU | Active
SJS6972 | P5YEBA | 5 Year Battery Replacement | Gerson Colon | 94805 | EMPLOYEE | Y | 5 | 0.4 | 05/01/2026 |  | 2 | M | SJS | SJS | Power Supply w/Battery Backup | 16-936 | Power Systems, Uninterruptible | 103070 | Rauland-Borg Corp | 351003 | NSSJS6972 |  |  | 5102-23100 | SJS-Emergency Service | 13 | IU | Active
SJS6973 | P5YEBA | 5 Year Battery Replacement | Darren Eaton | DAEAT | EMPLOYEE | Y | 5 | 0.4 | 05/01/2026 |  | 2 | M | SJS | SJS | Power Supply w/Battery Backup | 16-936 | Power Systems, Uninterruptible | 103070 | Rauland-Borg Corp | 351003 | NSSJS6973 |  |  | 5102-33020 | SJS-Imaging Central Ops | 13 | IU | Active
SJS6974 | P5YEBA | 5 Year Battery Replacement | Darren Eaton | DAEAT | EMPLOYEE | Y | 5 | 0.4 | 05/01/2026 |  | 2 | M | SJS | SJS | Power Supply w/Battery Backup | 16-936 | Power Systems, Uninterruptible | 103070 | Rauland-Borg Corp | 351003 | NSSJS6974 |  |  | 5102-33020 | SJS-Imaging Central Ops | 13 | IU | Active
SJS6975 | P5YEBA | 5 Year Battery Replacement | Darren Eaton | DAEAT | EMPLOYEE | Y | 5 | 0.4 | 05/01/2026 |  | 2 | M | SJS | SJS | Power Supply w/Battery Backup | 16-936 | Power Systems, Uninterruptible | 103070 | Rauland-Borg Corp | 351003 | NSSJS6975 |  |  | 5102-33020 | SJS-Imaging Central Ops | 13 | IU | Active
SJS6976 | P5YEBA | 5 Year Battery Replacement | Darren Eaton | DAEAT | EMPLOYEE | Y | 5 | 0.4 | 05/01/2026 |  | 2 | M | SJS | SJS | Power Supply w/Battery Backup | 16-936 | Power Systems, Uninterruptible | 103070 | Rauland-Borg Corp | 351003 | NSSJS6976 |  |  | 5102-33020 | SJS-Imaging Central Ops | 13 | IU | Active
SJS6977 | P5YEBA | 5 Year Battery Replacement | Darren Eaton | DAEAT | EMPLOYEE | Y | 5 | 0.4 | 05/01/2026 |  | 2 | M | SJS | SJS | Power Supply w/Battery Backup | 16-936 | Power Systems, Uninterruptible | 103070 | Rauland-Borg Corp | 351003 | NSSJS6977 |  |  | 5102-33020 | SJS-Imaging Central Ops | 13 | IU | Active
SJS6978 | P5YEBA | 5 Year Battery Replacement | Darren Eaton | DAEAT | EMPLOYEE | Y | 5 | 0.4 | 05/01/2026 |  | 2 | M | SJS | SJS | Power Supply w/Battery Backup | 16-936 | Power Systems, Uninterruptible | 103070 | Rauland-Borg Corp | 351003 | NSSJS6978 |  |  | 5102-33020 | SJS-Imaging Central Ops | 13 | IU | Active
SJS6979 | P5YEBA | 5 Year Battery Replacement | Darren Eaton | DAEAT | EMPLOYEE | Y | 5 | 0.4 | 05/01/2026 |  | 2 | M | SJS | SJS | Power Supply w/Battery Backup | 16-936 | Power Systems, Uninterruptible | 103070 | Rauland-Borg Corp | 351003 | NSSJS6979 |  |  | 5102-33020 | SJS-Imaging Central Ops | 13 | IU | Active
SJS6980 | P5YEBA | 5 Year Battery Replacement | Twanna Hardy | TWLUK | EMPLOYEE | Y | 5 | 0.4 | 05/01/2026 |  | 2 | M | SJS | SJS | Power Supply w/Battery Backup | 16-936 | Power Systems, Uninterruptible | 103070 | Rauland-Borg Corp | 351003 | NSSJS6980 |  |  | 5102-10000 | SJS-Nursing Administration | 13 | IU | Active
SJS6985 | P10123 | -Pm Device Using Mfg Procedure | Gil Matos | GIMAT | EMPLOYEE | Y | 1 | 0.5 | 07/01/2024 | 08/01/2023 | 2 | M | SJS | SJS | Endoscope- Pneumatic Tester | 23-981 | Testers, Endoscope, Leak/Fluid Detection | 276750 | Olympus America Inc | MU-1 | 7276891 |  |  | 5102-85160 | SJS-Sterile Processing | 14 | IU | Active
SJS6988 | P-VPM | -Vendor PM | Twanna Hardy | TWLUK | EMPLOYEE | Y | 1 | 0.5 | 03/01/2025 | 03/01/2024 | 2 | M | SJS | SJS | Exergen Temporal Cal Kit | CC-040 | Test Equipment | 107875 | Exergen Corp | 129003 | A1161179 |  |  | 5102-88570 | SJS-Clinical Engineering | 13 | IU | Active
SJS6989 | P117 | Oxygen-Air Proportioners/Blender Annual PM | Gerson Colon | 94805 | EMPLOYEE | Y | 1 | 0.7 | 03/01/2025 | 02/15/2023 | 2 | M | SJS | SJS | Air-Oxygen Blenders | 12-876 | Oxygen-Air Proportioners | 106490 | Precision Medical Inc | PM5200 | 00008483 |  |  | 5102-35000 | SJS-Respiratory Care Services | 13 | IU | Active
SJS6989 | POVBY2 | 2 Year Blender Overhaul | Gerson Colon | 94805 | EMPLOYEE | Y | 2 | 1 | 03/01/2026 | 03/01/2024 | 2 | M | SJS | SJS | Air-Oxygen Blenders | 12-876 | Oxygen-Air Proportioners | 106490 | Precision Medical Inc | PM5200 | 00008483 |  |  | 5102-35000 | SJS-Respiratory Care Services | 13 | IU | Active
SJS6990 | P80CAA | 8015 CareFusion Alaris Pump | Gerson Colon | 94805 | EMPLOYEE | Y | 2 | 0.8 | 08/01/2025 | 01/10/2024 | 6 | M | SJS | SJS | Pump Control Unit | 26-655 | Controllers, Infusion Pump Systems, Programmable | 378348 | BD | 8015 BD | 15737622 | PCU | Alaris 1 | 5102-23100 | SJS-Emergency Service | 21 | IU | Active
SJS6991 | P80CAA | 8015 CareFusion Alaris Pump | Darren Eaton | DAEAT | EMPLOYEE | Y | 2 | 1 | 08/01/2025 | 12/07/2023 | 6 | M | SJS | SJS | Pump Control Unit 5.7 Screen | 26-655 | Controllers, Infusion Pump Systems, Programmable | 378348 | BD | 8015LS | 14191135 | LVP | Alaris 2 | 5102-12225 | SJS-Med/Surg Unit I 4West | 20 | IU | Active
SJS6993 | P10123 | -Pm Device Using Mfg Procedure | Gerson Colon | 94805 | EMPLOYEE | M | 6 | 1 | 09/01/2024 | 09/26/2023 | 1 | M | SJS | SJS | Infant Transport Ventilator | 18-098 | Ventilators, Transport | 104004 | Bio-Med Devices Inc | 2200KCB | 102001035 |  |  | 5102-35000 | SJS-Respiratory Care Services | 40 | LS | High Risk
SJS6993 | POVBYV | Overhaul by Vendor, Crossvent 2i | Gerson Colon | 94805 | EMPLOYEE | Y | 2 | 0.5 | 03/01/2026 | 03/01/2024 | 2 | M | SJS | SJS | Infant Transport Ventilator | 18-098 | Ventilators, Transport | 104004 | Bio-Med Devices Inc | 2200KCB | 102001035 |  |  | 5102-35000 | SJS-Respiratory Care Services | 40 | LS | High Risk
SJS6997 | P134 | Monitor, Physiological. | Gerson Colon | 94805 | EMPLOYEE | Y | 1 | 1 | 09/01/2024 | 10/04/2023 | 2 | M | SJS | SJS | Front End Hemodynamic Monitor | 12-648 | Monitoring Systems, Physiologic, Cardiac Catheterization | 452291 | Philips Interventional Patient | FC2010 | US1934001253 |  |  | 5102-30695 | SJS-Interventional Services | 16 | IU | Active
SJS7002 | P53PAC | 5392 Pacemaker, Cardiac, External | Gerson Colon | 94805 | EMPLOYEE | Y | 1 | 1 | 09/01/2024 | 09/13/2023 | 1 | M | SJS | SJS | Dual Chamber Pacemaker | 12-912 | Pacemakers, Cardiac, External, Invasive Electrode, Transvenous | 398065 | Medtronic Inc Cardiac Rhythm M | 5392 | DJH045395P |  |  | 5102-30695 | SJS-Interventional Services | 40 | LS | High Risk
SJS7003 | P-SAGP | -Service Agreement PM | Gerson Colon Jr | GECOL | EMPLOYEE | Y | 1 | 0.5 | 03/01/2025 | 03/01/2024 | 2 | M | SJS | SJS | Intravascular Ultrasound | 17-746 | Scanning Systems, Ultrasonic, Intravascular | 453551 | Philips Healthcare | IntraSight | 401175 |  |  | 5102-30695 | SJS-Interventional Services | 17 | IU | Active
SJS7004 | P-SAGP | -Service Agreement PM | Gerson Colon Jr | GECOL | EMPLOYEE | Y | 1 | 1 | 08/01/2024 | 09/28/2023 | 2 | M | SJS | SJS | Angiographic/Interventional Sy | 16-597 | Radiographic/Fluoroscopic Systems, Angiographic/Interventional | 399199 | Siemens Medical Solutions USA | 10848281 | 110154 |  |  | 5102-30695 | SJS-Interventional Services | 19 | IU | Active
SJS7005 | P134 | Monitor, Physiological. | Gerson Colon | 94805 | EMPLOYEE | Y | 1 | 1 | 09/01/2024 | 10/02/2023 | 2 | M | SJS | SJS | Front End Hemodynamic Monitor | 12-648 | Monitoring Systems, Physiologic, Cardiac Catheterization | 452291 | Philips Interventional Patient | FC2010 | MXL2112FT2 |  |  | 5102-30695 | SJS-Interventional Services | 16 | IU | Active
SJS7006 | P-SAGP | -Service Agreement PM | Gerson Colon Jr | GECOL | EMPLOYEE | Y | 1 | 0.5 | 03/01/2025 | 03/01/2024 | 2 | M | SJS | SJS | Intravascular Ultrasound | 17-746 | Scanning Systems, Ultrasonic, Intravascular | 453551 | Philips Healthcare | SyncVision | 3166 |  |  | 5102-30695 | SJS-Interventional Services | 17 | IU | Active
SJS7008 | P10123 | -Pm Device Using Mfg Procedure | Gil Matos | GIMAT | EMPLOYEE | Y | 1 | 0.5 | 01/01/2025 | 01/09/2024 | 2 | M | SJS | SJS | Touch Screen Pulse Oximeter | 17-148 | Oximeters, Pulse | 371567 | Masimo Corp | Radical 7 | 1000275935 |  |  | 5102-14000 | SJS-Pedi Med/Surg/Tele | 15 | IU | Active
SJS7009 | P10123 | -Pm Device Using Mfg Procedure | Gil Matos | GIMAT | EMPLOYEE | Y | 1 | 0.5 | 01/01/2025 | 02/26/2024 | 2 | M | SJS | SJS | Touch Screen Pulse Oximeter | 17-148 | Oximeters, Pulse | 371567 | Masimo Corp | Radical 7 | 1000276820 |  |  | 5102-14000 | SJS-Pedi Med/Surg/Tele | 15 | IU | Active
SJS7010 | P10123 | -Pm Device Using Mfg Procedure | Gil Matos | GIMAT | EMPLOYEE | Y | 1 | 0.5 | 01/01/2025 | 02/06/2024 | 2 | M | SJS | SJS | Touch Screen Pulse Oximeter | 17-148 | Oximeters, Pulse | 371567 | Masimo Corp | Radical 7 | 1000276727 |  |  | 5102-14000 | SJS-Pedi Med/Surg/Tele | 15 | IU | Active
SJS7011 | P10123 | -Pm Device Using Mfg Procedure | Gil Matos | GIMAT | EMPLOYEE | Y | 1 | 0.5 | 01/01/2025 | 02/15/2024 | 2 | M | SJS | SJS | Touch Screen Pulse Oximeter | 17-148 | Oximeters, Pulse | 371567 | Masimo Corp | Radical 7 | 1000277011 |  |  | 5102-14000 | SJS-Pedi Med/Surg/Tele | 15 | IU | Active
SJS7012 | P10123 | -Pm Device Using Mfg Procedure | Gil Matos | GIMAT | EMPLOYEE | Y | 1 | 0.5 | 01/01/2025 | 01/09/2024 | 2 | M | SJS | SJS | Touch Screen Pulse Oximeter | 17-148 | Oximeters, Pulse | 371567 | Masimo Corp | Radical 7 | 1000275927 |  |  | 5102-14000 | SJS-Pedi Med/Surg/Tele | 15 | IU | Active
SJS7018 | P10123 | -Pm Device Using Mfg Procedure | Gil Matos | GIMAT | EMPLOYEE | Y | 1 | 0.5 | 02/01/2025 | 01/29/2024 | 2 | M | SJS | SJS | Touch Screen Pulse Oximeter | 17-148 | Oximeters, Pulse | 371567 | Masimo Corp | Radical 7 | 1000227597 |  |  | 5102-14000 | SJS-Pedi Med/Surg/Tele | 15 | IU | Active
SJS7023 | P10123 | -Pm Device Using Mfg Procedure | Demar Lemonius-MedStat | DELEM | EMPLOYEE | Y | 1 | 0.5 | 11/01/2024 | 12/01/2023 | 2 | M | SJS | SJS | Stretcher | 19-021 | Stretchers, Mobile, Hospital, Adjustable-Height w/SCALE | 271227 | Stryker Medical | 1115 | 2017006800713 |  |  | 5102-23100 | SJS-Emergency Service | 13 | IU | Active
SJS7026 | P10123 | -Pm Device Using Mfg Procedure | Gerson Colon | 94805 | EMPLOYEE | M | 6 | 1 | 09/01/2024 | 03/01/2024 | 1 | M | SJS | SJS | Infant Transport Ventilator | 18-098 | Ventilators, Transport | 104004 | Bio-Med Devices Inc | 2200KCB | 102001042 |  |  | 5102-35000 | SJS-Respiratory Care Services | 40 | LS | High Risk
SJS7026 | POVBYV | Overhaul by Vendor, Crossvent 2i | Gerson Colon | 94805 | EMPLOYEE | Y | 2 | 0.5 | 09/01/2024 | 12/07/2022 | 2 | M | SJS | SJS | Infant Transport Ventilator | 18-098 | Ventilators, Transport | 104004 | Bio-Med Devices Inc | 2200KCB | 102001042 |  |  | 5102-35000 | SJS-Respiratory Care Services | 40 | LS | High Risk
SJS7027 | P10123 | -Pm Device Using Mfg Procedure | Gerson Colon | 94805 | EMPLOYEE | M | 6 | 1 | 07/01/2024 | 01/10/2024 | 2 | M | SJS | SJS | Blanket/Solution Warmer | 10-414 | Warmers, Blanket | 185914 | Future Health Concepts Inc | FHCSWC2460 | 122822-D13 |  |  | 5102-23100 | SJS-Emergency Service | 13 | IU | Active
SJS7027 | PFHWA2 | FHC Warmer 2 Year Fan Replacement | Gerson Colon | 94805 | EMPLOYEE | Y | 2 | 1.5 | 01/01/2025 |  | 2 | M | SJS | SJS | Blanket/Solution Warmer | 10-414 | Warmers, Blanket | 185914 | Future Health Concepts Inc | FHCSWC2460 | 122822-D13 |  |  | 5102-23100 | SJS-Emergency Service | 13 | IU | Active
SJS7029 | PMOPHM | Monitors, Physiologic, Multipurpose | Gerson Colon | 94805 | EMPLOYEE | Y | 1 | 0.5 | 01/01/2025 | 12/16/2022 | 2 | M | SJS | SJS | Bedside Physiologic Monitor | 20-171 | Monitors, Physiologic, Multipurpose, Bedside, Modular | 440964 | GE Healthcare Technologies | B450 | SJA14370505HA |  |  | 5102-23100 | SJS-Emergency Service | 15 | IU | Active
SJS7030 | PDAOHG | GE E-miniC Respiratory Single-width Airway Module | Darren Eaton | DAEAT | EMPLOYEE | Y | 1 | 1.5 | 04/01/2024 | 04/18/2023 | 2 | M | SJS | SJS | Gas Module | 20-776 | Physiologic Monitor Modules, Exhaled Carbon Dioxide | 440964 | GE Healthcare Technologies | E-MiniC-00 | 7194577 |  |  | 5102-13100 | SJS-Intensive Care Unit I | 16 | IU | Active
SJS7031 | PMOPHV | Monitors, Physiologic, Vital Signs | Gil Matos | GIMAT | EMPLOYEE | Y | 1 | 1 | 12/01/2024 | 12/05/2023 | 2 | M | SJS | SJS | Vital Signs Monitor | 25-209 | Monitors, Physiologic, Vital Signs | 101850 | Welch Allyn Inc A Subsidiary | VSM 6000 SERIES | 100077493916 |  |  | 5102-12213 | SJS-Med/Surg/Tele Overflow 3North | 15 | IU | Active
SJS7034 | PMOPHV | Monitors, Physiologic, Vital Signs | Gil Matos | GIMAT | EMPLOYEE | Y | 1 | 0.6 | 05/01/2024 | 06/28/2023 | 2 | M | SJS | SJS | Vital Signs Monitor | 25-209 | Monitors, Physiologic, Vital Signs | 101850 | Welch Allyn Inc A Subsidiary | VSM 6000 SERIES | 100092624019 |  |  | 5102-12210 | SJS-Med/Surg Unit II 4East | 15 | IU | Active
SJS7036 | PMOPHV | Monitors, Physiologic, Vital Signs | Gerson Colon | 94805 | EMPLOYEE | Y | 1 | 0.6 | 01/01/2025 | 02/21/2024 | 2 | M | SJS | SJS | Vital Signs Monitor | 25-209 | Monitors, Physiologic, Vital Signs | 101850 | Welch Allyn Inc A Subsidiary | VSM 6000 SERIES | 100086443719 |  |  | 5102-12255 | SJS-ED Observation Unit 1South | 15 | IU | Active
SJS7037 | PMOPHV | Monitors, Physiologic, Vital Signs | Twanna Hardy | TWLUK | EMPLOYEE | Y | 1 | 1 | 07/01/2024 | 08/15/2023 | 2 | M | SJS | SJS | Vital Signs Monitor | 25-209 | Monitors, Physiologic, Vital Signs | 101850 | Welch Allyn Inc A Subsidiary | VSM 6000 SERIES | 100021224714 |  |  | 5102-16527 | SJS-Mother/Baby Unit | 15 | IU | Active
SJS7038 | PMOPHV | Monitors, Physiologic, Vital Signs | Gil Matos | GIMAT | EMPLOYEE | Y | 1 | 1 | 04/01/2024 | 04/25/2023 | 2 | M | SJS | SJS | Vital Signs Monitor | 25-209 | Monitors, Physiologic, Vital Signs | 101850 | Welch Allyn Inc A Subsidiary | VSM 6000 SERIES | 100065273614 |  |  | 5102-12213 | SJS-Med/Surg/Tele Overflow 3North | 15 | IU | Active
SJS7039 | P81CAA | 8100 CareFusion Alaris Pump | Darren Eaton | DAEAT | EMPLOYEE | Y | 1 | 0.75 | 08/01/2024 | 12/11/2023 | 6 | M | SJS | SJS | Large Volume Pump Module | 13-215 | Infusion Pumps, Multitherapy | 378348 | BD | 8100 | 14308741 | LVP | Alaris 2 | 5102-13100 | SJS-Intensive Care Unit I | 20 | IU | Active
SJS7040 | P63 | Electrocardiograph, Multi-Channel | Gerson Colon | 94805 | EMPLOYEE | Y | 1 | 1 | 01/01/2025 | 02/07/2024 | 2 | M | SJS | SJS | EKG Mulitchannel Interp | 16-231 | Electrocardiographs, Multichannel, Interpretive | 440964 | GE Healthcare Technologies | MAC 5500HD | SKJ14322408PA | EMESER | Emergency Service Jan | 5102-23100 | SJS-Emergency Service | 16 | IU | Active
SJS7044 | PDAOHG | GE E-miniC Respiratory Single-width Airway Module | Gerson Colon | 94805 | EMPLOYEE | Y | 1 | 1.5 | 01/01/2025 | 02/08/2024 | 2 | M | SJS | SJS | Gas Module | 20-776 | Physiologic Monitor Modules, Exhaled Carbon Dioxide | 440964 | GE Healthcare Technologies | E-MiniC-00 | 7154638 |  |  | 5102-23100 | SJS-Emergency Service | 16 | IU | Active
SJS7045 | PDAOHG | GE E-miniC Respiratory Single-width Airway Module | Darren Eaton | DAEAT | EMPLOYEE | Y | 1 | 1.5 | 04/01/2024 | 04/20/2023 | 2 | M | SJS | SJS | Gas Module | 20-776 | Physiologic Monitor Modules, Exhaled Carbon Dioxide | 440964 | GE Healthcare Technologies | E-MiniC-00 | 7148600 |  |  | 5102-13100 | SJS-Intensive Care Unit I | 16 | IU | Active
SJS7054 | P10123 | -Pm Device Using Mfg Procedure | Gil Matos | GIMAT | EMPLOYEE | Y | 1 | 0.92 | 12/01/2024 | 02/06/2024 | 2 | M | SJS | SJS | Bladder Vol and Mass Ultrasnd | 34-698 | Scanning Systems, Ultrasonic, Small-Parts, Urinary Bladder | 103625 | Medline Industries Inc | MDSB10700 | BC700-J1508010 |  |  | 5102-12213 | SJS-Med/Surg/Tele Overflow 3North | 17 | IU | Active
SJS7055 | PANCAE | Annual Care E Vac 3 PM | Twanna Hardy | TWLUK | EMPLOYEE | Y | 1 | 0.5 | 07/01/2024 | 08/22/2023 | 2 | M | SJS | SJS | Portable Suction | 27-657 | Aspirators, Airway | 452041 | Ohio Medical Corp | 758000 | CEV3A00130 |  |  | 5102-85400 | SJS-Materials Mgmt Purch (Sys Au) | 12 | IU | Active
SJS7055 | P3YEB1 | 3 Year Battery Replacement and Annual Care E Vac 3 PM | Twanna Hardy | TWLUK | EMPLOYEE | Y | 3 | 1.2 | 07/01/2024 |  | 2 | M | SJS | SJS | Portable Suction | 27-657 | Aspirators, Airway | 452041 | Ohio Medical Corp | 758000 | CEV3A00130 |  |  | 5102-85400 | SJS-Materials Mgmt Purch (Sys Au) | 12 | IU | Active
SJS7057 | P10123 | -Pm Device Using Mfg Procedure | Gil Matos | GIMAT | EMPLOYEE | Y | 1 | 0.5 | 02/01/2025 | 01/29/2024 | 2 | M | SJS | SJS | Diaper Scale | 18-465 | Scales, Clinical, Precision | 103689 | seca North America | 852 | 8852343210285 |  |  | 5102-14000 | SJS-Pedi Med/Surg/Tele | 13 | IU | Active
SJS7058 | P63 | Electrocardiograph, Multi-Channel | Darren Eaton | DAEAT | EMPLOYEE | Y | 1 | 1 | 04/01/2024 | 04/03/2023 | 2 | M | SJS | SJS | EKG Mulitchannel Interp | 16-231 | Electrocardiographs, Multichannel, Interpretive | 440964 | GE Healthcare Technologies | MAC 5500HD | SKJ14282116PA |  |  | 5102-13100 | SJS-Intensive Care Unit I | 16 | IU | Active
SJS7059 | P104 | Light, Surgical, Ceiling Mounted. | Gerson Colon | 94805 | EMPLOYEE | M | 6 | 0.6 | 09/01/2024 | 03/01/2024 | 2 | M | SJS | SJS | LED Surgical Light | 12-282 | Lights, Surgical | 452594 | Stryker Communications | F628 | 3305560 |  |  | 5102-30695 | SJS-Interventional Services | 13 | IU | Active
SJS7060 | P104 | Light, Surgical, Ceiling Mounted. | Gerson Colon | 94805 | EMPLOYEE | M | 6 | 0.6 | 09/01/2024 | 03/01/2024 | 2 | M | SJS | SJS | LED Surgical Light | 12-282 | Lights, Surgical | 452594 | Stryker Communications | F628 | 3305561 |  |  | 5102-30695 | SJS-Interventional Services | 13 | IU | Active
SJS7061 | PSAFIN | Safety Inspection | Gerson Colon | 94805 | EMPLOYEE | Y | 1 | 0.3 | 02/01/2025 | 03/06/2024 | 2 | M | SJS | SJS | Equipment Boom System | 22-613 | Facility Booms, Ceiling-Mounted | 452594 | Stryker Communications | 0682-400-550 | 03349478 |  |  | 5102-30695 | SJS-Interventional Services | 12 | IU | Active
SJS7068 | P104 | Light, Surgical, Ceiling Mounted. | Gerson Colon | 94805 | EMPLOYEE | Y | 1 | 0.7 | 10/01/2024 | 10/24/2023 | 2 | M | SJS | SJS | LED Interventional Exam Lamp | 15-866 | Lights, Examination, Ceiling-Mounted | 152525 | Dr Mach Gmbh & Co | YLED-1F | 21-72158 |  |  | 5102-30695 | SJS-Interventional Services | 12 | IU | Active
SJS7076 | P63 | Electrocardiograph, Multi-Channel | Gerson Colon | 94805 | EMPLOYEE | Y | 1 | 1 | 03/01/2025 | 03/01/2024 | 2 | M | SJS | SJS | EKG Mulitchannel Interp | 16-231 | Electrocardiographs, Multichannel, Interpretive | 440964 | GE Healthcare Technologies | MAC 5500HD | SKJ14312325PA |  |  | 5102-21355 | SJS-Preop Surgical | 16 | IU | Active
SJS7077 | P10123 | -Pm Device Using Mfg Procedure | Darren Eaton | DAEAT | EMPLOYEE | Y | 1 | 0.5 | 03/01/2025 | 03/01/2024 | 2 | M | SJS | SJS | Irrigation Distention System | 17-677 | Irrigation/Distention Systems, Hysteroscopic | 106487 | Hologic Inc | FLT-100 | M2684B22D0 |  |  | 5102-21100 | SJS-Surgery | 33 | IU | Active
SJS7077 | P--ORS | --- OR Safety Inspection --- | Darren Eaton | DAEAT | EMPLOYEE | M | 6 | 0.25 | 09/01/2024 |  | 2 | M | SJS | SJS | Irrigation Distention System | 17-677 | Irrigation/Distention Systems, Hysteroscopic | 106487 | Hologic Inc | FLT-100 | M2684B22D0 |  |  | 5102-21100 | SJS-Surgery | 33 | IU | Active
SJS7078 | P-VPM | -Vendor PM | Gil Matos | GIMAT | EMPLOYEE | Y | 1 | 0.5 | 11/01/2024 | 02/24/2024 | 2 | M | SJS | SJS | PhotoTherapy Radiometer | 13-278 | Radiometers, Phototherapy | 108193 | Natus Medical Inc | 53870 | 18466 |  |  | 5102-13500 | SJS-Neonatal Intensive Care (NICU) | 12 | IU | Active
SJS7082 | P10123 | -Pm Device Using Mfg Procedure | Darren Eaton | DAEAT | EMPLOYEE | Y | 1 | 0.5 | 08/01/2024 | 08/04/2023 | 2 | M | SJS | SJS | Nurse Call Console | 15-614 | Hospital Communication Systems, Nurse Call | 103070 | Rauland-Borg Corp | 351200 | 134360277 | RAULAN | Rauland-Borg Corp | 5102-13100 | SJS-Intensive Care Unit I | 14 | IU | Active
SJS7083 | P10123 | -Pm Device Using Mfg Procedure | Gerson Colon | 94805 | EMPLOYEE | Y | 1 | 0.5 | 08/01/2024 | 09/19/2023 | 2 | M | SJS | SJS | Nurse Call Console | 15-614 | Hospital Communication Systems, Nurse Call | 103070 | Rauland-Borg Corp | 351200 | 135260049 | RAULAN | Rauland-Borg Corp | 5102-12225 | SJS-Med/Surg Unit I 4West | 13 | IU | Active
SJS7085 | P10123 | -Pm Device Using Mfg Procedure | Darren Eaton | DAEAT | EMPLOYEE | Y | 1 | 0.5 | 02/01/2025 | 03/14/2024 | 2 | M | SJS | SJS | Touch Screen Pulse Oximeter | 17-148 | Oximeters, Pulse | 371567 | Masimo Corp | Radical 7 | 1000050946 |  |  | 5102-20100 | SJS-Anesthesiology | 29 | IU | Active
SJS7085 | P--ORS | --- OR Safety Inspection --- | Darren Eaton | DAEAT | EMPLOYEE | M | 6 | 0.25 | 08/01/2024 | 09/15/2023 | 2 | M | SJS | SJS | Touch Screen Pulse Oximeter | 17-148 | Oximeters, Pulse | 371567 | Masimo Corp | Radical 7 | 1000050946 |  |  | 5102-20100 | SJS-Anesthesiology | 29 | IU | Active
SJS7086 | P134 | Monitor, Physiological. | Gerson Colon | 94805 | EMPLOYEE | Y | 1 | 1 | 10/01/2024 | 11/16/2023 | 2 | M | SJS | SJS | Front End Hemodynamic Monitor | 12-648 | Monitoring Systems, Physiologic, Cardiac Catheterization | 452291 | Philips Interventional Patient | FC2010 | US1724000475 |  |  | 5102-30695 | SJS-Interventional Services | 16 | IU | Active
SJS7087 | PVAFTA | Valleylab FT10 Annual PM 4.23. | Darren Eaton | DAEAT | EMPLOYEE | Y | 1 | 0.8 | 01/01/2025 | 01/12/2024 | 2 | M | SJS | SJS | Electrosurgical Unit | 27-083 | Electrosurgical Units, Monopolar/Bipolar, Tissue Fusion | 517863 | Medtronic Minimally Invasive T | VLFT10GEN | T0C40154DX |  |  | 5102-21100 | SJS-Surgery | 33 | IU | Active
SJS7087 | P--ORS | --- OR Safety Inspection --- | Darren Eaton | DAEAT | EMPLOYEE | M | 6 | 0.25 | 07/01/2024 | 08/17/2023 | 2 | M | SJS | SJS | Electrosurgical Unit | 27-083 | Electrosurgical Units, Monopolar/Bipolar, Tissue Fusion | 517863 | Medtronic Minimally Invasive T | VLFT10GEN | T0C40154DX |  |  | 5102-21100 | SJS-Surgery | 33 | IU | Active
SJS7088 | P--ORS | --- OR Safety Inspection --- | Gerson Colon | 94805 | EMPLOYEE | M | 6 | 0.25 | 04/01/2024 | 11/29/2023 | 2 | M | SJS | SJS | Surgical Instrument Controller | 23-545 | Power Systems, Electromechanical, Surgery | 107536 | Stryker Endoscopy | 5400-052-000 | 2306901099 | ORSTRY | OR STRYKER | 5102-21100 | SJS-Surgery | 32 | IU | Active
SJS7089 | P--ORS | --- OR Safety Inspection --- | Tim McElrath | 11619 | EMPLOYEE | M | 6 | 0.25 | 08/01/2024 | 02/09/2024 | 1 | M | SJS | SJS | Anesthesia Machine | 10-134 | Anesthesia Units | 351254 | Datex-Ohmeda Inc Div GE Health | AISYS CS2 | APWZ00847 | FSSFEB | SJS-ANESTHESIOLOGY FSS Feb | 5102-20100 | SJS-Anesthesiology | 40 | LS | High Risk
SJS7090 | P104 | Light, Surgical, Ceiling Mounted. | Gerson Colon | 94805 | EMPLOYEE | Y | 1 | 0.7 | 09/01/2024 | 09/21/2023 | 2 | M | SJS | SJS | LED Interventional Exam Lamp | 15-866 | Lights, Examination, Ceiling-Mounted | 152525 | Dr Mach Gmbh & Co | YLED-1F | 21-90113 |  |  | 5102-30695 | SJS-Interventional Services | 12 | IU | Active
SJS7091 | P212 | Table, Operating Room | Darren Eaton | DAEAT | EMPLOYEE | M | 6 | 1.25 | 07/01/2024 | 01/22/2024 | 2 | M | SJS | SJS | DaVinci Surgical Table | 13-961 | Tables, Operating | 441254 | TRUMPF Medical Systems Inc | TS7000dV | 109067538 |  |  | 5102-21100 | SJS-Surgery | 26 | IU | Active
SJS7095 | P-VPM | -Vendor PM | Gerson Colon | 94805 | EMPLOYEE | Y | 1 | 0.5 | 04/01/2024 | 04/17/2023 | 2 | M | SJS | SJS | Surgical Table | 13-961 | Tables, Operating | 452594 | Stryker Communications | D850 | 3501110-V-10775 | ORSTRY | OR STRYKER | 5102-21100 | SJS-Surgery | 26 | IU | Active
SJS7095 | P--ORS | --- OR Safety Inspection --- | Gerson Colon | 94805 | EMPLOYEE | M | 6 | 0.25 | 04/01/2024 | 10/20/2023 | 2 | M | SJS | SJS | Surgical Table | 13-961 | Tables, Operating | 452594 | Stryker Communications | D850 | 3501110-V-10775 | ORSTRY | OR STRYKER | 5102-21100 | SJS-Surgery | 26 | IU | Active
SJS7096 | P--ORS | --- OR Safety Inspection --- | Gerson Colon | 94805 | EMPLOYEE | M | 6 | 0.25 | 04/01/2024 | 10/17/2023 | 2 | M | SJS | SJS | Integrated Arthroscopy Pump | 17-676 | Irrigation/Distention Systems | 107536 | Stryker Endoscopy | 0450-000-000 | 21F526754 | ORSTRY | OR STRYKER | 5102-21100 | SJS-Surgery | 32 | IU | Active
SJS7097 | P--ORS | --- OR Safety Inspection --- | Gerson Colon | 94805 | EMPLOYEE | M | 6 | 0.25 | 04/01/2024 | 10/18/2023 | 2 | M | SJS | SJS | Surgical Instrument Controller | 23-545 | Power Systems, Electromechanical, Surgery | 107536 | Stryker Endoscopy | 5400-052-000 | 2308100469 | ORSTRY | OR STRYKER | 5102-21100 | SJS-Surgery | 32 | IU | Active
SJS7100 | P134 | Monitor, Physiological. | Gerson Colon | 94805 | EMPLOYEE | Y | 1 | 1 | 10/01/2024 | 10/20/2023 | 2 | M | SJS | SJS | Front End Hemodynamic Monitor | 12-648 | Monitoring Systems, Physiologic, Cardiac Catheterization | 452291 | Philips Interventional Patient | FC2010 | US1550001477 |  |  | 5102-30695 | SJS-Interventional Services | 16 | IU | Active
SJS7107 | P10123 | -Pm Device Using Mfg Procedure | Gil Matos | GIMAT | EMPLOYEE | Y | 1 | 0.75 | 06/01/2024 | 06/29/2023 | 6 | M | SJS | SJS | Syringe Pump | 13-217 | Infusion Pumps, Multitherapy, Syringe | 378348 | BD | 8110 | 14229313 | SYRING | Alaris 8110 | 5102-21500 | SJS-PACU | 20 | IU | Active
SJS7108 | P166 | Pump, Infusion, Syringe. | Gil Matos | GIMAT | EMPLOYEE | Y | 1 | 0.75 | 06/01/2024 | 06/29/2023 | 6 | M | SJS | SJS | Syringe Pump | 13-217 | Infusion Pumps, Multitherapy, Syringe | 378348 | BD | 8110 | 15878076 | SYRING | Alaris 8110 | 5102-14000 | SJS-Pedi Med/Surg/Tele | 20 | IU | Active
SJS7122 | PMOPHV | Monitors, Physiologic, Vital Signs | Darren Eaton | DAEAT | EMPLOYEE | Y | 1 | 0.6 | 12/01/2024 | 11/20/2023 | 2 | M | SJS | SJS | Vital Signs Monitor | 25-209 | Monitors, Physiologic, Vital Signs | 101850 | Welch Allyn Inc A Subsidiary | VSM 6000 SERIES | 100019081020 |  |  | 5102-12250 | SJS-Med/Surg/Tele Unit 4South | 15 | IU | Active
SJS7125 | P221 | Uninterruptible Power Systems | Darren Eaton | DAEAT | EMPLOYEE | Y | 1 | 0.75 | 01/01/2025 | 01/25/2024 | 2 | M | SJS | SJS | UPS | 16-936 | Power Systems, Uninterruptible | 106890 | Tripp Lite | SMART 1200XLHG | 3242CVYSM890E00247 |  |  | 5102-21100 | SJS-Surgery | 12 | IU | Active
SJS7126 | P221 | Uninterruptible Power Systems | Darren Eaton | DAEAT | EMPLOYEE | Y | 1 | 0.75 | 01/01/2025 | 02/09/2024 | 2 | M | SJS | SJS | UPS | 16-936 | Power Systems, Uninterruptible | 106890 | Tripp Lite | SMART 1200XLHG | 3242CVYSM890E00243 |  |  | 5102-21100 | SJS-Surgery | 12 | IU | Active
SJS7127 | P--ORS | --- OR Safety Inspection --- | Darren Eaton | DAEAT | EMPLOYEE | M | 6 | 0.25 | 09/01/2024 | 03/01/2024 | 2 | M | SJS | SJS | Level-of-Consciousness Monitor | 20-160 | Monitors, Physiologic, Electroencephalography, Intraoperative, Level-of-Consciousness | 452294 | Covidien (US) | 185-0151 | VT35796 |  |  | 5102-13100 | SJS-Intensive Care Unit I | 15 | IU | Active
SJS7127 | P10123 | -Pm Device Using Mfg Procedure | Darren Eaton | DAEAT | EMPLOYEE | Y | 1 | 0.5 | 09/01/2024 |  | 2 | M | SJS | SJS | Level-of-Consciousness Monitor | 20-160 | Monitors, Physiologic, Electroencephalography, Intraoperative, Level-of-Consciousness | 452294 | Covidien (US) | 185-0151 | VT35796 |  |  | 5102-13100 | SJS-Intensive Care Unit I | 15 | IU | Active
SJS7129 | P221 | Uninterruptible Power Systems | Darren Eaton | DAEAT | EMPLOYEE | Y | 1 | 0.75 | 01/01/2025 | 02/16/2024 | 2 | M | SJS | SJS | UPS | 16-936 | Power Systems, Uninterruptible | 106890 | Tripp Lite | SMART 1200XLHG | 3242CVYSM890E00442 |  |  | 5102-21100 | SJS-Surgery | 12 | IU | Active
SJS7130 | P221 | Uninterruptible Power Systems | Darren Eaton | DAEAT | EMPLOYEE | Y | 1 | 0.75 | 01/01/2025 | 02/16/2024 | 2 | M | SJS | SJS | UPS | 16-936 | Power Systems, Uninterruptible | 106890 | Tripp Lite | SMART 1200XLHG | 3242CVYSM890E00464 |  |  | 5102-21100 | SJS-Surgery | 12 | IU | Active
SJS7131 | P80CAA | 8015 CareFusion Alaris Pump | Gerson Colon | 94805 | EMPLOYEE | Y | 2 | 1 | 08/01/2025 | 10/06/2023 | 6 | M | SJS | SJS | Pump Control Unit 5.7 Screen | 26-655 | Controllers, Infusion Pump Systems, Programmable | 378348 | BD | 8015LS | 14156321 | PCU | Alaris 1 | 5102-23100 | SJS-Emergency Service | 21 | IU | Active
SJS7132 | P80CAA | 8015 CareFusion Alaris Pump | Gerson Colon | 94805 | EMPLOYEE | Y | 2 | 1 | 08/01/2025 | 10/11/2023 | 6 | M | SJS | SJS | Pump Control Unit 5.7 Screen | 26-655 | Controllers, Infusion Pump Systems, Programmable | 378348 | BD | 8015LS | 14190742 | PCU | Alaris 1 | 5102-23100 | SJS-Emergency Service | 21 | IU | Active
SJS7135 | P81CAA | 8100 CareFusion Alaris Pump | Gil Matos | GIMAT | EMPLOYEE | Y | 1 | 0.75 | 08/01/2024 | 10/10/2023 | 6 | M | SJS | SJS | Large Volume Pump Module | 13-215 | Infusion Pumps, Multitherapy | 378348 | BD | 8100 | 14717895 | LVP | Alaris 2 | 5102-12213 | SJS-Med/Surg/Tele Overflow 3North | 20 | IU | Active
SJS7136 | P80CAA | 8015 CareFusion Alaris Pump | Gil Matos | GIMAT | EMPLOYEE | Y | 2 | 1 | 08/01/2025 | 10/13/2023 | 6 | M | SJS | SJS | Pump Control Unit 5.7 Screen | 26-655 | Controllers, Infusion Pump Systems, Programmable | 378348 | BD | 8015LS | 14190147 | ALATM | Alaris 3 | 5102-21500 | SJS-PACU | 21 | IU | Active
SJS7137 | P80CAA | 8015 CareFusion Alaris Pump | Gil Matos | GIMAT | EMPLOYEE | Y | 2 | 1 | 08/01/2025 | 10/13/2023 | 6 | M | SJS | SJS | Pump Control Unit 5.7 Screen | 26-655 | Controllers, Infusion Pump Systems, Programmable | 378348 | BD | 8015LS | 14191154 | ALATM | Alaris 3 | 5102-12210 | SJS-Med/Surg Unit II 4East | 20 | IU | Active
SJS7139 | P81CAA | 8100 CareFusion Alaris Pump | Twanna Hardy | TWLUK | EMPLOYEE | Y | 1 | 0.75 | 08/01/2024 | 10/30/2023 | 6 | M | SJS | SJS | Large Volume Pump Module | 13-215 | Infusion Pumps, Multitherapy | 378348 | BD | 8100 | 14717915 | PCU | Alaris 1 | 5102-12213 | SJS-Med/Surg/Tele Overflow 3North | 20 | IU | Active
SJS7140 | P80CAA | 8015 CareFusion Alaris Pump | Gerson Colon | 94805 | EMPLOYEE | Y | 2 | 0.8 | 08/01/2025 | 10/31/2023 | 6 | M | SJS | SJS | Pump Control Unit | 26-655 | Controllers, Infusion Pump Systems, Programmable | 378348 | BD | 8015 BD | 15763220 | PCU | Alaris 1 | 5102-23100 | SJS-Emergency Service | 21 | IU | Active
SJS7141 | P81CAA | 8100 CareFusion Alaris Pump | Gil Matos | GIMAT | EMPLOYEE | Y | 1 | 0.75 | 08/01/2024 | 11/02/2023 | 6 | M | SJS | SJS | Large Volume Pump Module | 13-215 | Infusion Pumps, Multitherapy | 378348 | BD | 8100 | 14309775 | PCU | Alaris 1 | 5102-12210 | SJS-Med/Surg Unit II 4East | 20 | IU | Active
SJS7142 | P81CAA | 8100 CareFusion Alaris Pump | Gerson Colon | 94805 | EMPLOYEE | Y | 1 | 0.75 | 08/01/2024 | 11/02/2023 | 6 | M | SJS | SJS | Large Volume Pump Module | 13-215 | Infusion Pumps, Multitherapy | 378348 | BD | 8100 | 14200780 | PCU | Alaris 1 | 5102-23100 | SJS-Emergency Service | 20 | IU | Active
SJS7144 | P10123 | -Pm Device Using Mfg Procedure | Gil Matos | GIMAT | EMPLOYEE | Y | 1 | 0.75 | 06/01/2024 | 11/09/2023 | 6 | M | SJS | SJS | Syringe Pump | 13-217 | Infusion Pumps, Multitherapy, Syringe | 378348 | BD | 8110 | 14302300 | SYRING | Alaris 8110 | 5102-12210 | SJS-Med/Surg Unit II 4East | 20 | IU | Active
SJS7145 | PSAFIN | Safety Inspection | Thomas Odaris | 85190 | EMPLOYEE | Y | 1 | 0.25 | 06/01/2024 |  | 2 | M | SJS | SJS | TEE Transducer | 14-121TEE | Transducers, Ultrasonic, TEE | 453551 | Philips Healthcare | X8-2T | F0DB8N |  |  | 5102-33900 | SJS-Ultrasound | 15 | IU | Active
SJS7146 | P80CAA | 8015 CareFusion Alaris Pump | Darren Eaton | DAEAT | EMPLOYEE | Y | 2 | 1 | 08/01/2025 | 12/12/2023 | 6 | M | SJS | SJS | Pump Control Unit 5.7 Screen | 26-655 | Controllers, Infusion Pump Systems, Programmable | 378348 | BD | 8015LS | 14334803 | LVP | Alaris 2 | 5102-13100 | SJS-Intensive Care Unit I | 21 | IU | Active
SJS7147 | P80CAA | 8015 CareFusion Alaris Pump | Darren Eaton | DAEAT | EMPLOYEE | Y | 2 | 1 | 08/01/2025 | 12/15/2023 | 6 | M | SJS | SJS | Pump Control Unit 5.7 Screen | 26-655 | Controllers, Infusion Pump Systems, Programmable | 378348 | BD | 8015LS | 14191448 | LVP | Alaris 2 | 5102-13100 | SJS-Intensive Care Unit I | 21 | IU | Active
SJS7148 | P80CAA | 8015 CareFusion Alaris Pump | Twanna Hardy | TWLUK | EMPLOYEE | Y | 2 | 1 | 08/01/2025 | 12/27/2023 | 6 | M | SJS | SJS | Pump Control Unit 5.7 Screen | 26-655 | Controllers, Infusion Pump Systems, Programmable | 378348 | BD | 8015LS | 14156342 | ALATM | Alaris 3 | 5102-12213 | SJS-Med/Surg/Tele Overflow 3North | 20 | IU | Active
SJS7149 | P80CAA | 8015 CareFusion Alaris Pump | Gil Matos | GIMAT | EMPLOYEE | Y | 2 | 1 | 08/01/2025 | 12/28/2023 | 6 | M | SJS | SJS | Pump Control Unit 5.7 Screen | 26-655 | Controllers, Infusion Pump Systems, Programmable | 378348 | BD | 8015LS | 14547323 | ALATM | Alaris 3 | 5102-37250 | SJS-Outpatient Infusion Therapy | 20 | IU | Active
SJS7150 | P80CAA | 8015 CareFusion Alaris Pump | Twanna Hardy | TWLUK | EMPLOYEE | Y | 2 | 1 | 08/01/2025 | 12/28/2023 | 6 | M | SJS | SJS | Pump Control Unit 5.7 Screen | 26-655 | Controllers, Infusion Pump Systems, Programmable | 378348 | BD | 8015LS | 15033942 | ALATM | Alaris 3 | 5102-21100 | SJS-Surgery | 33 | IU | Active
SJS7151 | P80CAA | 8015 CareFusion Alaris Pump | Gerson Colon | 94805 | EMPLOYEE | Y | 2 | 1 | 08/01/2025 | 12/27/2023 | 6 | M | SJS | SJS | Pump Control Unit 5.7 Screen | 26-655 | Controllers, Infusion Pump Systems, Programmable | 378348 | BD | 8015LS | 14244557 | PCU | Alaris 1 | 5102-20100 | SJS-Anesthesiology | 33 | IU | Active
SJS7152 | P80CAA | 8015 CareFusion Alaris Pump | Gerson Colon | 94805 | EMPLOYEE | Y | 2 | 0.8 | 08/01/2025 | 12/26/2023 | 6 | M | SJS | SJS | Pump Control Unit | 26-655 | Controllers, Infusion Pump Systems, Programmable | 378348 | BD | 8015 BD | 15591346 | PCU | Alaris 1 | 5102-23100 | SJS-Emergency Service | 21 | IU | Active
SJS7153 | P80CAA | 8015 CareFusion Alaris Pump | Gerson Colon | 94805 | EMPLOYEE | Y | 2 | 0.8 | 08/01/2025 | 12/26/2023 | 6 | M | SJS | SJS | Pump Control Unit | 26-655 | Controllers, Infusion Pump Systems, Programmable | 378348 | BD | 8015 BD | 15737666 | PCU | Alaris 1 | 5102-23100 | SJS-Emergency Service | 21 | IU | Active
SJS7154 | P80CAA | 8015 CareFusion Alaris Pump | Gerson Colon | 94805 | EMPLOYEE | Y | 2 | 0.8 | 08/01/2025 | 12/26/2023 | 6 | M | SJS | SJS | Pump Control Unit | 26-655 | Controllers, Infusion Pump Systems, Programmable | 378348 | BD | 8015 BD | 15738031 | PCU | Alaris 1 | 5102-23100 | SJS-Emergency Service | 21 | IU | Active
SJS7155 | P80CAA | 8015 CareFusion Alaris Pump | Gil Matos | GIMAT | EMPLOYEE | Y | 2 | 1 | 08/01/2025 | 12/22/2023 | 6 | M | SJS | SJS | Pump Control Unit 5.7 Screen | 26-655 | Controllers, Infusion Pump Systems, Programmable | 378348 | BD | 8015LS | 14138359 | ALATM | Alaris 3 | 5102-21500 | SJS-PACU | 21 | IU | Active
SJS7156 | P80CAA | 8015 CareFusion Alaris Pump | Gerson Colon | 94805 | EMPLOYEE | Y | 2 | 1 | 08/01/2025 | 12/21/2023 | 6 | M | SJS | SJS | Pump Control Unit 5.7 Screen | 26-655 | Controllers, Infusion Pump Systems, Programmable | 378348 | BD | 8015LS | 14245211 | PCU | Alaris 1 | 5102-20100 | SJS-Anesthesiology | 33 | IU | Active
SJS7157 | P80CAA | 8015 CareFusion Alaris Pump | Gerson Colon | 94805 | EMPLOYEE | Y | 2 | 1 | 08/01/2025 | 12/20/2023 | 6 | M | SJS | SJS | Pump Control Unit 5.7 Screen | 26-655 | Controllers, Infusion Pump Systems, Programmable | 378348 | BD | 8015LS | 14303946 | PCU | Alaris 1 | 5102-88570 | SJS-Clinical Engineering | 20 | IU | Active
SJS7158 | P80CAA | 8015 CareFusion Alaris Pump | Gerson Colon | 94805 | EMPLOYEE | Y | 2 | 0.8 | 08/01/2025 | 12/19/2023 | 6 | M | SJS | SJS | Pump Control Unit | 26-655 | Controllers, Infusion Pump Systems, Programmable | 378348 | BD | 8015 BD | 15590873 | PCU | Alaris 1 | 5102-23100 | SJS-Emergency Service | 21 | IU | Active
SJS7159 | P80CAA | 8015 CareFusion Alaris Pump | Gil Matos | GIMAT | EMPLOYEE | Y | 2 | 1 | 08/01/2025 | 12/19/2023 | 6 | M | SJS | SJS | Pump Control Unit 5.7 Screen | 26-655 | Controllers, Infusion Pump Systems, Programmable | 378348 | BD | 8015LS | 14156645 | ALATM | Alaris 3 | 5102-21500 | SJS-PACU | 21 | IU | Active
SJS7160 | P80CAA | 8015 CareFusion Alaris Pump | Gerson Colon | 94805 | EMPLOYEE | Y | 2 | 0.8 | 08/01/2025 | 12/15/2023 | 6 | M | SJS | SJS | Pump Control Unit | 26-655 | Controllers, Infusion Pump Systems, Programmable | 378348 | BD | 8015 BD | 15591351 | PCU | Alaris 1 | 5102-23100 | SJS-Emergency Service | 21 | IU | Active
SJS7161 | P80CAA | 8015 CareFusion Alaris Pump | Gil Matos | GIMAT | EMPLOYEE | Y | 2 | 1 | 08/01/2025 | 12/14/2023 | 6 | M | SJS | SJS | Pump Control Unit 5.7 Screen | 26-655 | Controllers, Infusion Pump Systems, Programmable | 378348 | BD | 8015LS | 14676385 | LVP | Alaris 2 | 5102-12213 | SJS-Med/Surg/Tele Overflow 3North | 20 | IU | Active
SJS7162 | P81CAA | 8100 CareFusion Alaris Pump | Twanna Hardy | TWLUK | EMPLOYEE | Y | 1 | 0.75 | 08/01/2024 | 08/08/2023 | 6 | M | SJS | SJS | Large Volume Pump Module | 13-215 | Infusion Pumps, Multitherapy | 378348 | BD | 8100 | 14142333 | PCU | Alaris 1 | 5102-12213 | SJS-Med/Surg/Tele Overflow 3North | 20 | IU | Active
SJS7163 | P80CAA | 8015 CareFusion Alaris Pump | Gil Matos | GIMAT | EMPLOYEE | Y | 2 | 1 | 08/01/2025 | 12/21/2023 | 6 | M | SJS | SJS | Pump Control Unit 5.7 Screen | 26-655 | Controllers, Infusion Pump Systems, Programmable | 378348 | BD | 8015LS | 14676382 | LVP | Alaris 2 | 5102-12213 | SJS-Med/Surg/Tele Overflow 3North | 20 | IU | Active
SJS7164 | P80CAA | 8015 CareFusion Alaris Pump | Gerson Colon | 94805 | EMPLOYEE | Y | 2 | 0.8 | 08/01/2025 | 11/28/2023 | 6 | M | SJS | SJS | Pump Control Unit | 26-655 | Controllers, Infusion Pump Systems, Programmable | 378348 | BD | 8015 BD | 15590880 | PCU | Alaris 1 | 5102-23100 | SJS-Emergency Service | 21 | IU | Active
SJS7168 | P10123 | -Pm Device Using Mfg Procedure | Gerson Colon Jr | GECOL | EMPLOYEE | Y | 1 | 4 | 09/01/2024 | 11/07/2023 | 2 | M | SJS | SJS | Digital Portable X-ray System | 13-272 | Radiographic Units, Mobile | 439946 | GE Healthcare USA | 5555000-27 | DF2401900182WK |  |  | 5102-33020 | SJS-Imaging Central Ops | 19 | IU | Active
SJS7173 | P10123 | -Pm Device Using Mfg Procedure | Gerson Colon Jr | GECOL | EMPLOYEE | M | 6 | 1 | 06/01/2024 |  | 2 | M | SJS | SJS | Breast Biopsy System | 17-833 | Stereotactic Systems, Biopsy, Mammographic | 106487 | Hologic Inc | BREV100 | BVA01201 |  |  | 5102-33510 | SJS-Breast Center | 17 | IU | Active
SJS7181 | PMOPHM | Monitors, Physiologic, Multipurpose | Darren Eaton | DAEAT | EMPLOYEE | Y | 1 | 0.5 | 03/01/2025 | 04/18/2023 | 2 | M | SJS | SJS | Bedside Physiologic Monitor | 20-171 | Monitors, Physiologic, Multipurpose, Bedside, Modular | 440964 | GE Healthcare Technologies | B650 v1 | SEW14325643HA |  |  | 5102-13100 | SJS-Intensive Care Unit I | 16 | IU | Active
SJS7182 | P10135 | -Pm Performed By Outside Service | Gerson Colon Jr | GECOL | EMPLOYEE | Y | 1 | 0 | 06/01/2024 |  | 2 | M | SJS | SJS | Closed MRI Spine Coil | 17-542 | Magnetic Resonance Imaging Coils, Surface (MRI) | 399199 | Siemens Medical Solutions USA | 07579340 | 6754 IVK |  |  | 5102-33700 | SJS-MRI | 19 | IU | Active
SJS7183 | PMOPHM | Monitors, Physiologic, Multipurpose | Gerson Colon | 94805 | EMPLOYEE | Y | 1 | 0.5 | 03/01/2025 | 04/20/2023 | 2 | M | SJS | SJS | Bedside Physiologic Monitor | 20-171 | Monitors, Physiologic, Multipurpose, Bedside, Modular | 440964 | GE Healthcare Technologies | B450 | SJA14448685HA |  |  | 5102-21355 | SJS-Preop Surgical | 16 | IU | Active
SJS7184 | PMOPHV | Monitors, Physiologic, Vital Signs | Darren Eaton | DAEAT | EMPLOYEE | Y | 1 | 0.6 | 12/01/2024 | 12/11/2023 | 2 | M | SJS | SJS | Vital Signs Monitor | 25-209 | Monitors, Physiologic, Vital Signs | 101850 | Welch Allyn Inc A Subsidiary | VSM 6000 SERIES | 100020031020 |  |  | 5102-12250 | SJS-Med/Surg/Tele Unit 4South | 15 | IU | Active
SJS7187 | P10123 | -Pm Device Using Mfg Procedure | Gerson Colon | 94805 | EMPLOYEE | Y | 1 | 0.5 | 01/01/2025 | 02/09/2024 | 2 | M | SJS | SJS | ICU Clinical Chair | 18-404 | Chairs, Patient Recovery | 271227 | Stryker Medical | 3333 | 2019000300342 |  |  | 5102-23100 | SJS-Emergency Service | 13 | IU | Active
SJS7188 | P134 | Monitor, Physiological. | Gerson Colon | 94805 | EMPLOYEE | Y | 1 | 1 | 09/01/2024 |  | 2 | M | SJS | SJS | Front End Hemodynamic Monitor | 12-648 | Monitoring Systems, Physiologic, Cardiac Catheterization | 452291 | Philips Interventional Patient | FC2010 | US1234000084 |  |  | 5102-30695 | SJS-Interventional Services | 16 | IU | Active
SJS7189 | P221 | Uninterruptible Power Systems | Gerson Colon | 94805 | EMPLOYEE | Y | 1 | 0.75 | 03/01/2025 | 03/01/2024 | 2 | M | SJS | SJS | UPS | 16-936 | Power Systems, Uninterruptible | 106890 | Tripp Lite | SMART700HGL | 3349DD1SM88E400023 |  |  | 5102-35000 | SJS-Respiratory Care Services | 12 | IU | Active
SJS7190 | P221 | Uninterruptible Power Systems | Gerson Colon | 94805 | EMPLOYEE | Y | 1 | 0.75 | 03/01/2025 | 03/04/2024 | 2 | M | SJS | SJS | UPS | 16-936 | Power Systems, Uninterruptible | 106890 | Tripp Lite | SMART700HGL | 3349DD1SM88E400012 |  |  | 5102-35000 | SJS-Respiratory Care Services | 12 | IU | Active
SJS7191 | P10123 | -Pm Device Using Mfg Procedure | Darren Eaton | DAEAT | EMPLOYEE | Y | 1 | 0.5 | 04/01/2024 |  | 2 | M | SJS | SJS | ECHONOUS BLADDER & VEIN SYS | 34-698 | Scanning Systems, Ultrasonic, Small-Parts, Urinary Bladder | 494232 | Signostics Inc | P005612 | R52K3116AL |  |  | 5102-13100 | SJS-Intensive Care Unit I | 17 | IU | Active
SJS7192 | PMOPHV | Monitors, Physiologic, Vital Signs | Gil Matos | GIMAT | EMPLOYEE | Y | 1 | 0.91 | 04/01/2024 |  | 2 | M | SJS | SJS | Vital Signs Monitor | 25-209 | Monitors, Physiologic, Vital Signs | 101850 | Welch Allyn Inc A Subsidiary | VSM 6000 SERIES | 100045574523 |  |  | 5102-21500 | SJS-PACU | 16 | IU | Active
SJS7193 | PMOPHV | Monitors, Physiologic, Vital Signs | Gil Matos | GIMAT | EMPLOYEE | Y | 1 | 0.91 | 04/01/2024 |  | 2 | M | SJS | SJS | Vital Signs Monitor | 25-209 | Monitors, Physiologic, Vital Signs | 101850 | Welch Allyn Inc A Subsidiary | VSM 6000 SERIES | 100045554423 |  |  | 5102-21500 | SJS-PACU | 16 | IU | Active
SJS7195 | P10123 | -Pm Device Using Mfg Procedure | Darren Eaton | DAEAT | EMPLOYEE | Y | 1 | 1 | 04/01/2024 | 05/15/2023 | 2 | M | SJS | SJS | EKG Mulitchannel Interp | 16-231 | Electrocardiographs, Multichannel, Interpretive | 440964 | GE Healthcare Technologies | MAC 5500HD | SKJ20060060PA |  |  | 5102-12250 | SJS-Med/Surg/Tele Unit 4South | 16 | IU | Active
SJS7196 | PVAFTA | Valleylab FT10 Annual PM 4.23. | Darren Eaton | DAEAT | EMPLOYEE | Y | 1 | 0.8 | 01/01/2025 | 01/05/2024 | 2 | M | SJS | SJS | Electrosurgical Unit | 27-083 | Electrosurgical Units, Monopolar/Bipolar, Tissue Fusion | 517863 | Medtronic Minimally Invasive T | VLFT10GEN | T7H18546DX |  |  | 5102-21100 | SJS-Surgery | 33 | IU | Active
SJS7196 | P--ORS | --- OR Safety Inspection --- | Darren Eaton | DAEAT | EMPLOYEE | M | 6 | 0.25 | 07/01/2024 | 08/24/2023 | 2 | M | SJS | SJS | Electrosurgical Unit | 27-083 | Electrosurgical Units, Monopolar/Bipolar, Tissue Fusion | 517863 | Medtronic Minimally Invasive T | VLFT10GEN | T7H18546DX |  |  | 5102-21100 | SJS-Surgery | 33 | IU | Active
SJS7197 | P--ORS | --- OR Safety Inspection --- | Darren Eaton | DAEAT | EMPLOYEE | M | 6 | 0.25 | 07/01/2024 | 08/09/2023 | 2 | M | SJS | SJS | Harmonic Scalpel Generator | 18-049 | Ultrasound Surgical Units | 149225 | Ethicon Endo-Surgery A Johnson | GEN11 | 1112003039 |  |  | 5102-21100 | SJS-Surgery | 33 | IU | Active
SJS7197 | P10123 | -Pm Device Using Mfg Procedure | Darren Eaton | DAEAT | EMPLOYEE | Y | 1 | 0.5 | 01/01/2025 | 01/12/2024 | 2 | M | SJS | SJS | Harmonic Scalpel Generator | 18-049 | Ultrasound Surgical Units | 149225 | Ethicon Endo-Surgery A Johnson | GEN11 | 1112003039 |  |  | 5102-21100 | SJS-Surgery | 33 | IU | Active
SJS7199 | PVAFTA | Valleylab FT10 Annual PM 4.23. | Darren Eaton | DAEAT | EMPLOYEE | Y | 1 | 0.8 | 01/01/2025 | 01/12/2024 | 2 | M | SJS | SJS | Electrosurgical Unit | 27-083 | Electrosurgical Units, Monopolar/Bipolar, Tissue Fusion | 517863 | Medtronic Minimally Invasive T | VLFT10GEN | T7H17886DX |  |  | 5102-21100 | SJS-Surgery | 33 | IU | Active
SJS7199 | P--ORS | --- OR Safety Inspection --- | Darren Eaton | DAEAT | EMPLOYEE | M | 6 | 0.25 | 07/01/2024 | 08/09/2023 | 2 | M | SJS | SJS | Electrosurgical Unit | 27-083 | Electrosurgical Units, Monopolar/Bipolar, Tissue Fusion | 517863 | Medtronic Minimally Invasive T | VLFT10GEN | T7H17886DX |  |  | 5102-21100 | SJS-Surgery | 33 | IU | Active
SJS7200 | P81CAA | 8100 CareFusion Alaris Pump | Darren Eaton | DAEAT | EMPLOYEE | Y | 1 | 0.75 | 08/01/2024 | 01/23/2024 | 6 | M | SJS | SJS | Large Volume Pump Module | 13-215 | Infusion Pumps, Multitherapy | 378348 | BD | 8100 | 14307221 | LVP | Alaris 2 | 5102-12210 | SJS-Med/Surg Unit II 4East | 20 | IU | Active
SJS7201 | PRPPM | RPT PM | Gerson Colon | 94805 | EMPLOYEE | Y | 1 | 0 | 03/01/2025 | 03/01/2024 | 2 | M | SJS | SJS | 4x 15A 15ft Cord HGPower Strip | 34-504 | Electrical Power Strips | 106890 | Tripp Lite | PS-415-HG-OEM | 5319ARVIB887C00759 |  |  | 5102-35000 | SJS-Respiratory Care Services | 12 | IU | Active
SJS7201 | PRTINI | RPT Initial Inspection | Gerson Colon | 94805 | EMPLOYEE | I | 1 | 1 | 02/22/2024 | 02/22/2024 | 1 | M | SJS | SJS | 4x 15A 15ft Cord HGPower Strip | 34-504 | Electrical Power Strips | 106890 | Tripp Lite | PS-415-HG-OEM | 5319ARVIB887C00759 |  |  | 5102-35000 | SJS-Respiratory Care Services | 12 | IU | Active
SJS7203 | P221 | Uninterruptible Power Systems | Gerson Colon | 94805 | EMPLOYEE | Y | 1 | 0.75 | 01/01/2025 |  | 2 | M | SJS | SJS | UPS | 16-936 | Power Systems, Uninterruptible | 108649 | APC-American Power Conversion | BE550G | 4581438P40929 |  |  | 5102-35000 | SJS-Respiratory Care Services | 12 | IU | Active
SJS7204 | PRPPM | RPT PM | Gerson Colon | 94805 | EMPLOYEE | Y | 1 | 0 | 03/01/2025 |  | 2 | M | SJS | SJS | 4x 15A 7ft Cord HG Power Strip | 34-504 | Electrical Power Strips | 106890 | Tripp Lite | PS-407-HG-OEM | 3319APVIB887C00759 |  |  | 5102-35000 | SJS-Respiratory Care Services | 12 | IU | Active
SJS7204 | PRTINI | RPT Initial Inspection | Gerson Colon | 94805 | EMPLOYEE | I | 1 | 1 | 02/13/2024 | 02/19/2024 | 1 | M | SJS | SJS | 4x 15A 7ft Cord HG Power Strip | 34-504 | Electrical Power Strips | 106890 | Tripp Lite | PS-407-HG-OEM | 3319APVIB887C00759 |  |  | 5102-35000 | SJS-Respiratory Care Services | 12 | IU | Active
SJS7205 | PRPPM | RPT PM | Gerson Colon | 94805 | EMPLOYEE | Y | 1 | 0 | 03/01/2025 |  | 2 | M | SJS | SJS | 4x 15A 7ft Cord HG Power Strip | 34-504 | Electrical Power Strips | 106890 | Tripp Lite | PS-407-HG-OEM | 3331APVIB887C00440 |  |  | 5102-35000 | SJS-Respiratory Care Services | 12 | IU | Active
SJS7205 | PRTINI | RPT Initial Inspection | Gerson Colon | 94805 | EMPLOYEE | I | 1 | 1 | 02/13/2024 | 02/19/2024 | 1 | M | SJS | SJS | 4x 15A 7ft Cord HG Power Strip | 34-504 | Electrical Power Strips | 106890 | Tripp Lite | PS-407-HG-OEM | 3331APVIB887C00440 |  |  | 5102-35000 | SJS-Respiratory Care Services | 12 | IU | Active
SJS7206 | PRPPM | RPT PM | Gerson Colon | 94805 | EMPLOYEE | Y | 1 | 0 | 03/01/2025 |  | 2 | M | SJS | SJS | 4x 15A 7ft Cord HG Power Strip | 34-504 | Electrical Power Strips | 106890 | Tripp Lite | PS-407-HG-OEM | 3331APVIB8787C00445 |  |  | 5102-35000 | SJS-Respiratory Care Services | 12 | IU | Active
SJS7206 | PRTINI | RPT Initial Inspection | Gerson Colon | 94805 | EMPLOYEE | I | 1 | 1 | 02/13/2024 | 02/19/2024 | 1 | M | SJS | SJS | 4x 15A 7ft Cord HG Power Strip | 34-504 | Electrical Power Strips | 106890 | Tripp Lite | PS-407-HG-OEM | 3331APVIB8787C00445 |  |  | 5102-35000 | SJS-Respiratory Care Services | 12 | IU | Active
SJS7208 | P--ORS | --- OR Safety Inspection --- | Twanna Hardy | TWLUK | EMPLOYEE | M | 6 | 0.25 | 07/01/2024 |  | 2 | M | SJS | SJS | Ureteroscope Workstation | 18-037 | Image Processors, Video | 107135 | Boston Scientific Corp | LithoVue | LV51272 |  |  | 5102-21100 | SJS-Surgery | 30 | IU | Active
SJS7208 | P10123 | -Pm Device Using Mfg Procedure | Twanna Hardy | TWLUK | EMPLOYEE | Y | 1 | 0.5 | 01/01/2025 |  | 2 | M | SJS | SJS | Ureteroscope Workstation | 18-037 | Image Processors, Video | 107135 | Boston Scientific Corp | LithoVue | LV51272 |  |  | 5102-21100 | SJS-Surgery | 30 | IU | Active
SJS7209 | P--ORS | --- OR Safety Inspection --- | Twanna Hardy | TWLUK | EMPLOYEE | M | 6 | 0.25 | 07/01/2024 |  | 2 | M | SJS | SJS | Ureteroscope Workstation | 18-037 | Image Processors, Video | 107135 | Boston Scientific Corp | LithoVue | LV51301 |  |  | 5102-21100 | SJS-Surgery | 30 | IU | Active
SJS7209 | P10123 | -Pm Device Using Mfg Procedure | Twanna Hardy | TWLUK | EMPLOYEE | Y | 1 | 0.5 | 01/01/2025 |  | 2 | M | SJS | SJS | Ureteroscope Workstation | 18-037 | Image Processors, Video | 107135 | Boston Scientific Corp | LithoVue | LV51301 |  |  | 5102-21100 | SJS-Surgery | 30 | IU | Active
SJS7210 | P--ORS | --- OR Safety Inspection --- | Darren Eaton | DAEAT | EMPLOYEE | M | 6 | 0.25 | 07/01/2024 |  | 2 | M | SJS | SJS | RF Sponge Detector Delivery | 27-642 | Sponge Detector, Surgical, Radiofrequency | 101809 | Medtronic Inc | 200X | X23LCZ |  |  | 5102-21100 | SJS-Surgery | 23 | IU | Active
SJS7501 | P221 | Uninterruptible Power Systems | Darren Eaton | DAEAT | EMPLOYEE | Y | 1 | 0.75 | 04/01/2024 |  | 2 | M | SJS | SJS | UPS | 16-936 | Power Systems, Uninterruptible | 106890 | Tripp Lite | ECO550UPS | 3226AV4BC881700315 |  |  | 5102-13100 | SJS-Intensive Care Unit I | 12 | IU | Active
SJS7502 | P221 | Uninterruptible Power Systems | Darren Eaton | DAEAT | EMPLOYEE | Y | 1 | 0.75 | 04/01/2024 |  | 2 | M | SJS | SJS | UPS | 16-936 | Power Systems, Uninterruptible | 106890 | Tripp Lite | ECO550UPS | 3326AV4BC881700317 |  |  | 5102-13100 | SJS-Intensive Care Unit I | 12 | IU | Active
SJS7503 | PMOPHM | Monitors, Physiologic, Multipurpose | Darren Eaton | DAEAT | EMPLOYEE | Y | 1 | 0.5 | 03/01/2025 | 04/21/2023 | 2 | M | SJS | SJS | Bedside Physiologic Monitor | 20-171 | Monitors, Physiologic, Multipurpose, Bedside, Modular | 440964 | GE Healthcare Technologies | B650 v1 | SEW14325639HA |  |  | 5102-13100 | SJS-Intensive Care Unit I | 16 | IU | Active
SJS7504 | P-VPM | -Vendor PM | Gil Matos | GIMAT | EMPLOYEE | Y | 1 | 1 | 06/01/2024 | 07/21/2023 | 2 | M | SJS | SJS | Audiometer | 10-228 | Audiometers | 102263 | Grason-Stadler | GSI Audiostar Pro | GS0090694 |  |  | 5100-49120 | SJS-Pedi Satellite SJS MOB | 13 | IU | Active
SJS7506 | P221 | Uninterruptible Power Systems | Darren Eaton | DAEAT | EMPLOYEE | Y | 1 | 0.75 | 04/01/2024 |  | 2 | M | SJS | SJS | UPS | 16-936 | Power Systems, Uninterruptible | C10068 | CyberPower Systems Inc | CP350SLG | CDENO8009895 |  |  | 5102-13100 | SJS-Intensive Care Unit I | 12 | IU | Active
SJS7507 | P10123 | -Pm Device Using Mfg Procedure | Twanna Hardy | TWLUK | EMPLOYEE | Y | 1 | 0.75 | 06/01/2024 | 06/29/2023 | 6 | M | SJS | SJS | Syringe Pump | 13-217 | Infusion Pumps, Multitherapy, Syringe | 378348 | BD | 8110 | 14229464 | SYRING | Alaris 8110 | 5102-16527 | SJS-Mother/Baby Unit | 20 | IU | Active
SJS7508 | P221 | Uninterruptible Power Systems | Darren Eaton | DAEAT | EMPLOYEE | Y | 1 | 0.75 | 04/01/2024 |  | 2 | M | SJS | SJS | UPS | 16-936 | Power Systems, Uninterruptible | 108649 | APC-American Power Conversion | BE550G | 0B2251N10134 |  |  | 5102-13100 | SJS-Intensive Care Unit I | 12 | IU | Active
SJS7509 | P63 | Electrocardiograph, Multi-Channel | Gerson Colon | 94805 | EMPLOYEE | Y | 1 | 1 | 01/01/2025 | 02/07/2024 | 2 | M | SJS | SJS | EKG Mulitchannel Interp | 16-231 | Electrocardiographs, Multichannel, Interpretive | 440964 | GE Healthcare Technologies | MAC 5500HD | SKJ14322399PA | EMESER | Emergency Service Jan | 5102-23100 | SJS-Emergency Service | 16 | IU | Active
SJS7511 | P10123 | -Pm Device Using Mfg Procedure | Gerson Colon | 94805 | EMPLOYEE | Y | 1 | 0.5 | 05/01/2024 |  | 2 | M | SJS | SJS | Nucleic Acid Analyzer | 20-811 | Nucleic Acid Processors, Replication, Thermal Cycle | 451038 | Cepheid | 900-0453 | 110015800 |  |  | 5102-31000 | SJS-Laboratory Services | 14 | IU | Active
SJS7512 | PV65YR | V60 5 YR Battery Philips Respironics Annual Checklist | Gerson Colon | 94805 | EMPLOYEE | Y | 5 | 2 | 07/01/2025 |  | 1 | M | SJS | SJS | Non-Invasive Ventilator | 20-746 | Ventilators, Noninvasive Positive Pressure | 454161 | Philips Respironics | V60 | 100377265 |  |  | 5102-35000 | SJS-Respiratory Care Services | 40 | LS | High Risk
SJS7512 | PV6PHR | V60 Philips Respironics Annual Checklist | Gerson Colon | 94805 | EMPLOYEE | Y | 1 | 1.5 | 07/01/2024 | 06/27/2023 | 1 | M | SJS | SJS | Non-Invasive Ventilator | 20-746 | Ventilators, Noninvasive Positive Pressure | 454161 | Philips Respironics | V60 | 100377265 |  |  | 5102-35000 | SJS-Respiratory Care Services | 40 | LS | High Risk
SJS7529 | P166 | Pump, Infusion, Syringe. | Twanna Hardy | TWLUK | EMPLOYEE | Y | 1 | 0.75 | 06/01/2024 | 08/09/2023 | 6 | M | SJS | SJS | Syringe Pump | 13-217 | Infusion Pumps, Multitherapy, Syringe | 378348 | BD | 8110 | 15596655 | SYRING | Alaris 8110 | 5102-23100 | SJS-Emergency Service | 20 | IU | Active
SJS7530 | P10123 | -Pm Device Using Mfg Procedure | Darren Eaton | DAEAT | EMPLOYEE | Y | 1 | 0.75 | 06/01/2024 | 08/09/2023 | 6 | M | SJS | SJS | Syringe Pump | 13-217 | Infusion Pumps, Multitherapy, Syringe | 378348 | BD | 8110 | 15869054 |  |  | 5102-20100 | SJS-Anesthesiology | 33 | IU | Active
SJS7531 | P166 | Pump, Infusion, Syringe. | Gil Matos | GIMAT | EMPLOYEE | Y | 1 | 0.75 | 06/01/2024 | 08/10/2023 | 6 | M | SJS | SJS | Syringe Pump | 13-217 | Infusion Pumps, Multitherapy, Syringe | 378348 | BD | 8110 | 15878051 | SYRING | Alaris 8110 | 5102-13500 | SJS-Neonatal Intensive Care (NICU) | 20 | IU | Active
SJS7532 | P10123 | -Pm Device Using Mfg Procedure | Darren Eaton | DAEAT | EMPLOYEE | Y | 1 | 0.75 | 06/01/2024 | 08/15/2023 | 6 | M | SJS | SJS | Syringe Pump | 13-217 | Infusion Pumps, Multitherapy, Syringe | 378348 | BD | 8110 | 14229161 | SYRING | Alaris 8110 | 5102-20100 | SJS-Anesthesiology | 33 | IU | Active
SJS7533 | P166 | Pump, Infusion, Syringe. | Gil Matos | GIMAT | EMPLOYEE | Y | 1 | 0.75 | 06/01/2024 | 08/16/2023 | 6 | M | SJS | SJS | Syringe Pump | 13-217 | Infusion Pumps, Multitherapy, Syringe | 378348 | BD | 8110 | 15877984 | SYRING | Alaris 8110 | 5102-14000 | SJS-Pedi Med/Surg/Tele | 20 | IU | Active
SJS7534 | P166 | Pump, Infusion, Syringe. | Gil Matos | GIMAT | EMPLOYEE | Y | 1 | 0.75 | 06/01/2024 | 08/16/2023 | 6 | M | SJS | SJS | Syringe Pump | 13-217 | Infusion Pumps, Multitherapy, Syringe | 378348 | BD | 8110 | 15878039 | SYRING | Alaris 8110 | 5102-14000 | SJS-Pedi Med/Surg/Tele | 20 | IU | Active
SJS7535 | P10123 | -Pm Device Using Mfg Procedure | Twanna Hardy | TWLUK | EMPLOYEE | Y | 1 | 0.75 | 06/01/2024 | 10/06/2023 | 6 | M | SJS | SJS | Syringe Pump | 13-217 | Infusion Pumps, Multitherapy, Syringe | 378348 | BD | 8110 | 14302286 | SYRING | Alaris 8110 | 5102-16527 | SJS-Mother/Baby Unit | 20 | IU | Active
SJS7540 | P166 | Pump, Infusion, Syringe. | Twanna Hardy | TWLUK | EMPLOYEE | Y | 1 | 0.75 | 06/01/2024 | 08/11/2023 | 6 | M | SJS | SJS | Syringe Pump | 13-217 | Infusion Pumps, Multitherapy, Syringe | 378348 | BD | 8110 | 15596565 | SYRING | Alaris 8110 | 5102-23100 | SJS-Emergency Service | 20 | IU | Active
SJS7541 | P166 | Pump, Infusion, Syringe. | Twanna Hardy | TWLUK | EMPLOYEE | Y | 1 | 0.75 | 06/01/2024 | 08/10/2023 | 6 | M | SJS | SJS | Syringe Pump | 13-217 | Infusion Pumps, Multitherapy, Syringe | 378348 | BD | 8110 | 15596579 | SYRING | Alaris 8110 | 5102-23100 | SJS-Emergency Service | 20 | IU | Active
SJS7542 | P10123 | -Pm Device Using Mfg Procedure | Gerson Colon | 94805 | EMPLOYEE | Y | 1 | 0.5 | 05/01/2024 |  | 2 | M | SJS | SJS | Bladder Vol and Mass Ultrasnd | 34-698 | Scanning Systems, Ultrasonic, Small-Parts, Urinary Bladder | 451928 | Verathon Inc | Bladderscan i10 | C1231753 |  |  | 5102-12225 | SJS-Med/Surg Unit I 4West | 17 | IU | Active
SJS7543 | P81CAA | 8100 CareFusion Alaris Pump | Darren Eaton | DAEAT | EMPLOYEE | Y | 1 | 0.75 | 08/01/2024 | 08/29/2023 | 6 | M | SJS | SJS | Large Volume Pump Module | 13-215 | Infusion Pumps, Multitherapy | 378348 | BD | 8100 | 14201196 | LVP | Alaris 2 | 5102-16527 | SJS-Mother/Baby Unit | 20 | IU | Active
SJS7547 | P221 | Uninterruptible Power Systems | Gerson Colon | 94805 | EMPLOYEE | Y | 1 | 0.75 | 05/01/2024 |  | 2 | M | SJS | SJS | UPS | 16-936 | Power Systems, Uninterruptible | 108649 | APC-American Power Conversion | SMT1000RM2U | AS1484114563 |  |  | 5102-31400 | SJS-Lab Central Preocessing | 12 | IU | Active
SJS7548 | P221 | Uninterruptible Power Systems | Gerson Colon | 94805 | EMPLOYEE | Y | 1 | 0.75 | 05/01/2024 |  | 2 | M | SJS | SJS | UPS | 16-936 | Power Systems, Uninterruptible | 108649 | APC-American Power Conversion | Back-UPS 55C | 4B1922P23879 |  |  | 5102-31400 | SJS-Lab Central Preocessing | 12 | IU | Active
SJS7549 | P221 | Uninterruptible Power Systems | Gerson Colon | 94805 | EMPLOYEE | Y | 1 | 0.75 | 05/01/2024 |  | 2 | M | SJS | SJS | UPS | 16-936 | Power Systems, Uninterruptible | 108649 | APC-American Power Conversion | SMT1000RM2U | 2S1638ZX05088 |  |  | 5102-31400 | SJS-Lab Central Preocessing | 12 | IU | Active
SJS7550 | P221 | Uninterruptible Power Systems | Gerson Colon | 94805 | EMPLOYEE | Y | 1 | 0.75 | 05/01/2024 |  | 2 | M | SJS | SJS | Uninterruptible Power Supply | 16-936 | Power Systems, Uninterruptible | 170637 | POWERVAR Inc | ABCE1442-14 | 501449BR-2130125 |  |  | 5102-31400 | SJS-Lab Central Preocessing | 12 | IU | Active
SJS7551 | P221 | Uninterruptible Power Systems | Gerson Colon | 94805 | EMPLOYEE | Y | 1 | 0.75 | 05/01/2024 |  | 2 | M | SJS | SJS | UPS | 16-936 | Power Systems, Uninterruptible | 108649 | APC-American Power Conversion | SMT1000RM2U | AS1404114559 |  |  | 5102-31400 | SJS-Lab Central Preocessing | 12 | IU | Active
SJS7553 | P221 | Uninterruptible Power Systems | Gerson Colon | 94805 | EMPLOYEE | Y | 1 | 0.75 | 05/01/2024 |  | 2 | M | SJS | SJS | Uninterruptible Power Supply | 16-936 | Power Systems, Uninterruptible | 170637 | POWERVAR Inc | ABCE1442-14 | 501449BR-2310023 |  |  | 5102-31400 | SJS-Lab Central Preocessing | 12 | IU | Active
SJS7555 | P221 | Uninterruptible Power Systems | Gerson Colon | 94805 | EMPLOYEE | Y | 1 | 0.75 | 06/01/2024 |  | 2 | M | SJS | SJS | 3000VA UPS | 16-936 | Power Systems, Uninterruptible | 450901 | Eaton Corp | PW9130L1500TL-XL | GG191A0479 |  |  | 5102-31400 | SJS-Lab Central Preocessing | 12 | IU | Active
SJS7556 | P221 | Uninterruptible Power Systems | Gerson Colon | 94805 | EMPLOYEE | Y | 1 | 0.75 | 05/01/2024 |  | 2 | M | SJS | SJS | 3000VA UPS | 16-936 | Power Systems, Uninterruptible | 450901 | Eaton Corp | PW9130L1500TL-XL | GH072A0453 |  |  | 5102-31400 | SJS-Lab Central Preocessing | 12 | IU | Active
SJS7557 | P221 | Uninterruptible Power Systems | Gerson Colon | 94805 | EMPLOYEE | Y | 1 | 0.75 | 05/01/2024 |  | 2 | M | SJS | SJS | Uninterruptible Power Supply | 16-936 | Power Systems, Uninterruptible | 170637 | POWERVAR Inc | ABCE1442-11 | 501449BR-2130219 |  |  | 5102-31400 | SJS-Lab Central Preocessing | 12 | IU | Active
SJS7559 | P80CAA | 8015 CareFusion Alaris Pump | Gerson Colon | 94805 | EMPLOYEE | Y | 2 | 0.8 | 08/01/2025 | 10/24/2023 | 6 | M | SJS | SJS | Pump Control Unit | 26-655 | Controllers, Infusion Pump Systems, Programmable | 378348 | BD | 8015 BD | 15764332 | PCU | Alaris 1 | 5102-23100 | SJS-Emergency Service | 21 | IU | Active
SJS7560 | P80CAA | 8015 CareFusion Alaris Pump | Gerson Colon | 94805 | EMPLOYEE | Y | 2 | 0.8 | 08/01/2025 | 10/24/2023 | 6 | M | SJS | SJS | Pump Control Unit | 26-655 | Controllers, Infusion Pump Systems, Programmable | 378348 | BD | 8015 BD | 15590051 | PCU | Alaris 1 | 5102-23100 | SJS-Emergency Service | 21 | IU | Active
SJS7561 | PDAOHG | GE E-miniC Respiratory Single-width Airway Module | Darren Eaton | DAEAT | EMPLOYEE | Y | 1 | 1.5 | 04/01/2024 | 04/05/2023 | 2 | M | SJS | SJS | Gas Module | 20-776 | Physiologic Monitor Modules, Exhaled Carbon Dioxide | 440964 | GE Healthcare Technologies | E-MiniC-00 | 7138836 |  |  | 5102-13100 | SJS-Intensive Care Unit I | 16 | IU | Active
SJS7562 | P10123 | -Pm Device Using Mfg Procedure | Twanna Hardy | TWLUK | EMPLOYEE | Y | 1 | 0.75 | 06/01/2024 | 10/27/2023 | 6 | M | SJS | SJS | Syringe Pump | 13-217 | Infusion Pumps, Multitherapy, Syringe | 378348 | BD | 8110 | 14302335 | SYRING | Alaris 8110 | 5102-16527 | SJS-Mother/Baby Unit | 20 | IU | Active
SJS7563 | P10123 | -Pm Device Using Mfg Procedure | Twanna Hardy | TWLUK | EMPLOYEE | Y | 1 | 0.75 | 06/01/2024 | 10/27/2023 | 6 | M | SJS | SJS | Syringe Pump | 13-217 | Infusion Pumps, Multitherapy, Syringe | 378348 | BD | 8110 | 14229029 | SYRING | Alaris 8110 | 5102-16527 | SJS-Mother/Baby Unit | 20 | IU | Active
SJS7564 | PDAOHG | GE E-miniC Respiratory Single-width Airway Module | Gerson Colon | 94805 | EMPLOYEE | Y | 1 | 1.5 | 01/01/2025 | 02/12/2024 | 2 | M | SJS | SJS | Gas Module | 20-776 | Physiologic Monitor Modules, Exhaled Carbon Dioxide | 440964 | GE Healthcare Technologies | E-MiniC-00 | 7154604 |  |  | 5102-23100 | SJS-Emergency Service | 16 | IU | Active
SJS7565 | P134 | Monitor, Physiological. | Gerson Colon | 94805 | EMPLOYEE | Y | 1 | 1 | 09/01/2024 | 10/20/2023 | 2 | M | SJS | SJS | Front End Hemodynamic Monitor | 12-648 | Monitoring Systems, Physiologic, Cardiac Catheterization | 452291 | Philips Interventional Patient | FC2010 | US1652000012 |  |  | 5102-30695 | SJS-Interventional Services | 16 | IU | Active
SJS7566 | PMOPHV | Monitors, Physiologic, Vital Signs | Darren Eaton | DAEAT | EMPLOYEE | Y | 1 | 0.6 | 04/01/2024 | 04/25/2023 | 2 | M | SJS | SJS | Vital Signs Monitor | 25-209 | Monitors, Physiologic, Vital Signs | 101850 | Welch Allyn Inc A Subsidiary | VSM 6000 SERIES | 100017860920 | PROCAR | Progressive Care Unit | 5102-13100 | SJS-Intensive Care Unit I | 16 | IU | Active
SJS7567 | P166 | Pump, Infusion, Syringe. | Gil Matos | GIMAT | EMPLOYEE | Y | 1 | 0.75 | 06/01/2024 | 10/09/2023 | 6 | M | SJS | SJS | Syringe Pump | 13-217 | Infusion Pumps, Multitherapy, Syringe | 378348 | BD | 8110 | 15877754 | SYRING | Alaris 8110 | 5102-14000 | SJS-Pedi Med/Surg/Tele | 20 | IU | Active
SJS7570 | P-SAGP | -Service Agreement PM | Gerson Colon Jr | GECOL | EMPLOYEE | Y | 1 | 0.5 | 08/01/2024 | 09/28/2023 | 2 | M | SJS | SJS | Leonardo Workstation | 17-175 | Information Systems, Data Management, Radiology | 399199 | Siemens Medical Solutions USA | 10281061 | 12165 |  |  | 5102-30695 | SJS-Interventional Services | 10 | IU | Active
SJS7580 | P-VPM | -Vendor PM | Gerson Colon | 94805 | EMPLOYEE | M | 6 | 0.5 | 05/01/2024 | 10/27/2023 | 2 | M | SJS | SJS | LED Lab Microscope w-Camera | 15-156 | Microscopes, Light, Laboratory | 107896 | Olympus Scientific Solutions A | BX46F | NSNSJS7580 |  |  | 5102-31000 | SJS-Laboratory Services | 12 | IU | Active
SJS7582 | P80CAA | 8015 CareFusion Alaris Pump | Gerson Colon | 94805 | EMPLOYEE | Y | 2 | 0.8 | 08/01/2025 | 10/31/2023 | 6 | M | SJS | SJS | Pump Control Unit | 26-655 | Controllers, Infusion Pump Systems, Programmable | 378348 | BD | 8015 BD | 15591211 | PCU | Alaris 1 | 5102-23100 | SJS-Emergency Service | 21 | IU | Active
SJS7592 | P191 | Stainer, Tissue, Automated | Gerson Colon | 94805 | EMPLOYEE | Y | 1 | 1.2 | 05/01/2024 |  | 2 | M | SJS | SJS | Slide Stainer | 15-182 | Slide Stainers, Hematology | 457480 | EMD Milliport Chemicals Div Me | 64000H-94 | 4323MS1968 |  |  | 5102-31400 | SJS-Lab Central Preocessing | 14 | IU | Active
SJS7594 | P134 | Monitor, Physiological. | Gerson Colon | 94805 | EMPLOYEE | Y | 1 | 1 | 02/01/2025 | 01/29/2024 | 2 | M | SJS | SJS | Front End Hemodynamic Monitor | 12-648 | Monitoring Systems, Physiologic, Cardiac Catheterization | 452291 | Philips Interventional Patient | FC2010 | US1443000197 |  |  | 5102-30695 | SJS-Interventional Services | 16 | IU | Active
SJS7595 | P134 | Monitor, Physiological. | Gerson Colon | 94805 | EMPLOYEE | Y | 1 | 1 | 02/01/2025 | 01/29/2024 | 2 | M | SJS | SJS | Front End Hemodynamic Monitor | 12-648 | Monitoring Systems, Physiologic, Cardiac Catheterization | 452291 | Philips Interventional Patient | FC2010 | US1918000849 |  |  | 5102-30695 | SJS-Interventional Services | 16 | IU | Active
SJS7596 | P10123 | -Pm Device Using Mfg Procedure | Gerson Colon | 94805 | EMPLOYEE | Y | 1 | 0.8 | 05/01/2024 |  | 2 | M | SJS | SJS | Gram Slide Stainer | 16-961 | Slide Stainers, Microbiology | 108995 | bioMerieux Inc | 414292 | 414292223426 |  |  | 5102-31400 | SJS-Lab Central Preocessing | 12 | IU | Active
SJS7599 | PMOPHV | Monitors, Physiologic, Vital Signs | Gerson Colon | 94805 | EMPLOYEE | Y | 1 | 1 | 05/01/2024 | 06/19/2023 | 2 | M | SJS | SJS | Vital Signs Monitor | 25-209 | Monitors, Physiologic, Vital Signs | 101850 | Welch Allyn Inc A Subsidiary | VSM 6000 SERIES | 100065463614 |  |  | 5102-12225 | SJS-Med/Surg Unit I 4West | 15 | IU | Active
SJS7600 | P-SAGP | -Service Agreement PM | Gerson Colon | 94805 | EMPLOYEE | Y | 1 | 0.5 | 09/01/2024 | 10/18/2023 | 2 | M | SJS | SJS | Discrete Clinical Chem Analyze | 16-299 | Analyzers, Laboratory, Clinical Chemistry, Automated, Discrete | 103243 | Abbott Laboratories Diagnostic | 03R67-01 | AC03405 |  |  | 5102-31000 | SJS-Laboratory Services | 14 | IU | Active
SJS7601 | P-SAGP | -Service Agreement PM | Gerson Colon | 94805 | EMPLOYEE | Y | 1 | 0.5 | 09/01/2024 | 09/28/2023 | 2 | M | SJS | SJS | Immunoassay Lab Analyzer | 17-916 | Analyzers, Laboratory, Immunoassay, Chemiluminescent | 103243 | Abbott Laboratories Diagnostic | 03R65-01 | AI21521 |  |  | 5102-31000 | SJS-Laboratory Services | 14 | IU | Active
SJS7602 | P-SAGP | -Service Agreement PM | Gerson Colon | 94805 | EMPLOYEE | Y | 1 | 0.5 | 09/01/2024 | 09/28/2023 | 2 | M | SJS | SJS | Discrete Clinical Chem Analyze | 16-299 | Analyzers, Laboratory, Clinical Chemistry, Automated, Discrete | 103243 | Abbott Laboratories Diagnostic | 03R67-01 | AC03406 |  |  | 5102-31000 | SJS-Laboratory Services | 14 | IU | Active
SJS7603 | P-SAGP | -Service Agreement PM | Gerson Colon | 94805 | EMPLOYEE | Y | 1 | 0.5 | 09/01/2024 | 09/28/2023 | 2 | M | SJS | SJS | Immunoassay Lab Analyzer | 17-916 | Analyzers, Laboratory, Immunoassay, Chemiluminescent | 103243 | Abbott Laboratories Diagnostic | 03R65-01 | AI21522 |  |  | 5102-31000 | SJS-Laboratory Services | 14 | IU | Active
SJS7604 | P80CAA | 8015 CareFusion Alaris Pump | Gerson Colon | 94805 | EMPLOYEE | Y | 2 | 0.8 | 08/01/2025 | 12/11/2023 | 6 | M | SJS | SJS | Pump Control Unit | 26-655 | Controllers, Infusion Pump Systems, Programmable | 378348 | BD | 8015 BD | 15589901 | PCU | Alaris 1 | 5102-23100 | SJS-Emergency Service | 21 | IU | Active
SJS7605 | P80CAA | 8015 CareFusion Alaris Pump | Gerson Colon | 94805 | EMPLOYEE | Y | 2 | 0.8 | 08/01/2025 | 12/11/2023 | 6 | M | SJS | SJS | Pump Control Unit | 26-655 | Controllers, Infusion Pump Systems, Programmable | 378348 | BD | 8015 BD | 15590655 | PCU | Alaris 1 | 5102-23100 | SJS-Emergency Service | 21 | IU | Active
SJS7606 | P80CAA | 8015 CareFusion Alaris Pump | Gerson Colon | 94805 | EMPLOYEE | Y | 2 | 0.8 | 08/01/2025 | 12/12/2023 | 6 | M | SJS | SJS | Pump Control Unit | 26-655 | Controllers, Infusion Pump Systems, Programmable | 378348 | BD | 8015 BD | 15590944 | PCU | Alaris 1 | 5102-23100 | SJS-Emergency Service | 21 | IU | Active
SJS7607 | P80CAA | 8015 CareFusion Alaris Pump | Gerson Colon | 94805 | EMPLOYEE | Y | 2 | 0.8 | 08/01/2025 | 12/13/2023 | 6 | M | SJS | SJS | Pump Control Unit | 26-655 | Controllers, Infusion Pump Systems, Programmable | 378348 | BD | 8015 BD | 15737664 | PCU | Alaris 1 | 5102-23100 | SJS-Emergency Service | 21 | IU | Active
SJS7608 | P80CAA | 8015 CareFusion Alaris Pump | Gil Matos | GIMAT | EMPLOYEE | Y | 2 | 1 | 08/01/2025 | 12/14/2023 | 6 | M | SJS | SJS | Pump Control Unit 5.7 Screen | 26-655 | Controllers, Infusion Pump Systems, Programmable | 378348 | BD | 8015LS | 14190167 | ALATM | Alaris 3 | 5102-21500 | SJS-PACU | 21 | IU | Active
SJS7609 | P--ORS | --- OR Safety Inspection --- | Darren Eaton | DAEAT | EMPLOYEE | M | 6 | 0.25 | 07/01/2024 | 08/23/2023 | 2 | M | SJS | SJS | Electrosurgical Unit | 27-083 | Electrosurgical Units, Monopolar/Bipolar, Tissue Fusion | 517863 | Medtronic Minimally Invasive T | VLFT10GEN | TOC40156DX |  |  | 5102-21100 | SJS-Surgery | 33 | IU | Active
SJS7609 | PVAFTA | Valleylab FT10 Annual PM 4.23. | Darren Eaton | DAEAT | EMPLOYEE | Y | 1 | 1 | 01/01/2025 | 01/03/2024 | 2 | M | SJS | SJS | Electrosurgical Unit | 27-083 | Electrosurgical Units, Monopolar/Bipolar, Tissue Fusion | 517863 | Medtronic Minimally Invasive T | VLFT10GEN | TOC40156DX |  |  | 5102-21100 | SJS-Surgery | 33 | IU | Active
SJS7610 | PVAFTA | Valleylab FT10 Annual PM 4.23. | Darren Eaton | DAEAT | EMPLOYEE | Y | 1 | 0.8 | 01/01/2025 | 01/03/2024 | 2 | M | SJS | SJS | Electrosurgical Unit | 27-083 | Electrosurgical Units, Monopolar/Bipolar, Tissue Fusion | 517863 | Medtronic Minimally Invasive T | VLFT10GEN | TOC40155DX |  |  | 5102-21100 | SJS-Surgery | 33 | IU | Active
SJS7610 | P--ORS | --- OR Safety Inspection --- | Darren Eaton | DAEAT | EMPLOYEE | M | 6 | 0.25 | 07/01/2024 | 08/23/2023 | 2 | M | SJS | SJS | Electrosurgical Unit | 27-083 | Electrosurgical Units, Monopolar/Bipolar, Tissue Fusion | 517863 | Medtronic Minimally Invasive T | VLFT10GEN | TOC40155DX |  |  | 5102-21100 | SJS-Surgery | 33 | IU | Active
SJS7611 | P--ORS | --- OR Safety Inspection --- | Darren Eaton | DAEAT | EMPLOYEE | M | 6 | 0.25 | 07/01/2024 | 08/24/2023 | 2 | M | SJS | SJS | Harmonic Scalpel Generator | 18-049 | Ultrasound Surgical Units | 149225 | Ethicon Endo-Surgery A Johnson | GEN11 | 111141749005 |  |  | 5102-21100 | SJS-Surgery | 33 | IU | Active
SJS7611 | P10123 | -Pm Device Using Mfg Procedure | Darren Eaton | DAEAT | EMPLOYEE | Y | 1 | 0.5 | 01/01/2025 | 01/03/2024 | 2 | M | SJS | SJS | Harmonic Scalpel Generator | 18-049 | Ultrasound Surgical Units | 149225 | Ethicon Endo-Surgery A Johnson | GEN11 | 111141749005 |  |  | 5102-21100 | SJS-Surgery | 33 | IU | Active
SJS7612 | P--ORS | --- OR Safety Inspection --- | Darren Eaton | DAEAT | EMPLOYEE | M | 6 | 0.25 | 07/01/2024 | 08/23/2023 | 2 | M | SJS | SJS | Harmonic Scalpel Generator | 18-049 | Ultrasound Surgical Units | 149225 | Ethicon Endo-Surgery A Johnson | GEN11 | 1111832080 |  |  | 5102-21100 | SJS-Surgery | 33 | IU | Active
SJS7612 | P10123 | -Pm Device Using Mfg Procedure | Darren Eaton | DAEAT | EMPLOYEE | Y | 1 | 0.5 | 01/01/2025 | 01/03/2024 | 2 | M | SJS | SJS | Harmonic Scalpel Generator | 18-049 | Ultrasound Surgical Units | 149225 | Ethicon Endo-Surgery A Johnson | GEN11 | 1111832080 |  |  | 5102-21100 | SJS-Surgery | 33 | IU | Active
SJS7613 | PVAFTA | Valleylab FT10 Annual PM 4.23. | Darren Eaton | DAEAT | EMPLOYEE | Y | 1 | 0.8 | 01/01/2025 | 01/03/2024 | 2 | M | SJS | SJS | Electrosurgical Unit | 27-083 | Electrosurgical Units, Monopolar/Bipolar, Tissue Fusion | 517863 | Medtronic Minimally Invasive T | VLFT10GEN | T7H18532DX |  |  | 5102-21100 | SJS-Surgery | 33 | IU | Active
SJS7613 | P--ORS | --- OR Safety Inspection --- | Darren Eaton | DAEAT | EMPLOYEE | M | 6 | 0.25 | 07/01/2024 | 08/24/2023 | 2 | M | SJS | SJS | Electrosurgical Unit | 27-083 | Electrosurgical Units, Monopolar/Bipolar, Tissue Fusion | 517863 | Medtronic Minimally Invasive T | VLFT10GEN | T7H18532DX |  |  | 5102-21100 | SJS-Surgery | 33 | IU | Active
SJS7614 | P80CAA | 8015 CareFusion Alaris Pump | Gerson Colon | 94805 | EMPLOYEE | Y | 2 | 0.8 | 08/01/2025 | 12/12/2023 | 6 | M | SJS | SJS | Pump Control Unit | 26-655 | Controllers, Infusion Pump Systems, Programmable | 378348 | BD | 8015 BD | 15591217 | PCU | Alaris 1 | 5102-23100 | SJS-Emergency Service | 21 | IU | Active
SJS7615 | P80CAA | 8015 CareFusion Alaris Pump | Gerson Colon | 94805 | EMPLOYEE | Y | 2 | 0.8 | 08/01/2025 | 12/13/2023 | 6 | M | SJS | SJS | Pump Control Unit | 26-655 | Controllers, Infusion Pump Systems, Programmable | 378348 | BD | 8015 BD | 15591390 | PCU | Alaris 1 | 5102-23100 | SJS-Emergency Service | 21 | IU | Active
SJS7616 | P80CAA | 8015 CareFusion Alaris Pump | Gerson Colon | 94805 | EMPLOYEE | Y | 2 | 0.8 | 08/01/2025 | 12/14/2023 | 6 | M | SJS | SJS | Pump Control Unit | 26-655 | Controllers, Infusion Pump Systems, Programmable | 378348 | BD | 8015 BD | 15739013 | PCU | Alaris 1 | 5102-23100 | SJS-Emergency Service | 21 | IU | Active
SJS7617 | P80CAA | 8015 CareFusion Alaris Pump | Gerson Colon | 94805 | EMPLOYEE | Y | 2 | 0.8 | 08/01/2025 | 12/14/2023 | 6 | M | SJS | SJS | Pump Control Unit | 26-655 | Controllers, Infusion Pump Systems, Programmable | 378348 | BD | 8015 BD | 15848565 | PCU | Alaris 1 | 5102-13500 | SJS-Neonatal Intensive Care (NICU) | 21 | IU | Active
SJS7618 | P80CAA | 8015 CareFusion Alaris Pump | Gerson Colon | 94805 | EMPLOYEE | Y | 2 | 0.8 | 08/01/2025 | 12/14/2023 | 6 | M | SJS | SJS | Pump Control Unit | 26-655 | Controllers, Infusion Pump Systems, Programmable | 378348 | BD | 8015 BD | 15591384 | PCU | Alaris 1 | 5102-23100 | SJS-Emergency Service | 21 | IU | Active
SJS7619 | P80CAA | 8015 CareFusion Alaris Pump | Gerson Colon | 94805 | EMPLOYEE | Y | 2 | 0.8 | 08/01/2025 | 12/16/2023 | 6 | M | SJS | SJS | Pump Control Unit | 26-655 | Controllers, Infusion Pump Systems, Programmable | 378348 | BD | 8015 BD | 15591353 | PCU | Alaris 1 | 5102-23100 | SJS-Emergency Service | 21 | IU | Active
SJS7620 | P80CAA | 8015 CareFusion Alaris Pump | Gerson Colon | 94805 | EMPLOYEE | Y | 2 | 0.8 | 08/01/2025 | 12/16/2023 | 6 | M | SJS | SJS | Pump Control Unit | 26-655 | Controllers, Infusion Pump Systems, Programmable | 378348 | BD | 8015 BD | 15590281 | PCU | Alaris 1 | 5102-23100 | SJS-Emergency Service | 21 | IU | Active
SJS7621 | P80CAA | 8015 CareFusion Alaris Pump | Darren Eaton | DAEAT | EMPLOYEE | Y | 2 | 1 | 08/01/2025 | 12/28/2023 | 6 | M | SJS | SJS | Pump Control Unit 5.7 Screen | 26-655 | Controllers, Infusion Pump Systems, Programmable | 378348 | BD | 8015LS | 14139603 | LVP | Alaris 2 | 5102-12225 | SJS-Med/Surg Unit I 4West | 20 | IU | Active
SJS7622 | P80CAA | 8015 CareFusion Alaris Pump | Gerson Colon | 94805 | EMPLOYEE | Y | 2 | 1 | 08/01/2025 | 12/28/2023 | 6 | M | SJS | SJS | Pump Control Unit 5.7 Screen | 26-655 | Controllers, Infusion Pump Systems, Programmable | 378348 | BD | 8015LS | 14191307 | PCU | Alaris 1 | 5102-23100 | SJS-Emergency Service | 21 | IU | Active
SJS7623 | P80CAA | 8015 CareFusion Alaris Pump | Gil Matos | GIMAT | EMPLOYEE | Y | 2 | 1 | 08/01/2025 | 11/02/2023 | 6 | M | SJS | SJS | Pump Control Unit 5.7 Screen | 26-655 | Controllers, Infusion Pump Systems, Programmable | 378348 | BD | 8015LS | 14190474 | ALATM | Alaris 3 | 5102-21500 | SJS-PACU | 21 | IU | Active
SJS7624 | P80CAA | 8015 CareFusion Alaris Pump | Gerson Colon | 94805 | EMPLOYEE | Y | 2 | 1 | 08/01/2025 | 10/05/2023 | 6 | M | SJS | SJS | Pump Control Unit 5.7 Screen | 26-655 | Controllers, Infusion Pump Systems, Programmable | 378348 | BD | 8015LS | 14191303 | PCU | Alaris 1 | 5102-23100 | SJS-Emergency Service | 21 | IU | Active
SJS7625 | P80CAA | 8015 CareFusion Alaris Pump | Gerson Colon | 94805 | EMPLOYEE | Y | 2 | 0.8 | 08/01/2025 | 12/29/2023 | 6 | M | SJS | SJS | Pump Control Unit | 26-655 | Controllers, Infusion Pump Systems, Programmable | 378348 | BD | 8015 BD | 15739049 | PCU | Alaris 1 | 5102-23100 | SJS-Emergency Service | 21 | IU | Active
SJS7627 | P80CAA | 8015 CareFusion Alaris Pump | Darren Eaton | DAEAT | EMPLOYEE | Y | 2 | 1 | 08/01/2025 | 01/02/2024 | 6 | M | SJS | SJS | Pump Control Unit 5.7 Screen | 26-655 | Controllers, Infusion Pump Systems, Programmable | 378348 | BD | 8015LS | 14191202 | LVP | Alaris 2 | 5102-13100 | SJS-Intensive Care Unit I | 21 | IU | Active
SJS7628 | P80CAA | 8015 CareFusion Alaris Pump | Gil Matos | GIMAT | EMPLOYEE | Y | 2 | 1 | 08/01/2025 | 01/02/2024 | 6 | M | SJS | SJS | Pump Control Unit 5.7 Screen | 26-655 | Controllers, Infusion Pump Systems, Programmable | 378348 | BD | 8015LS | 14191332 | ALATM | Alaris 3 | 5102-22100 | SJS-Labor & Delivery | 21 | IU | Active
SJS7629 | P80CAA | 8015 CareFusion Alaris Pump | Gil Matos | GIMAT | EMPLOYEE | Y | 2 | 1 | 08/01/2025 | 01/02/2024 | 6 | M | SJS | SJS | Pump Control Unit 5.7 Screen | 26-655 | Controllers, Infusion Pump Systems, Programmable | 378348 | BD | 8015LS | 14191435 | ALATM | Alaris 3 | 5102-21500 | SJS-PACU | 21 | IU | Active
SJS7630 | P80CAA | 8015 CareFusion Alaris Pump | Gerson Colon | 94805 | EMPLOYEE | Y | 2 | 0.8 | 08/01/2025 | 01/02/2024 | 6 | M | SJS | SJS | Pump Control Unit | 26-655 | Controllers, Infusion Pump Systems, Programmable | 378348 | BD | 8015 BD | 15589967 | PCU | Alaris 1 | 5102-23100 | SJS-Emergency Service | 21 | IU | Active
SJS7632 | P10123 | -Pm Device Using Mfg Procedure | Gerson Colon | 94805 | EMPLOYEE | Y | 1 | 3.5 | 03/01/2025 | 03/01/2024 | 1 | M | SJS | SJS | ICU Ventilator | 17-429 | Ventilators, Intensive Care | 456817 | MAQUET Medical Systems USA | SERVO u | 50121 |  |  | 5102-35000 | SJS-Respiratory Care Services | 40 | LS | High Risk
SJS7633 | P10123 | -Pm Device Using Mfg Procedure | Gerson Colon | 94805 | EMPLOYEE | Y | 1 | 3.5 | 03/01/2025 | 03/01/2024 | 1 | M | SJS | SJS | ICU Ventilator | 17-429 | Ventilators, Intensive Care | 456817 | MAQUET Medical Systems USA | SERVO u | 50123 |  |  | 5102-35000 | SJS-Respiratory Care Services | 40 | LS | High Risk
SJS7634 | P10123 | -Pm Device Using Mfg Procedure | Gerson Colon | 94805 | EMPLOYEE | Y | 1 | 3.5 | 03/01/2025 | 03/01/2024 | 1 | M | SJS | SJS | ICU Ventilator | 17-429 | Ventilators, Intensive Care | 456817 | MAQUET Medical Systems USA | SERVO u | 50124 |  |  | 5102-35000 | SJS-Respiratory Care Services | 40 | LS | High Risk
SJS7635 | P10123 | -Pm Device Using Mfg Procedure | Gerson Colon | 94805 | EMPLOYEE | Y | 1 | 3.5 | 03/01/2025 | 03/01/2024 | 1 | M | SJS | SJS | ICU Ventilator | 17-429 | Ventilators, Intensive Care | 456817 | MAQUET Medical Systems USA | SERVO u | 50122 |  |  | 5102-35000 | SJS-Respiratory Care Services | 40 | LS | High Risk
SJS7636 | P80CAA | 8015 CareFusion Alaris Pump | Gil Matos | GIMAT | EMPLOYEE | Y | 2 | 1 | 08/01/2025 | 01/02/2024 | 6 | M | SJS | SJS | Pump Control Unit 5.7 Screen | 26-655 | Controllers, Infusion Pump Systems, Programmable | 378348 | BD | 8015LS | 14134510 | ALATM | Alaris 3 | 5102-12210 | SJS-Med/Surg Unit II 4East | 20 | IU | Active
SJS7637 | P80CAA | 8015 CareFusion Alaris Pump | Darren Eaton | DAEAT | EMPLOYEE | Y | 2 | 1 | 08/01/2025 | 01/04/2024 | 6 | M | SJS | SJS | Pump Control Unit 5.7 Screen | 26-655 | Controllers, Infusion Pump Systems, Programmable | 378348 | BD | 8015LS | 14190980 | LVP | Alaris 2 | 5102-16527 | SJS-Mother/Baby Unit | 20 | IU | Active
SJS7638 | P80CAA | 8015 CareFusion Alaris Pump | Gerson Colon | 94805 | EMPLOYEE | Y | 2 | 0.8 | 08/01/2025 | 01/04/2024 | 6 | M | SJS | SJS | Pump Control Unit | 26-655 | Controllers, Infusion Pump Systems, Programmable | 378348 | BD | 8015 BD | 15591247 | PCU | Alaris 1 | 5102-23100 | SJS-Emergency Service | 21 | IU | Active
SJS7639 | P80CAA | 8015 CareFusion Alaris Pump | Gil Matos | GIMAT | EMPLOYEE | Y | 2 | 1 | 08/01/2025 | 01/04/2024 | 6 | M | SJS | SJS | Pump Control Unit 5.7 Screen | 26-655 | Controllers, Infusion Pump Systems, Programmable | 378348 | BD | 8015LS | 14574041 | ALATM | Alaris 3 | 5102-22100 | SJS-Labor & Delivery | 21 | IU | Active
SJS7652 | P221 | Uninterruptible Power Systems | Gerson Colon | 94805 | EMPLOYEE | Y | 1 | 0.75 | 05/01/2024 |  | 2 | M | SJS | SJS | Uninterruptible Power Systems | 16-936 | Power Systems, Uninterruptible | 450901 | Eaton Corp | 3S 750 | P003J24BBC |  |  | 5102-31400 | SJS-Lab Central Preocessing | 12 | IU | Active
SJS8000 | P86 | Hyperthermia System, Manual Control. | Twanna Hardy | TWLUK | EMPLOYEE | Y | 1 | 1 | 07/01/2024 |  | 2 | M | SJS | SJS | Localized Temp Therapy Pump | 17-647 | Pumps, Circulating-Fluid, Localized Heating | 271227 | Stryker Medical | TP700 | 223118906040 |  |  | 5102-16527 | SJS-Mother/Baby Unit | 16 | IU | Active
SJS8001 | P86 | Hyperthermia System, Manual Control. | Gil Matos | GIMAT | EMPLOYEE | Y | 1 | 1 | 11/01/2024 | 11/15/2023 | 2 | M | SJS | SJS | Localized Temp Therapy Pump | 17-647 | Pumps, Circulating-Fluid, Localized Heating | 271227 | Stryker Medical | TP700 | 223118906067 |  |  | 5102-12210 | SJS-Med/Surg Unit II 4East | 16 | IU | Active
SJS8002 | P10123 | -Pm Device Using Mfg Procedure | Gil Matos | GIMAT | EMPLOYEE | Y | 1 | 0.5 | 08/01/2024 | 09/11/2023 | 3 | M | SJS | SJS | Nurse Call Console | 15-614 | Hospital Communication Systems, Nurse Call | 103070 | Rauland-Borg Corp | 351200 | 134360287 | RAULAN | Rauland-Borg Corp | 5102-12210 | SJS-Med/Surg Unit II 4East | 13 | IU | Active
SJS8003 | P10123 | -Pm Device Using Mfg Procedure | Twanna Hardy | TWLUK | EMPLOYEE | Y | 1 | 0.5 | 02/01/2025 | 03/15/2024 | 2 | M | SJS | SJS | Diaper Scale | 18-465 | Scales, Clinical, Precision | 103689 | seca North America | 852 | 8852162200126 |  |  | 5102-22100 | SJS-Labor & Delivery | 13 | IU | Active
SJS8004 | P221 | Uninterruptible Power Systems | Gerson Colon | 94805 | EMPLOYEE | Y | 1 | 0.75 | 01/01/2025 | 02/20/2024 | 2 | M | SJS | SJS | UPS | 16-936 | Power Systems, Uninterruptible | 108649 | APC-American Power Conversion | BE550G | 4B1922P23983 |  |  | 5102-23100 | SJS-Emergency Service | 12 | IU | Active
SJS8005 | P10123 | -Pm Device Using Mfg Procedure | Darren Eaton | DAEAT | EMPLOYEE | Y | 1 | 0.5 | 01/01/2025 | 02/23/2024 | 2 | M | SJS | SJS | Intra-Compart Pressure Monitor | 17-196 | Manometers, Muscle Compartment | 101991 | Stryker Instruments | 0295-001-000 | 23096791914 |  |  | 5102-21100 | SJS-Surgery | 30 | IU | Active
SJS8006 | P10123 | -Pm Device Using Mfg Procedure | Gil Matos | GIMAT | EMPLOYEE | Y | 1 | 0.5 | 08/01/2024 | 11/08/2023 | 2 | M | SJS | SJS | Nurse Call Console | 15-614 | Hospital Communication Systems, Nurse Call | 103070 | Rauland-Borg Corp | 351200 | 139330083 | RAULAN | Rauland-Borg Corp | 5102-12210 | SJS-Med/Surg Unit II 4East | 13 | IU | Active
SJS8007 | PMOPHC | Monitors, Physiologic, Central Station | Gil Matos | GIMAT | EMPLOYEE | Y | 1 | 0.9 | 03/01/2025 | 03/01/2024 | 2 | M | SJS | SJS | Central Station Computer | 20-179 | Monitors, Physiologic, Central Station | 440964 | GE Healthcare Technologies | MAI800 | STV23210158SA |  |  | 5102-21500 | SJS-PACU | 16 | IU | Active
SJS8008 | PMOPHC | Monitors, Physiologic, Central Station | Gil Matos | GIMAT | EMPLOYEE | Y | 1 | 0.9 | 03/01/2025 | 03/01/2024 | 2 | M | SJS | SJS | Central Station Computer | 20-179 | Monitors, Physiologic, Central Station | 440964 | GE Healthcare Technologies | MAI800 | STV23210156SA |  |  | 5102-21500 | SJS-PACU | 16 | IU | Active
SJS8009 | PMOPHC | Monitors, Physiologic, Central Station | Gil Matos | GIMAT | EMPLOYEE | Y | 1 | 0.9 | 03/01/2025 | 03/01/2024 | 2 | M | SJS | SJS | Central Station Computer | 20-179 | Monitors, Physiologic, Central Station | 440964 | GE Healthcare Technologies | MAI800 | STV23210161SA |  |  | 5102-21500 | SJS-PACU | 16 | IU | Active
SJS8010 | PMOPHC | Monitors, Physiologic, Central Station | Gil Matos | GIMAT | EMPLOYEE | Y | 1 | 0.9 | 03/01/2025 | 03/01/2024 | 2 | M | SJS | SJS | Central Station Computer | 20-179 | Monitors, Physiologic, Central Station | 440964 | GE Healthcare Technologies | MAI800 | STV23210154SA |  |  | 5102-21500 | SJS-PACU | 16 | IU | Active
SJS8011 | PMOPHC | Monitors, Physiologic, Central Station | Gil Matos | GIMAT | EMPLOYEE | Y | 1 | 0.9 | 03/01/2025 | 03/01/2024 | 2 | M | SJS | SJS | Central Station Computer | 20-179 | Monitors, Physiologic, Central Station | 440964 | GE Healthcare Technologies | MAI800 | STV23210157SA |  |  | 5102-21500 | SJS-PACU | 16 | IU | Active
SJS8012 | PMOPHC | Monitors, Physiologic, Central Station | Gil Matos | GIMAT | EMPLOYEE | Y | 1 | 0.9 | 03/01/2025 | 03/01/2024 | 2 | M | SJS | SJS | Central Station Computer | 20-179 | Monitors, Physiologic, Central Station | 440964 | GE Healthcare Technologies | MAI800 | STV23210155SA |  |  | 5102-21500 | SJS-PACU | 16 | IU | Active
SJS8019 | P81CAA | 8100 CareFusion Alaris Pump | Darren Eaton | DAEAT | EMPLOYEE | Y | 1 | 0.75 | 08/01/2024 | 11/21/2023 | 6 | M | SJS | SJS | Large Volume Pump Module | 13-215 | Infusion Pumps, Multitherapy | 378348 | BD | 8100 | 14200344 | LVP | Alaris 2 | 5102-13100 | SJS-Intensive Care Unit I | 20 | IU | Active
SJS8020 | P80CAA | 8015 CareFusion Alaris Pump | Gerson Colon | 94805 | EMPLOYEE | Y | 2 | 0.8 | 08/01/2025 | 08/21/2023 | 6 | M | SJS | SJS | Pump Control Unit | 26-655 | Controllers, Infusion Pump Systems, Programmable | 378348 | BD | 8015 BD | 15764446 | PCU | Alaris 1 | 5102-23100 | SJS-Emergency Service | 21 | IU | Active
SJS8021 | P10123 | -Pm Device Using Mfg Procedure | Gil Matos | GIMAT | EMPLOYEE | Y | 1 | 0.5 | 10/01/2024 |  | 2 | M | SJS | SJS | Waterless Milk Warmer | 24-194 | Warming Units, Infant Nutritionals | 103640 | Medela Inc | 87115 | 1886115 |  |  | 5102-13500 | SJS-Neonatal Intensive Care (NICU) | 12 | IU | Active
SJS8023 | P10123 | -Pm Device Using Mfg Procedure | Darren Eaton | DAEAT | EMPLOYEE | Y | 1 | 0.5 | 01/01/2025 |  | 2 | M | SJS | SJS | Harmonic Scalpel Generator | 18-049 | Ultrasound Surgical Units | 149225 | Ethicon Endo-Surgery A Johnson | GEN11 | 1111449032 |  |  | 5102-21100 | SJS-Surgery | 33 | IU | Active
SJS8023 | P--ORS | --- OR Safety Inspection --- | Darren Eaton | DAEAT | EMPLOYEE | M | 6 | 0.25 | 07/01/2024 | 08/24/2023 | 2 | M | SJS | SJS | Harmonic Scalpel Generator | 18-049 | Ultrasound Surgical Units | 149225 | Ethicon Endo-Surgery A Johnson | GEN11 | 1111449032 |  |  | 5102-21100 | SJS-Surgery | 33 | IU | Active
SJS8028 | P86 | Hyperthermia System, Manual Control. | Twanna Hardy | TWLUK | EMPLOYEE | Y | 1 | 1 | 07/01/2024 |  | 2 | M | SJS | SJS | Localized Temp Therapy Pump | 17-647 | Pumps, Circulating-Fluid, Localized Heating | 271227 | Stryker Medical | TP700 | 230179469081 |  |  | 5102-16527 | SJS-Mother/Baby Unit | 16 | IU | Active
SJS8033 | PMOPHV | Monitors, Physiologic, Vital Signs | Gil Matos | GIMAT | EMPLOYEE | Y | 1 | 1 | 05/01/2024 | 06/26/2023 | 2 | M | SJS | SJS | Vital Signs Monitor | 25-209 | Monitors, Physiologic, Vital Signs | 101850 | Welch Allyn Inc A Subsidiary | VSM 6000 SERIES | 100063233614 |  |  | 5102-12210 | SJS-Med/Surg Unit II 4East | 15 | IU | Active
SJS8034 | P165A | Pump, Infusion, Epidural-Pca. | Estefania Gonzalez | ESGON | EMPLOYEE | Y | 1 | 0.7 | 12/01/2024 |  | 6 | M | SJS | SJS | Infusion PCA Pump | 16-924 | Infusion Pumps, Analgesic, Patient-Controlled | 455334 | Smiths Medical ASD Inc | 2110 | 1212684 |  |  | 5102-22100 | SJS-Labor & Delivery | 20 | IU | Active
SJS8035 | P165A | Pump, Infusion, Epidural-Pca. | Estefania Gonzalez | ESGON | EMPLOYEE | Y | 1 | 0.7 | 12/01/2024 |  | 6 | M | SJS | SJS | Infusion PCA Pump | 16-924 | Infusion Pumps, Analgesic, Patient-Controlled | 455334 | Smiths Medical ASD Inc | 2110 | 1212682 |  |  | 5102-22100 | SJS-Labor & Delivery | 20 | IU | Active
SJS8500 | P10123 | -Pm Device Using Mfg Procedure | Demar Lemonius-MedStat | DELEM | EMPLOYEE | Y | 1 | 0.5 | 11/01/2024 | 12/01/2023 | 3 | M | SJS | SJS | Stretcher | 19-021 | Stretchers, Mobile, Hospital, Adjustable-Height w/SCALE | 271227 | Stryker Medical | 1115 | 1408031917 |  |  | 5102-23100 | SJS-Emergency Service | 13 | IU | Active
SJS8501 | P10123 | -Pm Device Using Mfg Procedure | Demar Lemonius-MedStat | DELEM | EMPLOYEE | Y | 1 | 0.5 | 11/01/2024 | 12/01/2023 | 3 | M | SJS | SJS | Stretcher | 19-021 | Stretchers, Mobile, Hospital, Adjustable-Height w/SCALE | 271227 | Stryker Medical | 1115 | 2018006801175 |  |  | 5102-23100 | SJS-Emergency Service | 13 | IU | Active
SJS8507 | P10123 | -Pm Device Using Mfg Procedure | Demar Lemonius-MedStat | DELEM | EMPLOYEE | Y | 1 | 0.5 | 11/01/2024 | 11/24/2023 | 3 | M | SJS | SJS | Stretcher | 19-021 | Stretchers, Mobile, Hospital, Adjustable-Height w/SCALE | 271227 | Stryker Medical | 1115 | 2018006800747 |  |  | 5102-23100 | SJS-Emergency Service | 13 | IU | Active
WAG-TEST | PWAGAA | Waste Gas Analysis | Darren Eaton | DAEAT | EMPLOYEE | M | 6 | 2 | 08/01/2024 | 01/29/2024 | 2 | M | SJS | SJS | Waste Anesthetic Gas Analysis | CC-056 | Environment | 000 | Misc-Numbers | Waste Gas Analysis | 8/1/2015 |  |  | 5102-20100 | SJS-Anesthesiology | 22 | IU | Active