## Preventive Maintenance
TAG_NUMBER | PROCEDURE | PROCEDURE_DESC | TRADE_EMP_DESC | TRADE_EMP_CODE | TRADE_EMP_TYPE | FREQUENCY | EST_TIME | NEXT_DATE | LAST_PM_DATE | GRACE | GRACE_TYPE | FACILITY | FACILITY_DESC | DESCRIPTION | TYPE | TYPE_DESC | MANUFACTURER | MANUFACTURER_DESC | MODEL_NUM | SERIAL_NUM | BUILDING | BUILDING_DESC | COST_CTR | COST_CTR_DESC | INC_FACTOR | EQU_STATUS | EQU_STATUS_DESC
BC192144 | PBEEL | Beds, Electronic | Rafael Baxcajay | RABAX | EMPLOYEE | 1 | 0.5 | 06/01/2024 | 07/20/2023 | 6 | M | WCH | WCH | Med Surg Bed w/Air Surface Mat | 10-347 | Beds, Electric | 101318 | Hill-Rom Company Inc | P7900B200011 | X264PF7443 | PATBED | Patient Beds 1 | 102-13100 | WCH-Intensive Care Unit I | 13 | IU | Active
BC192145 | PBEEL | Beds, Electronic | Rafael Baxcajay | RABAX | EMPLOYEE | 1 | 0.5 | 06/01/2024 | 07/20/2023 | 6 | M | WCH | WCH | Med Surg Bed w/Air Surface Mat | 10-347 | Beds, Electric | 101318 | Hill-Rom Company Inc | P7900B200011 | X215PF4477 | PATBED | Patient Beds 1 | 102-13100 | WCH-Intensive Care Unit I | 13 | IU | Active
BC192146 | PBEEL | Beds, Electronic | Rafael Baxcajay | RABAX | EMPLOYEE | 1 | 0.5 | 06/01/2024 | 08/01/2023 | 6 | M | WCH | WCH | Med Surg Bed w/Air Surface Mat | 10-347 | Beds, Electric | 101318 | Hill-Rom Company Inc | P7900B200011 | X264PF7540 | PATBED | Patient Beds 1 | 102-13100 | WCH-Intensive Care Unit I | 13 | IU | Active
BC192147 | PBEEL | Beds, Electronic | Rafael Baxcajay | RABAX | EMPLOYEE | 1 | 0.5 | 06/01/2024 | 07/20/2023 | 6 | M | WCH | WCH | Med Surg Bed w/Air Surface Mat | 10-347 | Beds, Electric | 101318 | Hill-Rom Company Inc | P7900B200011 | X215PF4479 | PATBED | Patient Beds 1 | 102-13100 | WCH-Intensive Care Unit I | 13 | IU | Active
BC192148 | PBEEL | Beds, Electronic | Rafael Baxcajay | RABAX | EMPLOYEE | 1 | 0.5 | 06/01/2024 | 07/20/2023 | 6 | M | WCH | WCH | Med Surg Bed w/Air Surface Mat | 10-347 | Beds, Electric | 101318 | Hill-Rom Company Inc | P7900B200011 | X215PF4441 | PATBED | Patient Beds 1 | 102-13100 | WCH-Intensive Care Unit I | 13 | IU | Active
BC192149 | PBEEL | Beds, Electronic | Rafael Baxcajay | RABAX | EMPLOYEE | 1 | 0.5 | 06/01/2024 | 07/19/2023 | 6 | M | WCH | WCH | Med Surg Bed w/Air Surface Mat | 10-347 | Beds, Electric | 101318 | Hill-Rom Company Inc | P7900B200011 | X264PF7444 | PATBED | Patient Beds 1 | 102-13100 | WCH-Intensive Care Unit I | 13 | IU | Active
BC192150 | PBEEL | Beds, Electronic | Rafael Baxcajay | RABAX | EMPLOYEE | 1 | 0.5 | 06/01/2024 | 07/19/2023 | 6 | M | WCH | WCH | Med Surg Bed w/Air Surface Mat | 10-347 | Beds, Electric | 101318 | Hill-Rom Company Inc | P7900B200011 | X264PF7446 | PATBED | Patient Beds 1 | 102-13100 | WCH-Intensive Care Unit I | 13 | IU | Active
BC192151 | PBEEL | Beds, Electronic | Rafael Baxcajay | RABAX | EMPLOYEE | 1 | 0.5 | 06/01/2024 | 07/19/2023 | 6 | M | WCH | WCH | Med Surg Bed w/Air Surface Mat | 10-347 | Beds, Electric | 101318 | Hill-Rom Company Inc | P7900B200011 | X264PF7440 | PATBED | Patient Beds 1 | 102-13100 | WCH-Intensive Care Unit I | 13 | IU | Active
BC192152 | PBEEL | Beds, Electronic | Rafael Baxcajay | RABAX | EMPLOYEE | 1 | 0.5 | 06/01/2024 | 07/19/2023 | 6 | M | WCH | WCH | Med Surg Bed w/Air Surface Mat | 10-347 | Beds, Electric | 101318 | Hill-Rom Company Inc | P7900B200011 | X264PF7426 | PATBED | Patient Beds 1 | 102-13100 | WCH-Intensive Care Unit I | 13 | IU | Active
BC192153 | PBEEL | Beds, Electronic | Rafael Baxcajay | RABAX | EMPLOYEE | 1 | 0.5 | 06/01/2024 | 07/19/2023 | 6 | M | WCH | WCH | Med Surg Bed w/Air Surface Mat | 10-347 | Beds, Electric | 101318 | Hill-Rom Company Inc | P7900B200011 | X264PF7429 | PATBED | Patient Beds 1 | 102-13100 | WCH-Intensive Care Unit I | 13 | IU | Active
BC192154 | PBEEL | Beds, Electronic | Rafael Baxcajay | RABAX | EMPLOYEE | 1 | 0.5 | 06/01/2024 | 07/19/2023 | 6 | M | WCH | WCH | Med Surg Bed w/Air Surface Mat | 10-347 | Beds, Electric | 101318 | Hill-Rom Company Inc | P7900B200011 | X264PF7452 | PATBED | Patient Beds 1 | 102-13100 | WCH-Intensive Care Unit I | 13 | IU | Active
BC192155 | PBEEL | Beds, Electronic | Rafael Baxcajay | RABAX | EMPLOYEE | 1 | 0.5 | 06/01/2024 | 07/19/2023 | 6 | M | WCH | WCH | Med Surg Bed w/Air Surface Mat | 10-347 | Beds, Electric | 101318 | Hill-Rom Company Inc | P7900B200011 | X264PF7453 | PATBED | Patient Beds 1 | 102-13100 | WCH-Intensive Care Unit I | 13 | IU | Active
BC192156 | PBEEL | Beds, Electronic | Rafael Baxcajay | RABAX | EMPLOYEE | 1 | 0.5 | 06/01/2024 | 07/19/2023 | 6 | M | WCH | WCH | Med Surg Bed w/Air Surface Mat | 10-347 | Beds, Electric | 101318 | Hill-Rom Company Inc | P7900B200011 | X264PF7425 | PATBED | Patient Beds 1 | 102-13100 | WCH-Intensive Care Unit I | 13 | IU | Active
BC192157 | PBEEL | Beds, Electronic | Rafael Baxcajay | RABAX | EMPLOYEE | 1 | 0.5 | 06/01/2024 | 07/19/2023 | 6 | M | WCH | WCH | Med Surg Bed w/Air Surface Mat | 10-347 | Beds, Electric | 101318 | Hill-Rom Company Inc | P7900B200011 | X215PF4480 | PATBED | Patient Beds 1 | 102-13100 | WCH-Intensive Care Unit I | 13 | IU | Active
BC192158 | PBEEL | Beds, Electronic | Rafael Baxcajay | RABAX | EMPLOYEE | 1 | 0.5 | 06/01/2024 | 07/20/2023 | 6 | M | WCH | WCH | Critical Care Bed | 10-347 | Beds, Electric | 101318 | Hill-Rom Company Inc | P7500A000182 | X243AW8476 | PATBE3 | Patient Beds 4 | 102-13100 | WCH-Intensive Care Unit I | 13 | IU | Active
BC192159 | PBEEL | Beds, Electronic | Rafael Baxcajay | RABAX | EMPLOYEE | 1 | 0.5 | 06/01/2024 | 07/31/2023 | 6 | M | WCH | WCH | Critical Care Bed | 10-347 | Beds, Electric | 101318 | Hill-Rom Company Inc | P7500A000182 | X243AW8476 | PATBE3 | Patient Beds 4 | 102-13100 | WCH-Intensive Care Unit I | 13 | IU | Active
BC192160 | PBEEL | Beds, Electronic | Rafael Baxcajay | RABAX | EMPLOYEE | 1 | 0.5 | 06/01/2024 | 07/31/2023 | 6 | M | WCH | WCH | Critical Care Bed | 10-347 | Beds, Electric | 101318 | Hill-Rom Company Inc | P7500A000182 | X243AW8476 | PATBE3 | Patient Beds 4 | 102-13100 | WCH-Intensive Care Unit I | 13 | IU | Active
BC192161 | PBEEL | Beds, Electronic | Rafael Baxcajay | RABAX | EMPLOYEE | 1 | 0.5 | 06/01/2024 | 07/31/2023 | 6 | M | WCH | WCH | Critical Care Bed | 10-347 | Beds, Electric | 101318 | Hill-Rom Company Inc | P7500A000182 | X243AW8476 | PATBE3 | Patient Beds 4 | 102-13100 | WCH-Intensive Care Unit I | 13 | IU | Active
BC192162 | PBEEL | Beds, Electronic | Rafael Baxcajay | RABAX | EMPLOYEE | 1 | 0.5 | 06/01/2024 | 07/21/2023 | 6 | M | WCH | WCH | Critical Care Bed | 10-347 | Beds, Electric | 101318 | Hill-Rom Company Inc | P7500A000182 | X243AW8476 | PATBE3 | Patient Beds 4 | 102-13100 | WCH-Intensive Care Unit I | 13 | IU | Active
BC192163 | PBEEL | Beds, Electronic | Rafael Baxcajay | RABAX | EMPLOYEE | 1 | 0.5 | 06/01/2024 | 10/30/2023 | 6 | M | WCH | WCH | Critical Care Bed | 10-347 | Beds, Electric | 101318 | Hill-Rom Company Inc | P7500A000182 | X243AW8476 | PATBE3 | Patient Beds 4 | 102-13100 | WCH-Intensive Care Unit I | 13 | IU | Active
BC192164 | PBEEL | Beds, Electronic | Rafael Baxcajay | RABAX | EMPLOYEE | 1 | 0.5 | 06/01/2024 | 07/19/2023 | 6 | M | WCH | WCH | Critical Care Bed | 10-347 | Beds, Electric | 101318 | Hill-Rom Company Inc | P7500A000182 | X243AW8476 | PATBE3 | Patient Beds 4 | 102-13100 | WCH-Intensive Care Unit I | 13 | IU | Active
BC192165 | PBEEL | Beds, Electronic | Rafael Baxcajay | RABAX | EMPLOYEE | 1 | 0.5 | 06/01/2024 | 07/31/2023 | 6 | M | WCH | WCH | Critical Care Bed | 10-347 | Beds, Electric | 101318 | Hill-Rom Company Inc | P7500A000182 | X243AW8476 | PATBE3 | Patient Beds 4 | 102-13100 | WCH-Intensive Care Unit I | 13 | IU | Active
BC192166 | PBEEL | Beds, Electronic | Rafael Baxcajay | RABAX | EMPLOYEE | 1 | 0.5 | 06/01/2024 | 07/21/2023 | 6 | M | WCH | WCH | Critical Care Bed | 10-347 | Beds, Electric | 101318 | Hill-Rom Company Inc | P7500A000182 | X243AW8476 | PATBE3 | Patient Beds 4 | 102-13100 | WCH-Intensive Care Unit I | 13 | IU | Active
BC192167 | PBEEL | Beds, Electronic | Rafael Baxcajay | RABAX | EMPLOYEE | 1 | 0.5 | 06/01/2024 | 07/21/2023 | 6 | M | WCH | WCH | Critical Care Bed | 10-347 | Beds, Electric | 101318 | Hill-Rom Company Inc | P7500A000182 | X243AW8476 | PATBE3 | Patient Beds 4 | 102-13100 | WCH-Intensive Care Unit I | 13 | IU | Active
BC192168 | PBEEL | Beds, Electronic | Rafael Baxcajay | RABAX | EMPLOYEE | 1 | 0.5 | 06/01/2024 | 07/21/2023 | 6 | M | WCH | WCH | Critical Care Bed | 10-347 | Beds, Electric | 101318 | Hill-Rom Company Inc | P7500A000182 | X243AW8476 | PATBE3 | Patient Beds 4 | 102-13100 | WCH-Intensive Care Unit I | 13 | IU | Active
BC192169 | PBEEL | Beds, Electronic | Rafael Baxcajay | RABAX | EMPLOYEE | 1 | 0.5 | 06/01/2024 | 07/31/2023 | 6 | M | WCH | WCH | Critical Care Bed | 10-347 | Beds, Electric | 101318 | Hill-Rom Company Inc | P7500A000182 | X243AW8476 | PATBE3 | Patient Beds 4 | 102-13100 | WCH-Intensive Care Unit I | 13 | IU | Active
BC192170 | PBEEL | Beds, Electronic | Rafael Baxcajay | RABAX | EMPLOYEE | 1 | 0.5 | 06/01/2024 | 08/08/2023 | 6 | M | WCH | WCH | Critical Care Bed | 10-347 | Beds, Electric | 101318 | Hill-Rom Company Inc | P7500A000182 | X243AW8476 | PATBE3 | Patient Beds 4 | 102-13100 | WCH-Intensive Care Unit I | 13 | IU | Active
BC192171 | PBEEL | Beds, Electronic | Holly Robinson | HOLROB | EMPLOYEE | 1 | 0.5 | 06/01/2024 | 07/31/2023 | 6 | M | WCH | WCH | Med Surg Bed w/Air Surface Mat | 10-347 | Beds, Electric | 101318 | Hill-Rom Company Inc | P7900B200011 | X262PF7168 | PATBED | Patient Beds 1 | 102-12250 | WCH-MED/SURG/TELE UNIT | 13 | IU | Active
BC192172 | PBEEL | Beds, Electronic | Holly Robinson | HOLROB | EMPLOYEE | 1 | 0.5 | 06/01/2024 | 08/16/2023 | 6 | M | WCH | WCH | Med Surg Bed w/Air Surface Mat | 10-347 | Beds, Electric | 101318 | Hill-Rom Company Inc | P7900B200011 | X256PF6543 | PATBED | Patient Beds 1 | 102-12250 | WCH-MED/SURG/TELE UNIT | 13 | IU | Active
BC192173 | PBEEL | Beds, Electronic | Holly Robinson | HOLROB | EMPLOYEE | 1 | 0.5 | 06/01/2024 | 08/03/2023 | 6 | M | WCH | WCH | Med Surg Bed w/Air Surface Mat | 10-347 | Beds, Electric | 101318 | Hill-Rom Company Inc | P7900B200011 | X257PF6693 | PATBED | Patient Beds 1 | 102-12250 | WCH-MED/SURG/TELE UNIT | 13 | IU | Active
BC192174 | PBEEL | Beds, Electronic | Holly Robinson | HOLROB | EMPLOYEE | 1 | 0.5 | 06/01/2024 | 07/25/2023 | 6 | M | WCH | WCH | Med Surg Bed w/Air Surface Mat | 10-347 | Beds, Electric | 101318 | Hill-Rom Company Inc | P7900B200011 | X262PF7163 | PATBED | Patient Beds 1 | 102-12250 | WCH-MED/SURG/TELE UNIT | 13 | IU | Active
BC192175 | PBEEL | Beds, Electronic | Holly Robinson | HOLROB | EMPLOYEE | 1 | 0.5 | 06/01/2024 | 08/01/2023 | 6 | M | WCH | WCH | Med Surg Bed w/Air Surface Mat | 10-347 | Beds, Electric | 101318 | Hill-Rom Company Inc | P7900B200011 | X257PF6703 | PATBED | Patient Beds 1 | 102-12250 | WCH-MED/SURG/TELE UNIT | 13 | IU | Active
BC192176 | PBEEL | Beds, Electronic | Holly Robinson | HOLROB | EMPLOYEE | 1 | 0.5 | 06/01/2024 | 08/01/2023 | 6 | M | WCH | WCH | Med Surg Bed w/Air Surface Mat | 10-347 | Beds, Electric | 101318 | Hill-Rom Company Inc | P7900B200011 | X266PF7626 | PATBED | Patient Beds 1 | 102-12250 | WCH-MED/SURG/TELE UNIT | 13 | IU | Active
BC192177 | PBEEL | Beds, Electronic | Holly Robinson | HOLROB | EMPLOYEE | 1 | 0.5 | 06/01/2024 | 09/25/2023 | 6 | M | WCH | WCH | Med Surg Bed w/Air Surface Mat | 10-347 | Beds, Electric | 101318 | Hill-Rom Company Inc | P7900B200011 | X257PF6698 | PATBED | Patient Beds 1 | 102-12250 | WCH-MED/SURG/TELE UNIT | 13 | IU | Active
BC192178 | PBEEL | Beds, Electronic | Holly Robinson | HOLROB | EMPLOYEE | 1 | 0.5 | 06/01/2024 | 08/01/2023 | 6 | M | WCH | WCH | Med Surg Bed w/Air Surface Mat | 10-347 | Beds, Electric | 101318 | Hill-Rom Company Inc | P7900B200011 | X266PF7605 | PATBED | Patient Beds 1 | 102-12250 | WCH-MED/SURG/TELE UNIT | 13 | IU | Active
BC192179 | PBEEL | Beds, Electronic | Holly Robinson | HOLROB | EMPLOYEE | 1 | 0.5 | 06/01/2024 | 08/10/2023 | 6 | M | WCH | WCH | Med Surg Bed w/Air Surface Mat | 10-347 | Beds, Electric | 101318 | Hill-Rom Company Inc | P7900B200011 | X262PF7173 | PATBE1 | Patient Beds 2 | 102-12250 | WCH-MED/SURG/TELE UNIT | 13 | IU | Active
BC192180 | PBEEL | Beds, Electronic | Holly Robinson | HOLROB | EMPLOYEE | 1 | 0.5 | 06/01/2024 | 07/31/2023 | 6 | M | WCH | WCH | Med Surg Bed w/Air Surface Mat | 10-347 | Beds, Electric | 101318 | Hill-Rom Company Inc | P7900B200011 | X257PF6723 | PATBE1 | Patient Beds 2 | 102-12250 | WCH-MED/SURG/TELE UNIT | 13 | IU | Active
BC192181 | PBEEL | Beds, Electronic | Holly Robinson | HOLROB | EMPLOYEE | 1 | 0.5 | 06/01/2024 | 07/25/2023 | 6 | M | WCH | WCH | Med Surg Bed w/Air Surface Mat | 10-347 | Beds, Electric | 101318 | Hill-Rom Company Inc | P7900B200011 | X257PF6718 | PATBE1 | Patient Beds 2 | 102-12250 | WCH-MED/SURG/TELE UNIT | 13 | IU | Active
BC192182 | PBEEL | Beds, Electronic | Holly Robinson | HOLROB | EMPLOYEE | 1 | 0.5 | 06/01/2024 | 07/31/2023 | 6 | M | WCH | WCH | Med Surg Bed w/Air Surface Mat | 10-347 | Beds, Electric | 101318 | Hill-Rom Company Inc | P7900B200011 | X265PF7590 | PATBE1 | Patient Beds 2 | 102-12250 | WCH-MED/SURG/TELE UNIT | 13 | IU | Active
BC192183 | PBEEL | Beds, Electronic | Holly Robinson | HOLROB | EMPLOYEE | 1 | 0.5 | 06/01/2024 | 07/14/2023 | 6 | M | WCH | WCH | Med Surg Bed w/Air Surface Mat | 10-347 | Beds, Electric | 101318 | Hill-Rom Company Inc | P7900B200011 | X216PF4593 | PATBE1 | Patient Beds 2 | 102-12250 | WCH-MED/SURG/TELE UNIT | 13 | IU | Active
BC192184 | PBEEL | Beds, Electronic | Holly Robinson | HOLROB | EMPLOYEE | 1 | 0.5 | 06/01/2024 | 10/02/2023 | 6 | M | WCH | WCH | Med Surg Bed w/Air Surface Mat | 10-347 | Beds, Electric | 101318 | Hill-Rom Company Inc | P7900B200011 | X216PF4596 | PATBE1 | Patient Beds 2 | 102-12250 | WCH-MED/SURG/TELE UNIT | 13 | IU | Active
BC192185 | PBEEL | Beds, Electronic | Holly Robinson | HOLROB | EMPLOYEE | 1 | 0.5 | 06/01/2024 | 07/20/2023 | 6 | M | WCH | WCH | Med Surg Bed w/Air Surface Mat | 10-347 | Beds, Electric | 101318 | Hill-Rom Company Inc | P7900B200011 | X266PF7601 | PATBE1 | Patient Beds 2 | 102-12250 | WCH-MED/SURG/TELE UNIT | 13 | IU | Active
BC192186 | PBEEL | Beds, Electronic | Holly Robinson | HOLROB | EMPLOYEE | 1 | 0.5 | 06/01/2024 | 07/19/2023 | 6 | M | WCH | WCH | Med Surg Bed w/Air Surface Mat | 10-347 | Beds, Electric | 101318 | Hill-Rom Company Inc | P7900B200011 | X266PF7596 | PATBE1 | Patient Beds 2 | 102-12250 | WCH-MED/SURG/TELE UNIT | 13 | IU | Active
BC192187 | PBEEL | Beds, Electronic | Holly Robinson | HOLROB | EMPLOYEE | 1 | 0.5 | 06/01/2024 | 08/03/2023 | 6 | M | WCH | WCH | Med Surg Bed w/Air Surface Mat | 10-347 | Beds, Electric | 101318 | Hill-Rom Company Inc | P7900B200011 | X265PF7562 | PATBE1 | Patient Beds 2 | 102-12250 | WCH-MED/SURG/TELE UNIT | 13 | IU | Active
BC192188 | PBEEL | Beds, Electronic | Holly Robinson | HOLROB | EMPLOYEE | 1 | 0.5 | 06/01/2024 | 08/10/2023 | 6 | M | WCH | WCH | Med Surg Bed w/Air Surface Mat | 10-347 | Beds, Electric | 101318 | Hill-Rom Company Inc | P7900B200011 | X266PF7599 | PATBE1 | Patient Beds 2 | 102-12250 | WCH-MED/SURG/TELE UNIT | 13 | IU | Active
BC192189 | PBEEL | Beds, Electronic | Holly Robinson | HOLROB | EMPLOYEE | 1 | 0.5 | 06/01/2024 | 08/18/2023 | 6 | M | WCH | WCH | Med Surg Bed w/Air Surface Mat | 10-347 | Beds, Electric | 101318 | Hill-Rom Company Inc | P7900B200011 | X257PF6668 | PATBE1 | Patient Beds 2 | 102-12250 | WCH-MED/SURG/TELE UNIT | 13 | IU | Active
BC192190 | PBEEL | Beds, Electronic | Holly Robinson | HOLROB | EMPLOYEE | 1 | 0.5 | 06/01/2024 | 08/03/2023 | 6 | M | WCH | WCH | Med Surg Bed w/Air Surface Mat | 10-347 | Beds, Electric | 101318 | Hill-Rom Company Inc | P7900B200011 | X266PF7595 | PATBE1 | Patient Beds 2 | 102-12250 | WCH-MED/SURG/TELE UNIT | 13 | IU | Active
BC192191 | PBEEL | Beds, Electronic | Holly Robinson | HOLROB | EMPLOYEE | 1 | 0.5 | 06/01/2024 | 08/01/2023 | 6 | M | WCH | WCH | Med Surg Bed w/Air Surface Mat | 10-347 | Beds, Electric | 101318 | Hill-Rom Company Inc | P7900B200011 | X265PF7587 | PATBE1 | Patient Beds 2 | 102-12250 | WCH-MED/SURG/TELE UNIT | 13 | IU | Active
BC192192 | PBEEL | Beds, Electronic | Holly Robinson | HOLROB | EMPLOYEE | 1 | 0.5 | 06/01/2024 | 09/25/2023 | 6 | M | WCH | WCH | Med Surg Bed w/Air Surface Mat | 10-347 | Beds, Electric | 101318 | Hill-Rom Company Inc | P7900B200011 | X266PF7608 | PATBE1 | Patient Beds 2 | 102-12250 | WCH-MED/SURG/TELE UNIT | 13 | IU | Active
BC192193 | PBEEL | Beds, Electronic | Holly Robinson | HOLROB | EMPLOYEE | 1 | 0.5 | 06/01/2024 | 08/01/2023 | 6 | M | WCH | WCH | Med Surg Bed w/Air Surface Mat | 10-347 | Beds, Electric | 101318 | Hill-Rom Company Inc | P7900B200011 | X266PF7614 | PATBE1 | Patient Beds 2 | 102-12250 | WCH-MED/SURG/TELE UNIT | 13 | IU | Active
BC192194 | PBEEL | Beds, Electronic | Holly Robinson | HOLROB | EMPLOYEE | 1 | 0.5 | 06/01/2024 | 07/31/2023 | 6 | M | WCH | WCH | Med Surg Bed w/Air Surface Mat | 10-347 | Beds, Electric | 101318 | Hill-Rom Company Inc | P7900B200011 | X266PF7613 | PATBE1 | Patient Beds 2 | 102-12250 | WCH-MED/SURG/TELE UNIT | 13 | IU | Active
BC192195 | PBEEL | Beds, Electronic | Holly Robinson | HOLROB | EMPLOYEE | 1 | 0.5 | 06/01/2024 | 08/18/2023 | 6 | M | WCH | WCH | Med Surg Bed w/Air Surface Mat | 10-347 | Beds, Electric | 101318 | Hill-Rom Company Inc | P7900B200011 | X266PF7604 | PATBE1 | Patient Beds 2 | 102-12250 | WCH-MED/SURG/TELE UNIT | 13 | IU | Active
BC192196 | PBEEL | Beds, Electronic | Holly Robinson | HOLROB | EMPLOYEE | 1 | 0.5 | 06/01/2024 | 08/03/2023 | 6 | M | WCH | WCH | Med Surg Bed w/Air Surface Mat | 10-347 | Beds, Electric | 101318 | Hill-Rom Company Inc | P7900B200011 | X257PF6683 | PATBE1 | Patient Beds 2 | 102-12250 | WCH-MED/SURG/TELE UNIT | 13 | IU | Active
BC192197 | PBEEL | Beds, Electronic | Holly Robinson | HOLROB | EMPLOYEE | 1 | 0.5 | 06/01/2024 | 08/22/2023 | 6 | M | WCH | WCH | Med Surg Bed w/Air Surface Mat | 10-347 | Beds, Electric | 101318 | Hill-Rom Company Inc | P7900B200011 | X257PF6663 | PATBE1 | Patient Beds 2 | 102-12250 | WCH-MED/SURG/TELE UNIT | 13 | IU | Active
BC192198 | PBEEL | Beds, Electronic | Holly Robinson | HOLROB | EMPLOYEE | 1 | 0.5 | 06/01/2024 | 08/21/2023 | 6 | M | WCH | WCH | Med Surg Bed w/Air Surface Mat | 10-347 | Beds, Electric | 101318 | Hill-Rom Company Inc | P7900B200011 | X262PF7171 | PATBE1 | Patient Beds 2 | 102-12250 | WCH-MED/SURG/TELE UNIT | 13 | IU | Active
BC192199 | PBEEL | Beds, Electronic | Holly Robinson | HOLROB | EMPLOYEE | 1 | 0.5 | 06/01/2024 | 07/17/2023 | 6 | M | WCH | WCH | Med Surg Bed w/Air Surface Mat | 10-347 | Beds, Electric | 101318 | Hill-Rom Company Inc | P7900B200011 | X266PF7641 | PATBE1 | Patient Beds 2 | 102-12250 | WCH-MED/SURG/TELE UNIT | 13 | IU | Active
BC192200 | PBEEL | Beds, Electronic | Tim McElrath | 11619 | EMPLOYEE | 1 | 0.5 | 06/01/2024 | 07/21/2023 | 6 | M | WCH | WCH | Med Surg Bed w/Air Surface Mat | 10-347 | Beds, Electric | 101318 | Hill-Rom Company Inc | P7900B200011 | X268PF7909 | PATBE1 | Patient Beds 2 | 102-12252 | WCH-MED/SURG/TELE UNIT II | 13 | IU | Active
BC192201 | PBEEL | Beds, Electronic | Tim McElrath | 11619 | EMPLOYEE | 1 | 0.5 | 06/01/2024 | 07/21/2023 | 6 | M | WCH | WCH | Med Surg Bed w/Air Surface Mat | 10-347 | Beds, Electric | 101318 | Hill-Rom Company Inc | P7900B200011 | X268PF7902 | PATBE2 | Patient Beds 3 | 102-12252 | WCH-MED/SURG/TELE UNIT II | 13 | IU | Active
BC192202 | PBEEL | Beds, Electronic | Tim McElrath | 11619 | EMPLOYEE | 1 | 0.5 | 06/01/2024 | 07/21/2023 | 6 | M | WCH | WCH | Med Surg Bed w/Air Surface Mat | 10-347 | Beds, Electric | 101318 | Hill-Rom Company Inc | P7900B200011 | X268PF7898 | PATBE2 | Patient Beds 3 | 102-12252 | WCH-MED/SURG/TELE UNIT II | 13 | IU | Active
BC192203 | PBEEL | Beds, Electronic | Holly Robinson | HOLROB | EMPLOYEE | 1 | 0.5 | 06/01/2024 | 07/21/2023 | 6 | M | WCH | WCH | Med Surg Bed w/Air Surface Mat | 10-347 | Beds, Electric | 101318 | Hill-Rom Company Inc | P7900B200011 | X268PF7905 | PATBE2 | Patient Beds 3 | 102-12252 | WCH-MED/SURG/TELE UNIT II | 13 | IU | Active
BC192204 | PBEEL | Beds, Electronic | Tim McElrath | 11619 | EMPLOYEE | 1 | 0.5 | 06/01/2024 | 08/08/2023 | 6 | M | WCH | WCH | Med Surg Bed w/Air Surface Mat | 10-347 | Beds, Electric | 101318 | Hill-Rom Company Inc | P7900B200011 | X268PF7900 | PATBE2 | Patient Beds 3 | 102-12252 | WCH-MED/SURG/TELE UNIT II | 13 | IU | Active
BC192205 | PBEEL | Beds, Electronic | Tim McElrath | 11619 | EMPLOYEE | 1 | 0.5 | 06/01/2024 | 09/25/2023 | 6 | M | WCH | WCH | Med Surg Bed w/Air Surface Mat | 10-347 | Beds, Electric | 101318 | Hill-Rom Company Inc | P7900B200011 | X268PF7904 | PATBE2 | Patient Beds 3 | 102-12252 | WCH-MED/SURG/TELE UNIT II | 13 | IU | Active
BC192206 | PBEEL | Beds, Electronic | Tim McElrath | 11619 | EMPLOYEE | 1 | 0.5 | 06/01/2024 | 07/21/2023 | 6 | M | WCH | WCH | Med Surg Bed w/Air Surface Mat | 10-347 | Beds, Electric | 101318 | Hill-Rom Company Inc | P7900B200011 | X266PF7686 | PATBE2 | Patient Beds 3 | 102-12252 | WCH-MED/SURG/TELE UNIT II | 13 | IU | Active
BC192207 | PBEEL | Beds, Electronic | Tim McElrath | 11619 | EMPLOYEE | 1 | 0.5 | 06/01/2024 | 07/21/2023 | 6 | M | WCH | WCH | Med Surg Bed w/Air Surface Mat | 10-347 | Beds, Electric | 101318 | Hill-Rom Company Inc | P7900B200011 | X262PF7148 | PATBE2 | Patient Beds 3 | 102-12252 | WCH-MED/SURG/TELE UNIT II | 13 | IU | Active
BC192208 | PBEEL | Beds, Electronic | Tim McElrath | 11619 | EMPLOYEE | 1 | 0.5 | 06/01/2024 | 07/19/2023 | 6 | M | WCH | WCH | Med Surg Bed w/Air Surface Mat | 10-347 | Beds, Electric | 101318 | Hill-Rom Company Inc | P7900B200011 | X268PF7856 | PATBE2 | Patient Beds 3 | 102-12252 | WCH-MED/SURG/TELE UNIT II | 13 | IU | Active
BC192209 | PBEEL | Beds, Electronic | Tim McElrath | 11619 | EMPLOYEE | 1 | 0.5 | 06/01/2024 | 07/19/2023 | 6 | M | WCH | WCH | Med Surg Bed w/Air Surface Mat | 10-347 | Beds, Electric | 101318 | Hill-Rom Company Inc | P7900B200011 | X268PF7862 | PATBE2 | Patient Beds 3 | 102-12252 | WCH-MED/SURG/TELE UNIT II | 13 | IU | Active
BC192210 | PBEEL | Beds, Electronic | Tim McElrath | 11619 | EMPLOYEE | 1 | 0.5 | 06/01/2024 | 07/19/2023 | 6 | M | WCH | WCH | Med Surg Bed w/Air Surface Mat | 10-347 | Beds, Electric | 101318 | Hill-Rom Company Inc | P7900B200011 | X268PF7861 | PATBE2 | Patient Beds 3 | 102-12252 | WCH-MED/SURG/TELE UNIT II | 13 | IU | Active
BC192211 | PBEEL | Beds, Electronic | Tim McElrath | 11619 | EMPLOYEE | 1 | 0.5 | 06/01/2024 | 07/17/2023 | 6 | M | WCH | WCH | Med Surg Bed w/Air Surface Mat | 10-347 | Beds, Electric | 101318 | Hill-Rom Company Inc | P7900B200011 | X268PF7864 | PATBE2 | Patient Beds 3 | 102-12252 | WCH-MED/SURG/TELE UNIT II | 13 | IU | Active
BC192212 | PBEEL | Beds, Electronic | Tim McElrath | 11619 | EMPLOYEE | 1 | 0.5 | 06/01/2024 | 08/21/2023 | 6 | M | WCH | WCH | Med Surg Bed w/Air Surface Mat | 10-347 | Beds, Electric | 101318 | Hill-Rom Company Inc | P7900B200011 | X268PF7872 | PATBE2 | Patient Beds 3 | 102-12252 | WCH-MED/SURG/TELE UNIT II | 13 | IU | Active
BC192213 | PBEEL | Beds, Electronic | Tim McElrath | 11619 | EMPLOYEE | 1 | 0.5 | 06/01/2024 | 07/17/2023 | 6 | M | WCH | WCH | Med Surg Bed w/Air Surface Mat | 10-347 | Beds, Electric | 101318 | Hill-Rom Company Inc | P7900B200011 | X268PF7866 | PATBE2 | Patient Beds 3 | 102-12252 | WCH-MED/SURG/TELE UNIT II | 13 | IU | Active
BC192214 | PBEEL | Beds, Electronic | Tim McElrath | 11619 | EMPLOYEE | 1 | 0.5 | 06/01/2024 | 07/17/2023 | 6 | M | WCH | WCH | Med Surg Bed w/Air Surface Mat | 10-347 | Beds, Electric | 101318 | Hill-Rom Company Inc | P7900B200011 | X268PF7874 | PATBE2 | Patient Beds 3 | 102-12252 | WCH-MED/SURG/TELE UNIT II | 13 | IU | Active
BC192215 | PBEEL | Beds, Electronic | Tim McElrath | 11619 | EMPLOYEE | 1 | 0.5 | 06/01/2024 | 07/17/2023 | 6 | M | WCH | WCH | Med Surg Bed w/Air Surface Mat | 10-347 | Beds, Electric | 101318 | Hill-Rom Company Inc | P7900B200011 | X268PF7882 | PATBE2 | Patient Beds 3 | 102-12252 | WCH-MED/SURG/TELE UNIT II | 13 | IU | Active
BC192216 | PBEEL | Beds, Electronic | Tim McElrath | 11619 | EMPLOYEE | 1 | 0.5 | 06/01/2024 | 07/17/2023 | 6 | M | WCH | WCH | Med Surg Bed w/Air Surface Mat | 10-347 | Beds, Electric | 101318 | Hill-Rom Company Inc | P7900B200011 | X268PF7867 | PATBE2 | Patient Beds 3 | 102-12252 | WCH-MED/SURG/TELE UNIT II | 13 | IU | Active
BC192217 | PBEEL | Beds, Electronic | Tim McElrath | 11619 | EMPLOYEE | 1 | 0.5 | 06/01/2024 | 07/31/2023 | 6 | M | WCH | WCH | Med Surg Bed w/Air Surface Mat | 10-347 | Beds, Electric | 101318 | Hill-Rom Company Inc | P7900B200011 | X268PF7871 | PATBE2 | Patient Beds 3 | 102-12252 | WCH-MED/SURG/TELE UNIT II | 13 | IU | Active
BC192218 | PBEEL | Beds, Electronic | Tim McElrath | 11619 | EMPLOYEE | 1 | 0.5 | 06/01/2024 | 07/17/2023 | 6 | M | WCH | WCH | Med Surg Bed w/Air Surface Mat | 10-347 | Beds, Electric | 101318 | Hill-Rom Company Inc | P7900B200011 | X268PF7876 | PATBE2 | Patient Beds 3 | 102-12252 | WCH-MED/SURG/TELE UNIT II | 13 | IU | Active
BC192219 | PBEEL | Beds, Electronic | Tim McElrath | 11619 | EMPLOYEE | 1 | 0.5 | 06/01/2024 | 07/20/2023 | 6 | M | WCH | WCH | Med Surg Bed w/Air Surface Mat | 10-347 | Beds, Electric | 101318 | Hill-Rom Company Inc | P7900B200011 | X268PF7896 | PATBE2 | Patient Beds 3 | 102-12252 | WCH-MED/SURG/TELE UNIT II | 13 | IU | Active
BC192220 | PBEEL | Beds, Electronic | Tim McElrath | 11619 | EMPLOYEE | 1 | 0.5 | 06/01/2024 | 07/17/2023 | 6 | M | WCH | WCH | Med Surg Bed w/Air Surface Mat | 10-347 | Beds, Electric | 101318 | Hill-Rom Company Inc | P7900B200011 | X268PF7914 | PATBE2 | Patient Beds 3 | 102-12252 | WCH-MED/SURG/TELE UNIT II | 13 | IU | Active
BC192221 | PBEEL | Beds, Electronic | Tim McElrath | 11619 | EMPLOYEE | 1 | 0.5 | 06/01/2024 | 07/31/2023 | 6 | M | WCH | WCH | Med Surg Bed w/Air Surface Mat | 10-347 | Beds, Electric | 101318 | Hill-Rom Company Inc | P7900B200011 | X268PF7907 | PATBE2 | Patient Beds 3 | 102-12252 | WCH-MED/SURG/TELE UNIT II | 13 | IU | Active
BC192222 | PBEEL | Beds, Electronic | Tim McElrath | 11619 | EMPLOYEE | 1 | 0.5 | 06/01/2024 | 07/14/2023 | 6 | M | WCH | WCH | Med Surg Bed w/Air Surface Mat | 10-347 | Beds, Electric | 101318 | Hill-Rom Company Inc | P7900B200011 | X268PF7910 | PATBE2 | Patient Beds 3 | 102-12252 | WCH-MED/SURG/TELE UNIT II | 13 | IU | Active
BC192223 | PBEEL | Beds, Electronic | Tim McElrath | 11619 | EMPLOYEE | 1 | 0.5 | 06/01/2024 | 07/14/2023 | 6 | M | WCH | WCH | Med Surg Bed w/Air Surface Mat | 10-347 | Beds, Electric | 101318 | Hill-Rom Company Inc | P7900B200011 | X267PF7817 | PATBE3 | Patient Beds 4 | 102-12252 | WCH-MED/SURG/TELE UNIT II | 13 | IU | Active
BC192224 | PBEEL | Beds, Electronic | Tim McElrath | 11619 | EMPLOYEE | 1 | 0.5 | 06/01/2024 | 07/14/2023 | 6 | M | WCH | WCH | Med Surg Bed w/Air Surface Mat | 10-347 | Beds, Electric | 101318 | Hill-Rom Company Inc | P7900B200011 | X268PF7917 | PATBE3 | Patient Beds 4 | 102-12252 | WCH-MED/SURG/TELE UNIT II | 13 | IU | Active
BC192225 | PBEEL | Beds, Electronic | Tim McElrath | 11619 | EMPLOYEE | 1 | 0.5 | 06/01/2024 | 08/18/2023 | 6 | M | WCH | WCH | Med Surg Bed w/Air Surface Mat | 10-347 | Beds, Electric | 101318 | Hill-Rom Company Inc | P7900B200011 | X268PF7915 | PATBE3 | Patient Beds 4 | 102-12252 | WCH-MED/SURG/TELE UNIT II | 13 | IU | Active
BC192226 | PBEEL | Beds, Electronic | Tim McElrath | 11619 | EMPLOYEE | 1 | 0.5 | 06/01/2024 | 07/14/2023 | 6 | M | WCH | WCH | Med Surg Bed w/Air Surface Mat | 10-347 | Beds, Electric | 101318 | Hill-Rom Company Inc | P7900B200011 | X268PF7854 | PATBE3 | Patient Beds 4 | 102-12252 | WCH-MED/SURG/TELE UNIT II | 13 | IU | Active
BC192227 | PBEEL | Beds, Electronic | Tim McElrath | 11619 | EMPLOYEE | 1 | 0.5 | 06/01/2024 | 07/14/2023 | 6 | M | WCH | WCH | Med Surg Bed w/Air Surface Mat | 10-347 | Beds, Electric | 101318 | Hill-Rom Company Inc | P7900B200011 | X268PF7852 | PATBE3 | Patient Beds 4 | 102-12252 | WCH-MED/SURG/TELE UNIT II | 13 | IU | Active
BC192228 | PBEEL | Beds, Electronic | Tim McElrath | 11619 | EMPLOYEE | 1 | 0.5 | 06/01/2024 | 07/14/2023 | 6 | M | WCH | WCH | Med Surg Bed w/Air Surface Mat | 10-347 | Beds, Electric | 101318 | Hill-Rom Company Inc | P7900B200011 | X268PF7859 | PATBE3 | Patient Beds 4 | 102-12252 | WCH-MED/SURG/TELE UNIT II | 13 | IU | Active
BC192229 | PBEEL | Beds, Electronic | Tim McElrath | 11619 | EMPLOYEE | 1 | 0.5 | 06/01/2024 | 08/03/2023 | 6 | M | WCH | WCH | Med Surg Bed w/Air Surface Mat | 10-347 | Beds, Electric | 101318 | Hill-Rom Company Inc | P7900B200011 | X268PF7912 | PATBE3 | Patient Beds 4 | 102-12252 | WCH-MED/SURG/TELE UNIT II | 13 | IU | Active
BC192230 | PBEEL | Beds, Electronic | Laurence Rawski | LARAW | EMPLOYEE | 1 | 0.5 | 06/01/2024 | 08/03/2023 | 6 | M | WCH | WCH | Med Surg Bed w/Air Surface Mat | 10-347 | Beds, Electric | 101318 | Hill-Rom Company Inc | P7900B200012 | X268PF7879 | PATBE3 | Patient Beds 4 | 102-88570 | WCH-Clinical Engineering | 12 | IU | Active
BC192231 | PBEEL | Beds, Electronic | Laurence Rawski | LARAW | EMPLOYEE | 1 | 0.5 | 06/01/2024 | 07/25/2023 | 6 | M | WCH | WCH | Med Surg Bed w/Air Surface Mat | 10-347 | Beds, Electric | 101318 | Hill-Rom Company Inc | P7900B200013 | X268PF7889 | PATBE3 | Patient Beds 4 | 102-88570 | WCH-Clinical Engineering | 12 | IU | Active
ENV-WCHACU | PANENP | Annual ENV PM | Laurence Rawski | LARAW | EMPLOYEE | 1 | 5 | 07/01/2024 | 07/18/2023 | 2 | M | WCH | WCH | Department Environment Rounds | CC-056 | Environment | 000 | Misc-Numbers | ENVIRONMENT | ENV-WCHACU |  |  | 102-21300 | WCH-Ambulatory Care Unit | 12 | IU | Active
ENV-WCHANE | PANENP | Annual ENV PM | Tim McElrath | 11619 | EMPLOYEE | 1 | 5 | 05/01/2025 | 04/22/2024 | 2 | M | WCH | WCH | Department Environment Rounds | CC-056 | Environment | 000 | Misc-Numbers | ENVIRONMENT | ENV-WCHANE |  |  | 102-20100 | WCH-Anesthesiology | 26 | IU | Active
ENV-WCHBLOO | PANENP | Annual ENV PM | Tim McElrath | 11619 | EMPLOYEE | 1 | 5 | 02/01/2025 | 03/12/2024 | 2 | M | WCH | WCH | Department Environment Rounds | CC-056 | Environment | 000 | Misc-Numbers | ENVIRONMENT | ENV-WCHBLOOD |  |  | 102-31100 | WCH-Blood Services | 12 | IU | Active
ENV-WCHCE | PANENP | Annual ENV PM | Laurence Rawski | LARAW | EMPLOYEE | 1 | 5 | 11/01/2024 | 11/15/2023 | 2 | M | WCH | WCH | Department Environment Rounds | CC-056 | Environment | 000 | Misc-Numbers | ENVIRONMENT | ENV-WCHCE |  |  | 102-88570 | WCH-Clinical Engineering | 12 | IU | Active
ENV-WCHCT | PANENP | Annual ENV PM | Laurence Rawski | LARAW | EMPLOYEE | 1 | 5 | 02/01/2025 | 02/06/2024 | 2 | M | WCH | WCH | Department Environment Rounds | CC-056 | Environment | 000 | Misc-Numbers | ENVIRONMENT | ENV-WCHCT |  |  | 102-33100 | WCH-CT SCAN | 12 | IU | Active
ENV-WCHCVT | PANENP | Annual ENV PM | Tim McElrath | 11619 | EMPLOYEE | 1 | 5 | 06/01/2024 | 06/20/2023 | 2 | M | WCH | WCH | Department Environment Rounds | CC-056 | Environment | 000 | Misc-Numbers | ENVIRONMENT | ENV-WCHCVT |  |  | 102-12154 | WCH-Cardiovascular Telemetry | 12 | IU | Active
ENV-WCHDI | PANENP | Annual ENV PM | Laurence Rawski | LARAW | EMPLOYEE | 1 | 5 | 02/01/2025 | 02/08/2024 | 2 | M | WCH | WCH | Department Environment Rounds | CC-056 | Environment | 000 | Misc-Numbers | ENVIRONMENT | ENV-WCHDI |  |  | 102-34000 | WCH-Diagnostic Imaging | 12 | IU | Active
ENV-WCHEMER | PANENP | Annual ENV PM | Holly Robinson | HOLROB | EMPLOYEE | 1 | 5 | 01/01/2025 | 01/29/2024 | 2 | M | WCH | WCH | Department Environment Rounds | CC-056 | Environment | 000 | Misc-Numbers | ENVIRONMENT | ENV-WCHEMERG |  |  | 102-23100 | WCH-Emergency Service | 13 | IU | Active
ENV-WCHENDO | PANENP | Annual ENV PM | Rafael Baxcajay | RABAX | EMPLOYEE | 1 | 5 | 01/01/2025 | 01/25/2024 | 2 | M | WCH | WCH | Department Environment Rounds | CC-056 | Environment | 000 | Misc-Numbers | ENVIRONMENT | ENV-WCHENDO |  |  | 102-21221 | WCH-Endoscopy | 26 | IU | Active
ENV-WCHICU | PANENP | Annual ENV PM | Rafael Baxcajay | RABAX | EMPLOYEE | 1 | 5 | 04/01/2025 | 05/15/2024 | 2 | M | WCH | WCH | Department Environment Rounds | CC-056 | Environment | 000 | Misc-Numbers | ENVIRONMENT | ENV-WCHICU |  |  | 102-13100 | WCH-Intensive Care Unit I | 13 | IU | Active
ENV-WCHIVS | PANENP | Annual ENV PM | Laurence Rawski | LARAW | EMPLOYEE | 1 | 5 | 02/01/2025 | 02/09/2024 | 2 | M | WCH | WCH | Department Environment Rounds | CC-056 | Environment | 000 | Misc-Numbers | ENVIRONMENT | ENV-WCHIVS |  |  | 102-30695 | WCH-Interventional Services | 17 | IU | Active
ENV-WCHMED1 | PANENP | Annual ENV PM | Holly Robinson | HOLROB | EMPLOYEE | 1 | 5 | 06/01/2024 | 06/28/2023 | 2 | M | WCH | WCH | Department Environment Rounds | CC-056 | Environment | 000 | Misc-Numbers | ENVIRONMENT | ENV-WCHMEDSURG1 |  |  | 102-12250 | WCH-MED/SURG/TELE UNIT | 12 | IU | Active
ENV-WCHMED2 | PANENP | Annual ENV PM | Holly Robinson | HOLROB | EMPLOYEE | 1 | 5 | 06/01/2024 | 06/27/2023 | 2 | M | WCH | WCH | Department Environment Rounds | CC-056 | Environment | 000 | Misc-Numbers | ENVIRONMENT | eNV-WCHMEDSURG2 |  |  | 102-12252 | WCH-MED/SURG/TELE UNIT II | 12 | IU | Active
ENV-WCHMRI | PANENP | Annual ENV PM | Laurence Rawski | LARAW | EMPLOYEE | 1 | 5 | 02/01/2025 | 02/01/2024 | 2 | M | WCH | WCH | Department Environment Rounds | CC-056 | Environment | 000 | Misc-Numbers | ENVIRONMENT | ENV-WCHMRI |  |  | 102-33700 | WCH-MRI | 12 | IU | Active
ENV-WCHNIC | PANENP | Annual ENV PM | Laurence Rawski | LARAW | EMPLOYEE | 1 | 5 | 10/12/2024 | 10/30/2023 | 2 | M | WCH | WCH | Department Environment Rounds | CC-056 | Environment | 000 | Misc-Numbers | ENVIRONMENT | ENV-WCHNICARDIO |  |  | 102-30620 | WCH-Non Invasive Cardiology | 12 | IU | Active
ENV-WCHNUC | PANENP | Annual ENV PM | Laurence Rawski | LARAW | EMPLOYEE | 1 | 5 | 04/01/2025 | 04/10/2024 | 2 | M | WCH | WCH | Department Environment Rounds | CC-056 | Environment | 000 | Misc-Numbers | ENVIRONMENT | ENV-WCHNUCMED |  |  | 102-36000 | WCH-Nuclear Medicine | 12 | IU | Active
ENV-WCHPACU | PANENP | Annual ENV PM | Rafael Baxcajay | RABAX | EMPLOYEE | 1 | 5 | 05/01/2025 | 05/14/2024 | 2 | M | WCH | WCH | Department Environment Rounds | CC-056 | Environment | 000 | Misc-Numbers | ENVIRONMENT | ENV-WCHPACU |  |  | 102-21500 | WCH-PACU | 13 | IU | Active
ENV-WCHREHA | PANENP | Annual ENV PM | Rafael Baxcajay | RABAX | EMPLOYEE | 1 | 5 | 02/01/2025 | 03/18/2024 | 2 | M | WCH | WCH | Department Environment Rounds | CC-056 | Environment | 000 | Misc-Numbers | ENVIRONMENT | ENV-WCHREHAB |  |  | 102-39200 | WCH-Rehab Services Main | 12 | IU | Active
ENV-WCHRESP | PANENP | Annual ENV PM | Rafael Baxcajay | RABAX | EMPLOYEE | 1 | 5 | 09/01/2024 | 10/06/2023 | 2 | M | WCH | WCH | Department Environment Rounds | CC-056 | Environment | 000 | Misc-Numbers | ENVIRONMENT | ENV-WCHRESP |  |  | 102-35000 | WCH-Respiratory Care Services | 12 | IU | Active
ENV-WCHSURG | PANENP | Annual ENV PM | Laurence Rawski | LARAW | EMPLOYEE | 1 | 5 | 05/01/2025 | 05/14/2024 | 2 | M | WCH | WCH | Department Environment Rounds | CC-056 | Environment | 000 | Misc-Numbers | ENVIRONMENT | ENV-WCHSURGERY |  |  | 102-21100 | WCH-Surgery | 26 | IU | Active
ENV-WCHULTR | PANENP | Annual ENV PM | Laurence Rawski | LARAW | EMPLOYEE | 1 | 5 | 10/01/2024 | 10/16/2023 | 2 | M | WCH | WCH | Department Environment Rounds | CC-056 | Environment | 000 | Misc-Numbers | ENVIRONMENT | ENV-WCHULTRASOUND |  |  | 102-33900 | WCH-Ultrasound | 12 | IU | Active
EVN-WCHNEUR | PANENP | Annual ENV PM | Tim McElrath | 11619 | EMPLOYEE | 1 | 5 | 07/01/2024 | 08/11/2023 | 2 | M | WCH | WCH | Department Environment Rounds | CC-056 | Environment | 000 | Misc-Numbers | ENVIRONMENT | ENV-WCHNEURO |  |  | 102-39500 | WCH-Neurodiagnostics | 12 | IU | Active
L34006 | P10123 | -Pm Device Using Mfg Procedure | Laurence Rawski | LARAW | EMPLOYEE | 1 | 0.8 | 03/01/2025 | 02/27/2024 | 6 | M | WCH | WCH | 700 Series SCD | 16-837 | Circulatory Assist Units, Peripheral Compression, Sequential | 452294 | Covidien (US) | 29525 | V2214177SX |  |  | 102-88570 | WCH-Clinical Engineering | 14 | IU | Active
L34007 | P10123 | -Pm Device Using Mfg Procedure | Laurence Rawski | LARAW | EMPLOYEE | 1 | 0.8 | 03/01/2025 | 02/27/2024 | 6 | M | WCH | WCH | 700 Series SCD | 16-837 | Circulatory Assist Units, Peripheral Compression, Sequential | 452294 | Covidien (US) | 29525 | V2214144SX |  |  | 102-88570 | WCH-Clinical Engineering | 14 | IU | Active
L34008 | P10123 | -Pm Device Using Mfg Procedure | Laurence Rawski | LARAW | EMPLOYEE | 1 | 0.8 | 03/01/2025 | 02/27/2024 | 6 | M | WCH | WCH | 700 Series SCD | 16-837 | Circulatory Assist Units, Peripheral Compression, Sequential | 452294 | Covidien (US) | 29525 | V2214174SX |  |  | 102-88570 | WCH-Clinical Engineering | 14 | IU | Active
L34009 | P10123 | -Pm Device Using Mfg Procedure | Laurence Rawski | LARAW | EMPLOYEE | 1 | 0.8 | 03/01/2025 | 02/27/2024 | 6 | M | WCH | WCH | 700 Series SCD | 16-837 | Circulatory Assist Units, Peripheral Compression, Sequential | 452294 | Covidien (US) | 29525 | V2214137SX |  |  | 102-88570 | WCH-Clinical Engineering | 14 | IU | Active
L34010 | P10123 | -Pm Device Using Mfg Procedure | Laurence Rawski | LARAW | EMPLOYEE | 1 | 0.8 | 03/01/2025 | 02/27/2024 | 6 | M | WCH | WCH | 700 Series SCD | 16-837 | Circulatory Assist Units, Peripheral Compression, Sequential | 452294 | Covidien (US) | 29525 | V2214133SX |  |  | 102-88570 | WCH-Clinical Engineering | 14 | IU | Active
L34012 | P69 | Electrosurgical Unit, General Purpose -Esu-. | Laurence Rawski | LARAW | EMPLOYEE | 1 | 1 | 05/01/2025 | 04/30/2024 | 2 | M | WCH | WCH | HF ESU Generator | 18-231 | Electrosurgical Units, Monopolar/Bipolar | 102159 | KARL STORZ Endoscopy-America I | UH400U | 40107309 |  |  | 102-21100 | WCH-Surgery | 33 | IU | Active
L34012 | P--ORS | --- OR Safety Inspection --- | Laurence Rawski | LARAW | EMPLOYEE | 6 | 0.25 | 11/01/2024 | 10/25/2023 | 2 | M | WCH | WCH | HF ESU Generator | 18-231 | Electrosurgical Units, Monopolar/Bipolar | 102159 | KARL STORZ Endoscopy-America I | UH400U | 40107309 |  |  | 102-21100 | WCH-Surgery | 33 | IU | Active
L34014 | PSA745 | SAGE 7455 5 Year Filter Replacement | Laurence Rawski | LARAW | EMPLOYEE | 5 | 1 | 05/01/2028 |  | 2 | M | WCH | WCH | Patient Repositioning System | 34-047 | Mattress Systems, Patient Repositioning | 103635 | Sage Products Inc | 7455 | 22290-048 |  |  | 102-21100 | WCH-Surgery | 25 | IU | Active
L34015 | PININN | Initial Inspection - New Equip Add | Laurence Rawski | LARAW | EMPLOYEE | 1 | 0 | 02/01/2023 | 05/30/2023 | 2 | M | WCH | WCH | New Equipment ADD | CC-004 | New Equipment ADD | 000 | Misc-Numbers | New Equipment ADD | 24812CHF |  |  | 102-30695 | WCH-Interventional Services | 03 | IU | Active
L34018 | P108 | Lithotriptor, Extracorporeal, Shock Wave. | Laurence Rawski | LARAW | EMPLOYEE | 6 | 1.5 | 08/01/2024 | 01/26/2024 | 2 | M | WCH | WCH | Electrohydraulic Lithotripter | 16-229 | Lithotripters, Intracorporeal, Electrohydraulic | 107135 | Boston Scientific Corp | M005466800 | 24812CHF |  |  | 102-30695 | WCH-Interventional Services | 32 | IU | Active
L34019 | P108 | Lithotriptor, Extracorporeal, Shock Wave. | Laurence Rawski | LARAW | EMPLOYEE | 6 | 1.5 | 08/01/2024 | 01/26/2024 | 2 | M | WCH | WCH | Electrohydraulic Lithotripter | 16-229 | Lithotripters, Intracorporeal, Electrohydraulic | 107135 | Boston Scientific Corp | M005466800 | 24794CHF |  |  | 102-30695 | WCH-Interventional Services | 32 | IU | Active
L34021 | PMIMA1 | Mistral-Air MA 1200 Annual PM | Rafael Baxcajay | RABAX | EMPLOYEE | 1 | 1 | 10/01/2024 | 10/03/2023 | 2 | M | WCH | WCH | Patient Warming System | 17-950 | Warming Units, Patient, Forced-Air | 271227 | Stryker Medical | MA1200-PM | 200224467 |  |  | 102-21221 | WCH-Endoscopy | 26 | IU | Active
L34023 | P--ORS | --- OR Safety Inspection --- | Rafael Baxcajay | RABAX | EMPLOYEE | 6 | 0.25 | 07/01/2024 | 01/09/2024 | 2 | M | WCH | WCH | Endo Video Camera Console CCU | 18-034 | Image Processors, Video, Endoscopy | 107135 | Boston Scientific Corp | M00546650 | 2235000008 |  |  | 102-21221 | WCH-Endoscopy | 25 | IU | Active
L34024 | P--ORS | --- OR Safety Inspection --- | Rafael Baxcajay | RABAX | EMPLOYEE | 6 | 0.25 | 07/01/2024 | 01/09/2024 | 2 | M | WCH | WCH | Single Use Endsoscope Monitor | 18-037 | Image Processors, Video | 107135 | Boston Scientific Corp | M00542430 | 2230500564 |  |  | 102-21221 | WCH-Endoscopy | 30 | IU | Active
L34025 | P108 | Lithotriptor, Extracorporeal, Shock Wave. | Rafael Baxcajay | RABAX | EMPLOYEE | 6 | 1.5 | 07/01/2024 | 01/08/2024 | 2 | M | WCH | WCH | Electrohydraulic Lithotripter | 16-229 | Lithotripters, Intracorporeal, Electrohydraulic | 107135 | Boston Scientific Corp | M005466800 | 24864CHF |  |  | 102-21221 | WCH-Endoscopy | 32 | IU | Active
L34030 | P--ORS | --- OR Safety Inspection --- | Laurence Rawski | LARAW | EMPLOYEE | 6 | 0.25 | 08/01/2024 | 01/26/2024 | 2 | M | WCH | WCH | Pacemaker Programmers | 15-993 | Programmer/Testers, Implantable Cardiac Pacemaker | 546728 | Abbott Cardiac Arrhythmias and | 3650 | 20689 |  |  | 102-30695 | WCH-Interventional Services | 19 | IU | Active
L34042 | P--ORS | --- OR Safety Inspection --- | Laurence Rawski | LARAW | EMPLOYEE | 6 | 0.25 | 11/01/2024 | 05/10/2024 | 2 | M | WCH | WCH | Sponge Detector | 27-642 | Sponge Detector, Surgical, Radiofrequency | 271227 | Stryker Medical | SurgiCount | 234752 |  |  | 102-21100 | WCH-Surgery | 23 | IU | Active
L34043 | P--ORS | --- OR Safety Inspection --- | Laurence Rawski | LARAW | EMPLOYEE | 6 | 0.25 | 11/01/2024 | 05/01/2024 | 2 | M | WCH | WCH | Sponge Detector | 27-642 | Sponge Detector, Surgical, Radiofrequency | 271227 | Stryker Medical | SurgiCount | 234850 |  |  | 102-21100 | WCH-Surgery | 23 | IU | Active
L34044 | P--ORS | --- OR Safety Inspection --- | Laurence Rawski | LARAW | EMPLOYEE | 6 | 0.25 | 11/01/2024 | 04/30/2024 | 2 | M | WCH | WCH | Sponge Detector | 27-642 | Sponge Detector, Surgical, Radiofrequency | 271227 | Stryker Medical | SurgiCount | 234853 |  |  | 102-21100 | WCH-Surgery | 23 | IU | Active
L34045 | P--ORS | --- OR Safety Inspection --- | Laurence Rawski | LARAW | EMPLOYEE | 6 | 0.25 | 11/01/2024 | 04/30/2024 | 2 | M | WCH | WCH | Sponge Detector | 27-642 | Sponge Detector, Surgical, Radiofrequency | 271227 | Stryker Medical | SurgiCount | 234755 |  |  | 102-21100 | WCH-Surgery | 23 | IU | Active
L34046 | P--ORS | --- OR Safety Inspection --- | Laurence Rawski | LARAW | EMPLOYEE | 6 | 0.25 | 11/01/2024 | 04/30/2024 | 2 | M | WCH | WCH | Sponge Detector | 27-642 | Sponge Detector, Surgical, Radiofrequency | 271227 | Stryker Medical | SurgiCount | 234872 |  |  | 102-21100 | WCH-Surgery | 23 | IU | Active
L43412 | P10123 | -Pm Device Using Mfg Procedure | Holly Robinson | HOLROB | EMPLOYEE | 1 | 0.8 | 03/01/2025 | 02/27/2024 | 6 | M | WCH | WCH | 700 Series SCD | 16-837 | Circulatory Assist Units, Peripheral Compression, Sequential | 452294 | Covidien (US) | 29525 | V2041371SX | SCDHR | SCD 1 | 102-21500 | WCH-PACU | 15 | IU | Active
L43413 | P10123 | -Pm Device Using Mfg Procedure | Holly Robinson | HOLROB | EMPLOYEE | 1 | 0.8 | 03/01/2025 | 02/26/2024 | 6 | M | WCH | WCH | 700 Series SCD | 16-837 | Circulatory Assist Units, Peripheral Compression, Sequential | 452294 | Covidien (US) | 29525 | V2041373SX | SCDHR | SCD 1 | 102-12252 | WCH-MED/SURG/TELE UNIT II | 14 | IU | Active
L43414 | P10123 | -Pm Device Using Mfg Procedure | Holly Robinson | HOLROB | EMPLOYEE | 1 | 0.8 | 03/01/2025 | 02/26/2024 | 6 | M | WCH | WCH | 700 Series SCD | 16-837 | Circulatory Assist Units, Peripheral Compression, Sequential | 452294 | Covidien (US) | 29525 | V2041387SX | SCDHR | SCD 1 | 102-12252 | WCH-MED/SURG/TELE UNIT II | 14 | IU | Active
L43415 | P10123 | -Pm Device Using Mfg Procedure | Holly Robinson | HOLROB | EMPLOYEE | 1 | 0.8 | 03/01/2025 | 02/26/2024 | 6 | M | WCH | WCH | 700 Series SCD | 16-837 | Circulatory Assist Units, Peripheral Compression, Sequential | 452294 | Covidien (US) | 29525 | V2041386SX | SCDHR | SCD 1 | 102-12250 | WCH-MED/SURG/TELE UNIT | 14 | IU | Active
L43416 | P10123 | -Pm Device Using Mfg Procedure | Holly Robinson | HOLROB | EMPLOYEE | 1 | 0.8 | 03/01/2025 | 02/28/2024 | 6 | M | WCH | WCH | 700 Series SCD | 16-837 | Circulatory Assist Units, Peripheral Compression, Sequential | 452294 | Covidien (US) | 29525 | V2041438SX | SCDHR | SCD 1 | 102-12250 | WCH-MED/SURG/TELE UNIT | 14 | IU | Active
L43418 | P10123 | -Pm Device Using Mfg Procedure | Holly Robinson | HOLROB | EMPLOYEE | 1 | 0.8 | 03/01/2025 | 02/27/2024 | 6 | M | WCH | WCH | 700 Series SCD | 16-837 | Circulatory Assist Units, Peripheral Compression, Sequential | 452294 | Covidien (US) | 29525 | V2041894SX | SCDHR | SCD 1 | 102-12252 | WCH-MED/SURG/TELE UNIT II | 14 | IU | Active
L43419 | P10123 | -Pm Device Using Mfg Procedure | Holly Robinson | HOLROB | EMPLOYEE | 1 | 0.8 | 03/01/2025 | 02/26/2024 | 6 | M | WCH | WCH | 700 Series SCD | 16-837 | Circulatory Assist Units, Peripheral Compression, Sequential | 452294 | Covidien (US) | 29525 | V2041420SX | SCDHR | SCD 1 | 102-12252 | WCH-MED/SURG/TELE UNIT II | 14 | IU | Active
L43420 | P10123 | -Pm Device Using Mfg Procedure | Holly Robinson | HOLROB | EMPLOYEE | 1 | 0.8 | 03/01/2025 | 02/26/2024 | 6 | M | WCH | WCH | 700 Series SCD | 16-837 | Circulatory Assist Units, Peripheral Compression, Sequential | 452294 | Covidien (US) | 29525 | V2041430SX | SCDHR | SCD 1 | 102-12252 | WCH-MED/SURG/TELE UNIT II | 14 | IU | Active
L43421 | P10123 | -Pm Device Using Mfg Procedure | Holly Robinson | HOLROB | EMPLOYEE | 1 | 0.8 | 03/01/2025 | 02/26/2024 | 6 | M | WCH | WCH | 700 Series SCD | 16-837 | Circulatory Assist Units, Peripheral Compression, Sequential | 452294 | Covidien (US) | 29525 | V2041434SX | SCDHR | SCD 1 | 102-12252 | WCH-MED/SURG/TELE UNIT II | 14 | IU | Active
L43422 | P10123 | -Pm Device Using Mfg Procedure | Holly Robinson | HOLROB | EMPLOYEE | 1 | 0.8 | 03/01/2025 | 02/28/2024 | 6 | M | WCH | WCH | 700 Series SCD | 16-837 | Circulatory Assist Units, Peripheral Compression, Sequential | 452294 | Covidien (US) | 29525 | V2041440SX | SCDHR | SCD 1 | 102-12250 | WCH-MED/SURG/TELE UNIT | 14 | IU | Active
L43423 | P10123 | -Pm Device Using Mfg Procedure | Holly Robinson | HOLROB | EMPLOYEE | 1 | 0.8 | 03/01/2025 | 02/27/2024 | 6 | M | WCH | WCH | 700 Series SCD | 16-837 | Circulatory Assist Units, Peripheral Compression, Sequential | 452294 | Covidien (US) | 29525 | V2041374SX | SCDHR | SCD 1 | 102-12252 | WCH-MED/SURG/TELE UNIT II | 14 | IU | Active
L43424 | P10123 | -Pm Device Using Mfg Procedure | Holly Robinson | HOLROB | EMPLOYEE | 1 | 0.8 | 03/01/2025 | 02/26/2024 | 6 | M | WCH | WCH | 700 Series SCD | 16-837 | Circulatory Assist Units, Peripheral Compression, Sequential | 452294 | Covidien (US) | 29525 | V2041432SX | SCDHR | SCD 1 | 102-12252 | WCH-MED/SURG/TELE UNIT II | 14 | IU | Active
L43425 | P10123 | -Pm Device Using Mfg Procedure | Holly Robinson | HOLROB | EMPLOYEE | 1 | 0.8 | 03/01/2025 | 02/26/2024 | 6 | M | WCH | WCH | 700 Series SCD | 16-837 | Circulatory Assist Units, Peripheral Compression, Sequential | 452294 | Covidien (US) | 29525 | V2041395SX | SCDHR | SCD 1 | 102-12252 | WCH-MED/SURG/TELE UNIT II | 14 | IU | Active
L43426 | P10123 | -Pm Device Using Mfg Procedure | Holly Robinson | HOLROB | EMPLOYEE | 1 | 0.8 | 03/01/2025 | 04/03/2024 | 6 | M | WCH | WCH | 700 Series SCD | 16-837 | Circulatory Assist Units, Peripheral Compression, Sequential | 452294 | Covidien (US) | 29525 | V2041403SX | SCDHR | SCD 1 | 102-12250 | WCH-MED/SURG/TELE UNIT | 14 | IU | Active
L43427 | P10123 | -Pm Device Using Mfg Procedure | Holly Robinson | HOLROB | EMPLOYEE | 1 | 0.8 | 03/01/2025 | 02/26/2024 | 6 | M | WCH | WCH | 700 Series SCD | 16-837 | Circulatory Assist Units, Peripheral Compression, Sequential | 452294 | Covidien (US) | 29525 | V2040659SX | SCDHR | SCD 1 | 102-12252 | WCH-MED/SURG/TELE UNIT II | 14 | IU | Active
L43428 | P10123 | -Pm Device Using Mfg Procedure | Holly Robinson | HOLROB | EMPLOYEE | 1 | 0.8 | 03/01/2025 | 02/26/2024 | 6 | M | WCH | WCH | 700 Series SCD | 16-837 | Circulatory Assist Units, Peripheral Compression, Sequential | 452294 | Covidien (US) | 29525 | V2041385SX | SCDHR | SCD 1 | 102-12252 | WCH-MED/SURG/TELE UNIT II | 14 | IU | Active
L43429 | P10123 | -Pm Device Using Mfg Procedure | Holly Robinson | HOLROB | EMPLOYEE | 1 | 0.8 | 03/01/2025 | 04/03/2024 | 6 | M | WCH | WCH | 700 Series SCD | 16-837 | Circulatory Assist Units, Peripheral Compression, Sequential | 452294 | Covidien (US) | 29525 | V2041453SX | SCDHR | SCD 1 | 102-12250 | WCH-MED/SURG/TELE UNIT | 14 | IU | Active
L43430 | P10123 | -Pm Device Using Mfg Procedure | Holly Robinson | HOLROB | EMPLOYEE | 1 | 0.8 | 03/01/2025 | 02/26/2024 | 6 | M | WCH | WCH | 700 Series SCD | 16-837 | Circulatory Assist Units, Peripheral Compression, Sequential | 452294 | Covidien (US) | 29525 | V2041357SX | SCDHR | SCD 1 | 102-12252 | WCH-MED/SURG/TELE UNIT II | 14 | IU | Active
L43431 | P10123 | -Pm Device Using Mfg Procedure | Holly Robinson | HOLROB | EMPLOYEE | 1 | 0.8 | 03/01/2025 | 02/26/2024 | 6 | M | WCH | WCH | 700 Series SCD | 16-837 | Circulatory Assist Units, Peripheral Compression, Sequential | 452294 | Covidien (US) | 29525 | V2041369SX | SCDHR | SCD 1 | 102-12252 | WCH-MED/SURG/TELE UNIT II | 14 | IU | Active
L43432 | P10123 | -Pm Device Using Mfg Procedure | Holly Robinson | HOLROB | EMPLOYEE | 1 | 0.8 | 03/01/2025 | 04/02/2024 | 6 | M | WCH | WCH | 700 Series SCD | 16-837 | Circulatory Assist Units, Peripheral Compression, Sequential | 452294 | Covidien (US) | 29525 | V2041378SX | SCDHR | SCD 1 | 102-12250 | WCH-MED/SURG/TELE UNIT | 14 | IU | Active
L43433 | P10123 | -Pm Device Using Mfg Procedure | Holly Robinson | HOLROB | EMPLOYEE | 1 | 0.8 | 03/01/2025 | 02/26/2024 | 6 | M | WCH | WCH | 700 Series SCD | 16-837 | Circulatory Assist Units, Peripheral Compression, Sequential | 452294 | Covidien (US) | 29525 | V2041368SX | SCDHR | SCD 1 | 102-12252 | WCH-MED/SURG/TELE UNIT II | 14 | IU | Active
L43434 | P10123 | -Pm Device Using Mfg Procedure | Holly Robinson | HOLROB | EMPLOYEE | 1 | 0.8 | 03/01/2025 | 02/27/2024 | 6 | M | WCH | WCH | 700 Series SCD | 16-837 | Circulatory Assist Units, Peripheral Compression, Sequential | 452294 | Covidien (US) | 29525 | V2041381SX | SCDHR | SCD 1 | 102-13100 | WCH-Intensive Care Unit I | 15 | IU | Active
L43435 | P10123 | -Pm Device Using Mfg Procedure | Holly Robinson | HOLROB | EMPLOYEE | 1 | 0.8 | 03/01/2025 | 02/28/2024 | 6 | M | WCH | WCH | 700 Series SCD | 16-837 | Circulatory Assist Units, Peripheral Compression, Sequential | 452294 | Covidien (US) | 29525 | V2040575SX | SCDHR | SCD 1 | 102-12250 | WCH-MED/SURG/TELE UNIT | 14 | IU | Active
L43436 | P10123 | -Pm Device Using Mfg Procedure | Holly Robinson | HOLROB | EMPLOYEE | 1 | 0.8 | 03/01/2025 | 02/26/2024 | 6 | M | WCH | WCH | 700 Series SCD | 16-837 | Circulatory Assist Units, Peripheral Compression, Sequential | 452294 | Covidien (US) | 29525 | V2041411SX | SCDHR | SCD 1 | 102-12252 | WCH-MED/SURG/TELE UNIT II | 14 | IU | Active
L43437 | P10123 | -Pm Device Using Mfg Procedure | Holly Robinson | HOLROB | EMPLOYEE | 1 | 0.8 | 03/01/2025 | 02/28/2024 | 6 | M | WCH | WCH | 700 Series SCD | 16-837 | Circulatory Assist Units, Peripheral Compression, Sequential | 452294 | Covidien (US) | 29525 | V2041382SX | SCDHR | SCD 1 | 102-12250 | WCH-MED/SURG/TELE UNIT | 14 | IU | Active
L43438 | P10123 | -Pm Device Using Mfg Procedure | Holly Robinson | HOLROB | EMPLOYEE | 1 | 0.8 | 03/01/2025 | 02/28/2024 | 6 | M | WCH | WCH | 700 Series SCD | 16-837 | Circulatory Assist Units, Peripheral Compression, Sequential | 452294 | Covidien (US) | 29525 | V2040580SX | SCDHR | SCD 1 | 102-12250 | WCH-MED/SURG/TELE UNIT | 14 | IU | Active
L43439 | P10123 | -Pm Device Using Mfg Procedure | Holly Robinson | HOLROB | EMPLOYEE | 1 | 0.8 | 03/01/2025 | 02/26/2024 | 6 | M | WCH | WCH | 700 Series SCD | 16-837 | Circulatory Assist Units, Peripheral Compression, Sequential | 452294 | Covidien (US) | 29525 | V2041370SX | SCDHR | SCD 1 | 102-12252 | WCH-MED/SURG/TELE UNIT II | 14 | IU | Active
L43440 | P10123 | -Pm Device Using Mfg Procedure | Holly Robinson | HOLROB | EMPLOYEE | 1 | 0.8 | 03/01/2025 | 02/26/2024 | 6 | M | WCH | WCH | 700 Series SCD | 16-837 | Circulatory Assist Units, Peripheral Compression, Sequential | 452294 | Covidien (US) | 29525 | V2041435SX | SCDHR | SCD 1 | 102-12252 | WCH-MED/SURG/TELE UNIT II | 14 | IU | Active
L43441 | P10123 | -Pm Device Using Mfg Procedure | Holly Robinson | HOLROB | EMPLOYEE | 1 | 0.8 | 03/01/2025 | 02/26/2024 | 6 | M | WCH | WCH | 700 Series SCD | 16-837 | Circulatory Assist Units, Peripheral Compression, Sequential | 452294 | Covidien (US) | 29525 | V2041384SX | SCDHR | SCD 1 | 102-12252 | WCH-MED/SURG/TELE UNIT II | 14 | IU | Active
L43442 | P10123 | -Pm Device Using Mfg Procedure | Holly Robinson | HOLROB | EMPLOYEE | 1 | 0.8 | 03/01/2025 | 02/27/2024 | 6 | M | WCH | WCH | 700 Series SCD | 16-837 | Circulatory Assist Units, Peripheral Compression, Sequential | 452294 | Covidien (US) | 29525 | V2040635SX | SCDHR | SCD 1 | 102-21500 | WCH-PACU | 15 | IU | Active
L43443 | P10123 | -Pm Device Using Mfg Procedure | Holly Robinson | HOLROB | EMPLOYEE | 1 | 0.8 | 03/01/2025 | 02/28/2024 | 6 | M | WCH | WCH | 700 Series SCD | 16-837 | Circulatory Assist Units, Peripheral Compression, Sequential | 452294 | Covidien (US) | 29525 | V2041890SX | SCDHR | SCD 1 | 102-13100 | WCH-Intensive Care Unit I | 15 | IU | Active
L43444 | P10123 | -Pm Device Using Mfg Procedure | Holly Robinson | HOLROB | EMPLOYEE | 1 | 0.8 | 03/01/2025 | 02/26/2024 | 6 | M | WCH | WCH | 700 Series SCD | 16-837 | Circulatory Assist Units, Peripheral Compression, Sequential | 452294 | Covidien (US) | 29525 | V2041862SX | SCDHR | SCD 1 | 102-12252 | WCH-MED/SURG/TELE UNIT II | 14 | IU | Active
L43445 | P10123 | -Pm Device Using Mfg Procedure | Holly Robinson | HOLROB | EMPLOYEE | 1 | 0.8 | 03/01/2025 | 03/05/2024 | 6 | M | WCH | WCH | 700 Series SCD | 16-837 | Circulatory Assist Units, Peripheral Compression, Sequential | 452294 | Covidien (US) | 29525 | V2040601SX | SCDHR | SCD 1 | 102-12250 | WCH-MED/SURG/TELE UNIT | 14 | IU | Active
L43446 | P10123 | -Pm Device Using Mfg Procedure | Rafael Baxcajay | RABAX | EMPLOYEE | 1 | 0.8 | 03/01/2025 | 02/27/2024 | 6 | M | WCH | WCH | 700 Series SCD | 16-837 | Circulatory Assist Units, Peripheral Compression, Sequential | 452294 | Covidien (US) | 29525 | V2040618SX | SCDBME | SCD 2 | 102-21500 | WCH-PACU | 15 | IU | Active
L43447 | P10123 | -Pm Device Using Mfg Procedure | Rafael Baxcajay | RABAX | EMPLOYEE | 1 | 0.8 | 03/01/2025 | 02/28/2024 | 6 | M | WCH | WCH | 700 Series SCD | 16-837 | Circulatory Assist Units, Peripheral Compression, Sequential | 452294 | Covidien (US) | 29525 | V2040655SX | SCDBME | SCD 2 | 102-12250 | WCH-MED/SURG/TELE UNIT | 14 | IU | Active
L43448 | P10123 | -Pm Device Using Mfg Procedure | Rafael Baxcajay | RABAX | EMPLOYEE | 1 | 0.8 | 03/01/2025 | 02/28/2024 | 6 | M | WCH | WCH | 700 Series SCD | 16-837 | Circulatory Assist Units, Peripheral Compression, Sequential | 452294 | Covidien (US) | 29525 | V2041878SX | SCDBME | SCD 2 | 102-13100 | WCH-Intensive Care Unit I | 15 | IU | Active
L43449 | P10123 | -Pm Device Using Mfg Procedure | Rafael Baxcajay | RABAX | EMPLOYEE | 1 | 0.8 | 03/01/2025 | 03/18/2024 | 6 | M | WCH | WCH | 700 Series SCD | 16-837 | Circulatory Assist Units, Peripheral Compression, Sequential | 452294 | Covidien (US) | 29525 | V2041863SX | SCDBME | SCD 2 | 102-13100 | WCH-Intensive Care Unit I | 15 | IU | Active
L43450 | P10123 | -Pm Device Using Mfg Procedure | Rafael Baxcajay | RABAX | EMPLOYEE | 1 | 0.8 | 03/01/2025 | 03/11/2024 | 6 | M | WCH | WCH | 700 Series SCD | 16-837 | Circulatory Assist Units, Peripheral Compression, Sequential | 452294 | Covidien (US) | 29525 | V2041861SX | SCDBME | SCD 2 | 102-21500 | WCH-PACU | 15 | IU | Active
L43451 | P10123 | -Pm Device Using Mfg Procedure | Rafael Baxcajay | RABAX | EMPLOYEE | 1 | 0.8 | 03/01/2025 | 03/07/2024 | 6 | M | WCH | WCH | 700 Series SCD | 16-837 | Circulatory Assist Units, Peripheral Compression, Sequential | 452294 | Covidien (US) | 29525 | V2041684SX | SCDBME | SCD 2 | 102-12250 | WCH-MED/SURG/TELE UNIT | 14 | IU | Active
L43452 | P10123 | -Pm Device Using Mfg Procedure | Rafael Baxcajay | RABAX | EMPLOYEE | 1 | 0.8 | 03/01/2025 | 02/27/2024 | 6 | M | WCH | WCH | 700 Series SCD | 16-837 | Circulatory Assist Units, Peripheral Compression, Sequential | 452294 | Covidien (US) | 29525 | V2041903 | SCDBME | SCD 2 | 102-13100 | WCH-Intensive Care Unit I | 15 | IU | Active
L43453 | P10123 | -Pm Device Using Mfg Procedure | Rafael Baxcajay | RABAX | EMPLOYEE | 1 | 0.8 | 03/01/2025 | 02/28/2024 | 6 | M | WCH | WCH | 700 Series SCD | 16-837 | Circulatory Assist Units, Peripheral Compression, Sequential | 452294 | Covidien (US) | 29525 | V2041902SX | SCDBME | SCD 2 | 102-12250 | WCH-MED/SURG/TELE UNIT | 14 | IU | Active
L43454 | P10123 | -Pm Device Using Mfg Procedure | Rafael Baxcajay | RABAX | EMPLOYEE | 1 | 0.8 | 03/01/2025 | 02/27/2024 | 6 | M | WCH | WCH | 700 Series SCD | 16-837 | Circulatory Assist Units, Peripheral Compression, Sequential | 452294 | Covidien (US) | 29525 | V2041904SX | SCDBME | SCD 2 | 102-21100 | WCH-Surgery | 28 | IU | Active
L43455 | P10123 | -Pm Device Using Mfg Procedure | Rafael Baxcajay | RABAX | EMPLOYEE | 1 | 0.8 | 03/01/2025 | 03/22/2024 | 6 | M | WCH | WCH | 700 Series SCD | 16-837 | Circulatory Assist Units, Peripheral Compression, Sequential | 452294 | Covidien (US) | 29525 | V2041920SX | SCDBME | SCD 2 | 102-13100 | WCH-Intensive Care Unit I | 15 | IU | Active
L43456 | P10123 | -Pm Device Using Mfg Procedure | Rafael Baxcajay | RABAX | EMPLOYEE | 1 | 0.8 | 03/01/2025 | 02/27/2024 | 6 | M | WCH | WCH | 700 Series SCD | 16-837 | Circulatory Assist Units, Peripheral Compression, Sequential | 452294 | Covidien (US) | 29525 | V2041898SX | SCDBME | SCD 2 | 102-21500 | WCH-PACU | 15 | IU | Active
L43457 | P10123 | -Pm Device Using Mfg Procedure | Rafael Baxcajay | RABAX | EMPLOYEE | 1 | 0.8 | 03/01/2025 | 02/27/2024 | 6 | M | WCH | WCH | 700 Series SCD | 16-837 | Circulatory Assist Units, Peripheral Compression, Sequential | 452294 | Covidien (US) | 29525 | V2041865SX | SCDBME | SCD 2 | 102-21100 | WCH-Surgery | 28 | IU | Active
L43458 | P10123 | -Pm Device Using Mfg Procedure | Rafael Baxcajay | RABAX | EMPLOYEE | 1 | 0.8 | 03/01/2025 | 02/26/2024 | 6 | M | WCH | WCH | 700 Series SCD | 16-837 | Circulatory Assist Units, Peripheral Compression, Sequential | 452294 | Covidien (US) | 29525 | V2041819SX | SCDBME | SCD 2 | 102-12252 | WCH-MED/SURG/TELE UNIT II | 14 | IU | Active
L43459 | P10123 | -Pm Device Using Mfg Procedure | Rafael Baxcajay | RABAX | EMPLOYEE | 1 | 0.8 | 03/01/2025 | 02/28/2024 | 6 | M | WCH | WCH | 700 Series SCD | 16-837 | Circulatory Assist Units, Peripheral Compression, Sequential | 452294 | Covidien (US) | 29525 | V2041936SX | SCDBME | SCD 2 | 102-13100 | WCH-Intensive Care Unit I | 15 | IU | Active
L43460 | P10123 | -Pm Device Using Mfg Procedure | Rafael Baxcajay | RABAX | EMPLOYEE | 1 | 0.8 | 03/01/2025 | 02/27/2024 | 6 | M | WCH | WCH | 700 Series SCD | 16-837 | Circulatory Assist Units, Peripheral Compression, Sequential | 452294 | Covidien (US) | 29525 | V2040664SX | SCDBME | SCD 2 | 102-21100 | WCH-Surgery | 28 | IU | Active
L43461 | P10123 | -Pm Device Using Mfg Procedure | Rafael Baxcajay | RABAX | EMPLOYEE | 1 | 0.8 | 03/01/2025 | 02/28/2024 | 6 | M | WCH | WCH | 700 Series SCD | 16-837 | Circulatory Assist Units, Peripheral Compression, Sequential | 452294 | Covidien (US) | 29525 | V2040609SX | SCDBME | SCD 2 | 102-13100 | WCH-Intensive Care Unit I | 15 | IU | Active
L43462 | P10123 | -Pm Device Using Mfg Procedure | Rafael Baxcajay | RABAX | EMPLOYEE | 1 | 0.8 | 03/01/2025 | 02/27/2024 | 6 | M | WCH | WCH | 700 Series SCD | 16-837 | Circulatory Assist Units, Peripheral Compression, Sequential | 452294 | Covidien (US) | 29525 | V2040666SX | SCDBME | SCD 2 | 102-21500 | WCH-PACU | 15 | IU | Active
L43463 | P10123 | -Pm Device Using Mfg Procedure | Rafael Baxcajay | RABAX | EMPLOYEE | 1 | 0.8 | 03/01/2025 | 02/28/2024 | 6 | M | WCH | WCH | 700 Series SCD | 16-837 | Circulatory Assist Units, Peripheral Compression, Sequential | 452294 | Covidien (US) | 29525 | V2040629SX | SCDBME | SCD 2 | 102-13100 | WCH-Intensive Care Unit I | 15 | IU | Active
L43464 | P10123 | -Pm Device Using Mfg Procedure | Rafael Baxcajay | RABAX | EMPLOYEE | 1 | 0.8 | 03/01/2025 | 03/18/2024 | 6 | M | WCH | WCH | 700 Series SCD | 16-837 | Circulatory Assist Units, Peripheral Compression, Sequential | 452294 | Covidien (US) | 29525 | V2040638SX | SCDBME | SCD 2 | 102-13100 | WCH-Intensive Care Unit I | 15 | IU | Active
L43465 | P10123 | -Pm Device Using Mfg Procedure | Rafael Baxcajay | RABAX | EMPLOYEE | 1 | 0.8 | 03/01/2025 | 02/28/2024 | 6 | M | WCH | WCH | 700 Series SCD | 16-837 | Circulatory Assist Units, Peripheral Compression, Sequential | 452294 | Covidien (US) | 29525 | V2040607SX | SCDBME | SCD 2 | 102-13100 | WCH-Intensive Care Unit I | 15 | IU | Active
L43466 | P10123 | -Pm Device Using Mfg Procedure | Rafael Baxcajay | RABAX | EMPLOYEE | 1 | 0.8 | 03/01/2025 | 04/16/2024 | 6 | M | WCH | WCH | 700 Series SCD | 16-837 | Circulatory Assist Units, Peripheral Compression, Sequential | 452294 | Covidien (US) | 29525 | V2040605SX | SCDBME | SCD 2 | 102-12250 | WCH-MED/SURG/TELE UNIT | 14 | IU | Active
L43467 | P10123 | -Pm Device Using Mfg Procedure | Rafael Baxcajay | RABAX | EMPLOYEE | 1 | 0.8 | 03/01/2025 | 02/28/2024 | 6 | M | WCH | WCH | 700 Series SCD | 16-837 | Circulatory Assist Units, Peripheral Compression, Sequential | 452294 | Covidien (US) | 29525 | V2040628SX | SCDBME | SCD 2 | 102-13100 | WCH-Intensive Care Unit I | 15 | IU | Active
L43468 | P10123 | -Pm Device Using Mfg Procedure | Rafael Baxcajay | RABAX | EMPLOYEE | 1 | 0.8 | 03/01/2025 | 02/26/2024 | 6 | M | WCH | WCH | 700 Series SCD | 16-837 | Circulatory Assist Units, Peripheral Compression, Sequential | 452294 | Covidien (US) | 29525 | V2040623SX | SCDBME | SCD 2 | 102-12252 | WCH-MED/SURG/TELE UNIT II | 14 | IU | Active
L43469 | P10123 | -Pm Device Using Mfg Procedure | Rafael Baxcajay | RABAX | EMPLOYEE | 1 | 0.8 | 03/01/2025 | 03/29/2024 | 6 | M | WCH | WCH | 700 Series SCD | 16-837 | Circulatory Assist Units, Peripheral Compression, Sequential | 452294 | Covidien (US) | 29525 | V2040613SX | SCDBME | SCD 2 | 102-13100 | WCH-Intensive Care Unit I | 15 | IU | Active
L43470 | P10123 | -Pm Device Using Mfg Procedure | Rafael Baxcajay | RABAX | EMPLOYEE | 1 | 0.8 | 03/01/2025 | 02/26/2024 | 6 | M | WCH | WCH | 700 Series SCD | 16-837 | Circulatory Assist Units, Peripheral Compression, Sequential | 452294 | Covidien (US) | 29525 | V2040600SX | SCDBME | SCD 2 | 102-21100 | WCH-Surgery | 28 | IU | Active
L43471 | P10123 | -Pm Device Using Mfg Procedure | Rafael Baxcajay | RABAX | EMPLOYEE | 1 | 0.8 | 03/01/2025 | 03/11/2024 | 6 | M | WCH | WCH | 700 Series SCD | 16-837 | Circulatory Assist Units, Peripheral Compression, Sequential | 452294 | Covidien (US) | 29525 | V2040670SX | SCDBME | SCD 2 | 102-13100 | WCH-Intensive Care Unit I | 15 | IU | Active
L43472 | P10123 | -Pm Device Using Mfg Procedure | Rafael Baxcajay | RABAX | EMPLOYEE | 1 | 0.8 | 03/01/2025 | 02/28/2024 | 6 | M | WCH | WCH | 700 Series SCD | 16-837 | Circulatory Assist Units, Peripheral Compression, Sequential | 452294 | Covidien (US) | 29525 | V2040597SX | SCDBME | SCD 2 | 102-13100 | WCH-Intensive Care Unit I | 15 | IU | Active
L43473 | P10123 | -Pm Device Using Mfg Procedure | Rafael Baxcajay | RABAX | EMPLOYEE | 1 | 0.8 | 03/01/2025 | 03/19/2024 | 6 | M | WCH | WCH | 700 Series SCD | 16-837 | Circulatory Assist Units, Peripheral Compression, Sequential | 452294 | Covidien (US) | 29525 | V2040650SX | SCDBME | SCD 2 | 102-13100 | WCH-Intensive Care Unit I | 15 | IU | Active
L43474 | P10123 | -Pm Device Using Mfg Procedure | Rafael Baxcajay | RABAX | EMPLOYEE | 1 | 0.8 | 03/01/2025 | 02/28/2024 | 6 | M | WCH | WCH | 700 Series SCD | 16-837 | Circulatory Assist Units, Peripheral Compression, Sequential | 452294 | Covidien (US) | 29525 | V2040633SX | SCDBME | SCD 2 | 102-12250 | WCH-MED/SURG/TELE UNIT | 14 | IU | Active
L43475 | P10123 | -Pm Device Using Mfg Procedure | Rafael Baxcajay | RABAX | EMPLOYEE | 1 | 0.8 | 03/01/2025 | 02/28/2024 | 6 | M | WCH | WCH | 700 Series SCD | 16-837 | Circulatory Assist Units, Peripheral Compression, Sequential | 452294 | Covidien (US) | 29525 | V2040645SX | SCDBME | SCD 2 | 102-12250 | WCH-MED/SURG/TELE UNIT | 14 | IU | Active
L43476 | P10123 | -Pm Device Using Mfg Procedure | Rafael Baxcajay | RABAX | EMPLOYEE | 1 | 0.8 | 03/01/2025 | 02/26/2024 | 6 | M | WCH | WCH | 700 Series SCD | 16-837 | Circulatory Assist Units, Peripheral Compression, Sequential | 452294 | Covidien (US) | 29525 | V2040661SX | SCDBME | SCD 2 | 102-12252 | WCH-MED/SURG/TELE UNIT II | 14 | IU | Active
L43477 | P10123 | -Pm Device Using Mfg Procedure | Rafael Baxcajay | RABAX | EMPLOYEE | 1 | 0.8 | 03/01/2025 | 03/22/2024 | 6 | M | WCH | WCH | 700 Series SCD | 16-837 | Circulatory Assist Units, Peripheral Compression, Sequential | 452294 | Covidien (US) | 29525 | V2040642SX | SCDBME | SCD 2 | 102-12250 | WCH-MED/SURG/TELE UNIT | 14 | IU | Active
L43478 | P10123 | -Pm Device Using Mfg Procedure | Rafael Baxcajay | RABAX | EMPLOYEE | 1 | 0.8 | 03/01/2025 | 02/26/2024 | 6 | M | WCH | WCH | 700 Series SCD | 16-837 | Circulatory Assist Units, Peripheral Compression, Sequential | 452294 | Covidien (US) | 29525 | V2040617SX | SCDBME | SCD 2 | 102-12252 | WCH-MED/SURG/TELE UNIT II | 14 | IU | Active
L43479 | P10123 | -Pm Device Using Mfg Procedure | Tim McElrath | 11619 | EMPLOYEE | 1 | 0.8 | 03/01/2025 | 02/28/2024 | 6 | M | WCH | WCH | 700 Series SCD | 16-837 | Circulatory Assist Units, Peripheral Compression, Sequential | 452294 | Covidien (US) | 29525 | V2040654SX | SCDTM | SCD 3 | 102-12252 | WCH-MED/SURG/TELE UNIT II | 14 | IU | Active
L43480 | P10123 | -Pm Device Using Mfg Procedure | Tim McElrath | 11619 | EMPLOYEE | 1 | 0.8 | 03/01/2025 | 02/28/2024 | 6 | M | WCH | WCH | 700 Series SCD | 16-837 | Circulatory Assist Units, Peripheral Compression, Sequential | 452294 | Covidien (US) | 29525 | V2040622SX | SCDTM | SCD 3 | 102-13100 | WCH-Intensive Care Unit I | 15 | IU | Active
L43481 | P10123 | -Pm Device Using Mfg Procedure | Tim McElrath | 11619 | EMPLOYEE | 1 | 0.8 | 03/01/2025 | 03/05/2024 | 6 | M | WCH | WCH | 700 Series SCD | 16-837 | Circulatory Assist Units, Peripheral Compression, Sequential | 452294 | Covidien (US) | 29525 | V2040620SX | SCDTM | SCD 3 | 102-12252 | WCH-MED/SURG/TELE UNIT II | 14 | IU | Active
L43482 | P10123 | -Pm Device Using Mfg Procedure | Tim McElrath | 11619 | EMPLOYEE | 1 | 0.8 | 03/01/2025 | 03/28/2024 | 6 | M | WCH | WCH | 700 Series SCD | 16-837 | Circulatory Assist Units, Peripheral Compression, Sequential | 452294 | Covidien (US) | 29525 | V2040611SX | SCDTM | SCD 3 | 102-12250 | WCH-MED/SURG/TELE UNIT | 14 | IU | Active
L43483 | P10123 | -Pm Device Using Mfg Procedure | Tim McElrath | 11619 | EMPLOYEE | 1 | 0.8 | 03/01/2025 | 03/21/2024 | 6 | M | WCH | WCH | 700 Series SCD | 16-837 | Circulatory Assist Units, Peripheral Compression, Sequential | 452294 | Covidien (US) | 29525 | V204625SX | SCDTM | SCD 3 | 102-13100 | WCH-Intensive Care Unit I | 15 | IU | Active
L43484 | P10123 | -Pm Device Using Mfg Procedure | Tim McElrath | 11619 | EMPLOYEE | 1 | 0.8 | 03/01/2025 | 02/28/2024 | 6 | M | WCH | WCH | 700 Series SCD | 16-837 | Circulatory Assist Units, Peripheral Compression, Sequential | 452294 | Covidien (US) | 29525 | V2040647SX | SCDTM | SCD 3 | 102-12252 | WCH-MED/SURG/TELE UNIT II | 14 | IU | Active
L43485 | P10123 | -Pm Device Using Mfg Procedure | Tim McElrath | 11619 | EMPLOYEE | 1 | 0.8 | 03/01/2025 | 03/18/2024 | 6 | M | WCH | WCH | 700 Series SCD | 16-837 | Circulatory Assist Units, Peripheral Compression, Sequential | 452294 | Covidien (US) | 29525 | V2040631SX | SCDTM | SCD 3 | 102-21500 | WCH-PACU | 15 | IU | Active
L43486 | P10123 | -Pm Device Using Mfg Procedure | Tim McElrath | 11619 | EMPLOYEE | 1 | 0.8 | 03/01/2025 | 02/28/2024 | 6 | M | WCH | WCH | 700 Series SCD | 16-837 | Circulatory Assist Units, Peripheral Compression, Sequential | 452294 | Covidien (US) | 29525 | V2040648SX | SCDTM | SCD 3 | 102-12250 | WCH-MED/SURG/TELE UNIT | 14 | IU | Active
L43487 | P10123 | -Pm Device Using Mfg Procedure | Tim McElrath | 11619 | EMPLOYEE | 1 | 0.8 | 03/01/2025 | 02/28/2024 | 6 | M | WCH | WCH | 700 Series SCD | 16-837 | Circulatory Assist Units, Peripheral Compression, Sequential | 452294 | Covidien (US) | 29525 | V2040657SX | SCDTM | SCD 3 | 102-13100 | WCH-Intensive Care Unit I | 15 | IU | Active
L43488 | P10123 | -Pm Device Using Mfg Procedure | Tim McElrath | 11619 | EMPLOYEE | 1 | 0.8 | 03/01/2025 | 02/26/2024 | 6 | M | WCH | WCH | 700 Series SCD | 16-837 | Circulatory Assist Units, Peripheral Compression, Sequential | 452294 | Covidien (US) | 29525 | V2040619SX | SCDTM | SCD 3 | 102-12252 | WCH-MED/SURG/TELE UNIT II | 14 | IU | Active
L43489 | P10123 | -Pm Device Using Mfg Procedure | Tim McElrath | 11619 | EMPLOYEE | 1 | 0.8 | 03/01/2025 | 03/28/2024 | 6 | M | WCH | WCH | 700 Series SCD | 16-837 | Circulatory Assist Units, Peripheral Compression, Sequential | 452294 | Covidien (US) | 29525 | V2040668SX | SCDTM | SCD 3 | 102-12250 | WCH-MED/SURG/TELE UNIT | 14 | IU | Active
L43490 | P10123 | -Pm Device Using Mfg Procedure | Tim McElrath | 11619 | EMPLOYEE | 1 | 0.8 | 03/01/2025 | 02/27/2024 | 6 | M | WCH | WCH | 700 Series SCD | 16-837 | Circulatory Assist Units, Peripheral Compression, Sequential | 452294 | Covidien (US) | 29525 | V2040614SX | SCDTM | SCD 3 | 102-21500 | WCH-PACU | 15 | IU | Active
L43491 | P10123 | -Pm Device Using Mfg Procedure | Tim McElrath | 11619 | EMPLOYEE | 1 | 0.8 | 03/01/2025 | 04/05/2024 | 6 | M | WCH | WCH | 700 Series SCD | 16-837 | Circulatory Assist Units, Peripheral Compression, Sequential | 452294 | Covidien (US) | 29525 | V2040639SX | SCDTM | SCD 3 | 102-12250 | WCH-MED/SURG/TELE UNIT | 14 | IU | Active
L43492 | P10123 | -Pm Device Using Mfg Procedure | Tim McElrath | 11619 | EMPLOYEE | 1 | 0.8 | 03/01/2025 | 02/28/2024 | 6 | M | WCH | WCH | 700 Series SCD | 16-837 | Circulatory Assist Units, Peripheral Compression, Sequential | 452294 | Covidien (US) | 29525 | V2040574SX | SCDTM | SCD 3 | 102-12250 | WCH-MED/SURG/TELE UNIT | 14 | IU | Active
L43493 | P10123 | -Pm Device Using Mfg Procedure | Tim McElrath | 11619 | EMPLOYEE | 1 | 0.8 | 03/01/2025 | 03/22/2024 | 6 | M | WCH | WCH | 700 Series SCD | 16-837 | Circulatory Assist Units, Peripheral Compression, Sequential | 452294 | Covidien (US) | 29525 | V2040640SX | SCDTM | SCD 3 | 102-12250 | WCH-MED/SURG/TELE UNIT | 14 | IU | Active
L43494 | P10123 | -Pm Device Using Mfg Procedure | Tim McElrath | 11619 | EMPLOYEE | 1 | 0.8 | 03/01/2025 | 02/26/2024 | 6 | M | WCH | WCH | 700 Series SCD | 16-837 | Circulatory Assist Units, Peripheral Compression, Sequential | 452294 | Covidien (US) | 29525 | V2040573SX | SCDTM | SCD 3 | 102-12252 | WCH-MED/SURG/TELE UNIT II | 14 | IU | Active
L43495 | P10123 | -Pm Device Using Mfg Procedure | Tim McElrath | 11619 | EMPLOYEE | 1 | 0.8 | 03/01/2025 | 02/28/2024 | 6 | M | WCH | WCH | 700 Series SCD | 16-837 | Circulatory Assist Units, Peripheral Compression, Sequential | 452294 | Covidien (US) | 29525 | V2040616SX | SCDTM | SCD 3 | 102-13100 | WCH-Intensive Care Unit I | 15 | IU | Active
L43496 | P10123 | -Pm Device Using Mfg Procedure | Tim McElrath | 11619 | EMPLOYEE | 1 | 0.8 | 03/01/2025 | 02/27/2024 | 6 | M | WCH | WCH | 700 Series SCD | 16-837 | Circulatory Assist Units, Peripheral Compression, Sequential | 452294 | Covidien (US) | 29525 | V2040662SX | SCDTM | SCD 3 | 102-13100 | WCH-Intensive Care Unit I | 15 | IU | Active
L43497 | P10123 | -Pm Device Using Mfg Procedure | Tim McElrath | 11619 | EMPLOYEE | 1 | 0.8 | 03/01/2025 | 02/28/2024 | 6 | M | WCH | WCH | 700 Series SCD | 16-837 | Circulatory Assist Units, Peripheral Compression, Sequential | 452294 | Covidien (US) | 29525 | V2040626SX | SCDTM | SCD 3 | 102-12250 | WCH-MED/SURG/TELE UNIT | 14 | IU | Active
L43498 | P10123 | -Pm Device Using Mfg Procedure | Tim McElrath | 11619 | EMPLOYEE | 1 | 0.8 | 03/01/2025 | 04/01/2024 | 6 | M | WCH | WCH | 700 Series SCD | 16-837 | Circulatory Assist Units, Peripheral Compression, Sequential | 452294 | Covidien (US) | 29525 | V2040636SX | SCDTM | SCD 3 | 102-12250 | WCH-MED/SURG/TELE UNIT | 14 | IU | Active
L43499 | P10123 | -Pm Device Using Mfg Procedure | Tim McElrath | 11619 | EMPLOYEE | 1 | 0.8 | 03/01/2025 | 02/28/2024 | 6 | M | WCH | WCH | 700 Series SCD | 16-837 | Circulatory Assist Units, Peripheral Compression, Sequential | 452294 | Covidien (US) | 29525 | V2040583SX | SCDTM | SCD 3 | 102-12250 | WCH-MED/SURG/TELE UNIT | 14 | IU | Active
L43658 | PMIMA1 | Mistral-Air MA 1200 Annual PM | Rafael Baxcajay | RABAX | EMPLOYEE | 1 | 1 | 10/01/2024 | 10/03/2023 | 2 | M | WCH | WCH | Patient Warming System | 17-950 | Warming Units, Patient, Forced-Air | 271227 | Stryker Medical | MA1200-PM | 20024409 |  |  | 102-21221 | WCH-Endoscopy | 26 | IU | Active
L43659 | PMIMA1 | Mistral-Air MA 1200 Annual PM | Laurence Rawski | LARAW | EMPLOYEE | 1 | 1 | 10/01/2024 | 10/04/2023 | 2 | M | WCH | WCH | Patient Warming System | 17-950 | Warming Units, Patient, Forced-Air | 271227 | Stryker Medical | MA1200-PM | 200224954 |  |  | 102-30695 | WCH-Interventional Services | 26 | IU | Active
L43660 | PMIMA1 | Mistral-Air MA 1200 Annual PM | Holly Robinson | HOLROB | EMPLOYEE | 1 | 1 | 10/01/2024 | 10/02/2023 | 2 | M | WCH | WCH | Patient Warming System | 17-950 | Warming Units, Patient, Forced-Air | 271227 | Stryker Medical | MA1200-PM | 200224427 |  |  | 102-23100 | WCH-Emergency Service | 13 | IU | Active
L43662 | PMIMA1 | Mistral-Air MA 1200 Annual PM | Laurence Rawski | LARAW | EMPLOYEE | 1 | 1 | 10/01/2024 | 09/28/2023 | 2 | M | WCH | WCH | Patient Warming System | 17-950 | Warming Units, Patient, Forced-Air | 271227 | Stryker Medical | MA1200-PM | 200224185 |  |  | 102-21100 | WCH-Surgery | 26 | IU | Active
L43663 | PMIMA1 | Mistral-Air MA 1200 Annual PM | Laurence Rawski | LARAW | EMPLOYEE | 1 | 1 | 10/01/2024 | 09/28/2023 | 2 | M | WCH | WCH | Patient Warming System | 17-950 | Warming Units, Patient, Forced-Air | 271227 | Stryker Medical | MA1200-PM | 220139597 |  |  | 102-21100 | WCH-Surgery | 26 | IU | Active
L43664 | PMIMA1 | Mistral-Air MA 1200 Annual PM | Laurence Rawski | LARAW | EMPLOYEE | 1 | 1 | 10/01/2024 | 10/04/2023 | 2 | M | WCH | WCH | Patient Warming System | 17-950 | Warming Units, Patient, Forced-Air | 271227 | Stryker Medical | MA1200-PM | 200325389 |  |  | 102-30695 | WCH-Interventional Services | 26 | IU | Active
L43665 | PMIMA1 | Mistral-Air MA 1200 Annual PM | Laurence Rawski | LARAW | EMPLOYEE | 1 | 1 | 10/01/2024 | 09/28/2023 | 2 | M | WCH | WCH | Patient Warming System | 17-950 | Warming Units, Patient, Forced-Air | 271227 | Stryker Medical | MA1200-PM | 200224403 |  |  | 102-21100 | WCH-Surgery | 26 | IU | Active
L43666 | PMIMA1 | Mistral-Air MA 1200 Annual PM | Laurence Rawski | LARAW | EMPLOYEE | 1 | 1 | 10/01/2024 | 09/28/2023 | 2 | M | WCH | WCH | Patient Warming System | 17-950 | Warming Units, Patient, Forced-Air | 271227 | Stryker Medical | MA1200-PM | 200325399 |  |  | 102-21100 | WCH-Surgery | 26 | IU | Active
L43667 | PMIMA1 | Mistral-Air MA 1200 Annual PM | Rafael Baxcajay | RABAX | EMPLOYEE | 1 | 1 | 10/01/2024 | 10/06/2023 | 2 | M | WCH | WCH | Patient Warming System | 17-950 | Warming Units, Patient, Forced-Air | 271227 | Stryker Medical | MA1200-PM | 200224194 |  |  | 102-13100 | WCH-Intensive Care Unit I | 13 | IU | Active
L43668 | PMIMA1 | Mistral-Air MA 1200 Annual PM | Holly Robinson | HOLROB | EMPLOYEE | 1 | 1 | 10/01/2024 | 10/02/2023 | 2 | M | WCH | WCH | Patient Warming System | 17-950 | Warming Units, Patient, Forced-Air | 271227 | Stryker Medical | MA1200-PM | 200224943 |  |  | 102-23100 | WCH-Emergency Service | 13 | IU | Active
L43669 | PMIMA1 | Mistral-Air MA 1200 Annual PM | Rafael Baxcajay | RABAX | EMPLOYEE | 1 | 1 | 10/01/2024 | 10/16/2023 | 2 | M | WCH | WCH | Patient Warming System | 17-950 | Warming Units, Patient, Forced-Air | 271227 | Stryker Medical | MA1200-PM | 191022589 |  |  | 102-13100 | WCH-Intensive Care Unit I | 13 | IU | Active
L43670 | P10123 | -Pm Device Using Mfg Procedure | Tim McElrath | 11619 | EMPLOYEE | 1 | 0.8 | 03/01/2025 | 03/11/2024 | 6 | M | WCH | WCH | 700 Series SCD | 16-837 | Circulatory Assist Units, Peripheral Compression, Sequential | 452294 | Covidien (US) | 29525 | V2040643SX | SCDTM | SCD 3 | 102-21500 | WCH-PACU | 15 | IU | Active
L43671 | P10123 | -Pm Device Using Mfg Procedure | Tim McElrath | 11619 | EMPLOYEE | 1 | 0.8 | 03/01/2025 | 02/28/2024 | 6 | M | WCH | WCH | 700 Series SCD | 16-837 | Circulatory Assist Units, Peripheral Compression, Sequential | 452294 | Covidien (US) | 29525 | V2040649SX | SCDTM | SCD 3 | 102-13100 | WCH-Intensive Care Unit I | 15 | IU | Active
L43672 | P10123 | -Pm Device Using Mfg Procedure | Tim McElrath | 11619 | EMPLOYEE | 1 | 0.8 | 03/01/2025 | 03/19/2024 | 6 | M | WCH | WCH | 700 Series SCD | 16-837 | Circulatory Assist Units, Peripheral Compression, Sequential | 452294 | Covidien (US) | 29525 | V2040665SX | SCDTM | SCD 3 | 102-13100 | WCH-Intensive Care Unit I | 15 | IU | Active
L43673 | P10123 | -Pm Device Using Mfg Procedure | Tim McElrath | 11619 | EMPLOYEE | 1 | 0.8 | 03/01/2025 | 02/28/2024 | 6 | M | WCH | WCH | 700 Series SCD | 16-837 | Circulatory Assist Units, Peripheral Compression, Sequential | 452294 | Covidien (US) | 29525 | V2040637SX | SCDTM | SCD 3 | 102-13100 | WCH-Intensive Care Unit I | 15 | IU | Active
L43674 | P10123 | -Pm Device Using Mfg Procedure | Tim McElrath | 11619 | EMPLOYEE | 1 | 0.8 | 03/01/2025 | 03/28/2024 | 6 | M | WCH | WCH | 700 Series SCD | 16-837 | Circulatory Assist Units, Peripheral Compression, Sequential | 452294 | Covidien (US) | 29525 | V2040581SX | SCDTM | SCD 3 | 102-12250 | WCH-MED/SURG/TELE UNIT | 14 | IU | Active
L43675 | P10123 | -Pm Device Using Mfg Procedure | Tim McElrath | 11619 | EMPLOYEE | 1 | 0.8 | 03/01/2025 | 03/05/2024 | 6 | M | WCH | WCH | 700 Series SCD | 16-837 | Circulatory Assist Units, Peripheral Compression, Sequential | 452294 | Covidien (US) | 29525 | V2040644SX | SCDTM | SCD 3 | 102-12250 | WCH-MED/SURG/TELE UNIT | 14 | IU | Active
L43676 | P10123 | -Pm Device Using Mfg Procedure | Tim McElrath | 11619 | EMPLOYEE | 1 | 0.8 | 03/01/2025 | 02/27/2024 | 6 | M | WCH | WCH | 700 Series SCD | 16-837 | Circulatory Assist Units, Peripheral Compression, Sequential | 452294 | Covidien (US) | 29525 | V2040627SX | SCDTM | SCD 3 | 102-12250 | WCH-MED/SURG/TELE UNIT | 14 | IU | Active
L43677 | P10123 | -Pm Device Using Mfg Procedure | Tim McElrath | 11619 | EMPLOYEE | 1 | 0.8 | 03/01/2025 | 03/22/2024 | 6 | M | WCH | WCH | 700 Series SCD | 16-837 | Circulatory Assist Units, Peripheral Compression, Sequential | 452294 | Covidien (US) | 29525 | V2040587SX | SCDTM | SCD 3 | 102-12252 | WCH-MED/SURG/TELE UNIT II | 14 | IU | Active
L43678 | P10123 | -Pm Device Using Mfg Procedure | Tim McElrath | 11619 | EMPLOYEE | 1 | 0.8 | 03/01/2025 | 02/27/2024 | 6 | M | WCH | WCH | 700 Series SCD | 16-837 | Circulatory Assist Units, Peripheral Compression, Sequential | 452294 | Covidien (US) | 29525 | V2040630SX | SCDTM | SCD 3 | 102-21500 | WCH-PACU | 15 | IU | Active
L43679 | P10123 | -Pm Device Using Mfg Procedure | Tim McElrath | 11619 | EMPLOYEE | 1 | 0.8 | 03/01/2025 | 02/28/2024 | 6 | M | WCH | WCH | 700 Series SCD | 16-837 | Circulatory Assist Units, Peripheral Compression, Sequential | 452294 | Covidien (US) | 29525 | V2040577SX | SCDTM | SCD 3 | 102-12252 | WCH-MED/SURG/TELE UNIT II | 14 | IU | Active
L43680 | P10123 | -Pm Device Using Mfg Procedure | Tim McElrath | 11619 | EMPLOYEE | 1 | 0.8 | 03/01/2025 | 02/28/2024 | 6 | M | WCH | WCH | 700 Series SCD | 16-837 | Circulatory Assist Units, Peripheral Compression, Sequential | 452294 | Covidien (US) | 29525 | V2040582SX | SCDTM | SCD 3 | 102-12250 | WCH-MED/SURG/TELE UNIT | 14 | IU | Active
L43681 | P10123 | -Pm Device Using Mfg Procedure | Tim McElrath | 11619 | EMPLOYEE | 1 | 0.8 | 03/01/2025 | 04/02/2024 | 6 | M | WCH | WCH | 700 Series SCD | 16-837 | Circulatory Assist Units, Peripheral Compression, Sequential | 452294 | Covidien (US) | 29525 | V2040652SX | SCDTM | SCD 3 | 102-13100 | WCH-Intensive Care Unit I | 15 | IU | Active
L43682 | P10123 | -Pm Device Using Mfg Procedure | Tim McElrath | 11619 | EMPLOYEE | 1 | 0.8 | 03/01/2025 | 03/19/2024 | 6 | M | WCH | WCH | 700 Series SCD | 16-837 | Circulatory Assist Units, Peripheral Compression, Sequential | 452294 | Covidien (US) | 29525 | V2040576SX | SCDTM | SCD 3 | 102-13100 | WCH-Intensive Care Unit I | 15 | IU | Active
L43718 | PMIMA1 | Mistral-Air MA 1200 Annual PM | Rafael Baxcajay | RABAX | EMPLOYEE | 1 | 1 | 10/01/2024 | 09/28/2023 | 2 | M | WCH | WCH | Patient Warming System | 17-950 | Warming Units, Patient, Forced-Air | 271227 | Stryker Medical | MA1200-PM | 220139600 |  |  | 102-21500 | WCH-PACU | 13 | IU | Active
L43720 | PMIMA1 | Mistral-Air MA 1200 Annual PM | Rafael Baxcajay | RABAX | EMPLOYEE | 1 | 1 | 10/01/2024 | 10/03/2023 | 2 | M | WCH | WCH | Patient Warming System | 17-950 | Warming Units, Patient, Forced-Air | 271227 | Stryker Medical | MA1200-PM | 200224806 |  |  | 102-21500 | WCH-PACU | 13 | IU | Active
L43721 | PMIMA1 | Mistral-Air MA 1200 Annual PM | Rafael Baxcajay | RABAX | EMPLOYEE | 1 | 1 | 10/01/2024 | 10/03/2023 | 2 | M | WCH | WCH | Patient Warming System | 17-950 | Warming Units, Patient, Forced-Air | 271227 | Stryker Medical | MA1200-PM | 200224180 |  |  | 102-21500 | WCH-PACU | 13 | IU | Active
L43722 | PMIMA1 | Mistral-Air MA 1200 Annual PM | Rafael Baxcajay | RABAX | EMPLOYEE | 1 | 1 | 10/01/2024 | 10/03/2023 | 2 | M | WCH | WCH | Patient Warming System | 17-950 | Warming Units, Patient, Forced-Air | 271227 | Stryker Medical | MA1200-PM | 220139608 |  |  | 102-21500 | WCH-PACU | 13 | IU | Active
L43723 | PMIMA1 | Mistral-Air MA 1200 Annual PM | Rafael Baxcajay | RABAX | EMPLOYEE | 1 | 1 | 10/01/2024 | 09/26/2023 | 2 | M | WCH | WCH | Patient Warming System | 17-950 | Warming Units, Patient, Forced-Air | 271227 | Stryker Medical | MA1200-PM | 200325472 |  |  | 102-21500 | WCH-PACU | 13 | IU | Active
L43724 | PMIMA1 | Mistral-Air MA 1200 Annual PM | Rafael Baxcajay | RABAX | EMPLOYEE | 1 | 1 | 10/01/2024 | 09/26/2023 | 2 | M | WCH | WCH | Patient Warming System | 17-950 | Warming Units, Patient, Forced-Air | 271227 | Stryker Medical | MA1200-PM | 190418037 |  |  | 102-21500 | WCH-PACU | 13 | IU | Active
L43725 | PMIMA1 | Mistral-Air MA 1200 Annual PM | Rafael Baxcajay | RABAX | EMPLOYEE | 1 | 1 | 10/01/2024 | 10/02/2023 | 2 | M | WCH | WCH | Patient Warming System | 17-950 | Warming Units, Patient, Forced-Air | 271227 | Stryker Medical | MA1200-PM | 200325489 |  |  | 102-21500 | WCH-PACU | 13 | IU | Active
L43726 | PMIMA1 | Mistral-Air MA 1200 Annual PM | Rafael Baxcajay | RABAX | EMPLOYEE | 1 | 1 | 10/01/2024 | 09/26/2023 | 2 | M | WCH | WCH | Patient Warming System | 17-950 | Warming Units, Patient, Forced-Air | 271227 | Stryker Medical | MA1200-PM | 200325390 |  |  | 102-21500 | WCH-PACU | 13 | IU | Active
L43727 | PMIMA1 | Mistral-Air MA 1200 Annual PM | Rafael Baxcajay | RABAX | EMPLOYEE | 1 | 1 | 10/01/2024 | 09/26/2023 | 2 | M | WCH | WCH | Patient Warming System | 17-950 | Warming Units, Patient, Forced-Air | 271227 | Stryker Medical | MA1200-PM | 220139599 |  |  | 102-21500 | WCH-PACU | 13 | IU | Active
L43728 | PMIMA1 | Mistral-Air MA 1200 Annual PM | Rafael Baxcajay | RABAX | EMPLOYEE | 1 | 1 | 10/01/2024 | 09/26/2023 | 2 | M | WCH | WCH | Patient Warming System | 17-950 | Warming Units, Patient, Forced-Air | 271227 | Stryker Medical | MA1200-PM | 200224802 |  |  | 102-21500 | WCH-PACU | 13 | IU | Active
L43729 | PMIMA1 | Mistral-Air MA 1200 Annual PM | Rafael Baxcajay | RABAX | EMPLOYEE | 1 | 1 | 10/01/2024 | 09/26/2023 | 2 | M | WCH | WCH | Patient Warming System | 17-950 | Warming Units, Patient, Forced-Air | 271227 | Stryker Medical | MA1200-PM | 200325393 |  |  | 102-21500 | WCH-PACU | 13 | IU | Active
L43730 | PMIMA1 | Mistral-Air MA 1200 Annual PM | Rafael Baxcajay | RABAX | EMPLOYEE | 1 | 1 | 10/01/2024 | 09/26/2023 | 2 | M | WCH | WCH | Patient Warming System | 17-950 | Warming Units, Patient, Forced-Air | 271227 | Stryker Medical | MA1200-PM | 220139601 |  |  | 102-21500 | WCH-PACU | 13 | IU | Active
L43731 | PMIMA1 | Mistral-Air MA 1200 Annual PM | Rafael Baxcajay | RABAX | EMPLOYEE | 1 | 1 | 10/01/2024 | 09/27/2023 | 2 | M | WCH | WCH | Patient Warming System | 17-950 | Warming Units, Patient, Forced-Air | 271227 | Stryker Medical | MA1200-PM | 200124121 |  |  | 102-21500 | WCH-PACU | 13 | IU | Active
L43732 | PMIMA1 | Mistral-Air MA 1200 Annual PM | Rafael Baxcajay | RABAX | EMPLOYEE | 1 | 1 | 10/01/2024 | 09/27/2023 | 2 | M | WCH | WCH | Patient Warming System | 17-950 | Warming Units, Patient, Forced-Air | 271227 | Stryker Medical | MA1200-PM | 200224805 |  |  | 102-21500 | WCH-PACU | 13 | IU | Active
L43733 | PMIMA1 | Mistral-Air MA 1200 Annual PM | Rafael Baxcajay | RABAX | EMPLOYEE | 1 | 1 | 10/01/2024 | 09/27/2023 | 2 | M | WCH | WCH | Patient Warming System | 17-950 | Warming Units, Patient, Forced-Air | 271227 | Stryker Medical | MA1200-PM | 200124116 |  |  | 102-21500 | WCH-PACU | 13 | IU | Active
L43734 | PMIMA1 | Mistral-Air MA 1200 Annual PM | Rafael Baxcajay | RABAX | EMPLOYEE | 1 | 1 | 10/01/2024 | 09/27/2023 | 2 | M | WCH | WCH | Patient Warming System | 17-950 | Warming Units, Patient, Forced-Air | 271227 | Stryker Medical | MA1200-PM | 200224941 |  |  | 102-21500 | WCH-PACU | 13 | IU | Active
L43735 | PMIMA1 | Mistral-Air MA 1200 Annual PM | Rafael Baxcajay | RABAX | EMPLOYEE | 1 | 1 | 10/01/2024 | 10/04/2023 | 2 | M | WCH | WCH | Patient Warming System | 17-950 | Warming Units, Patient, Forced-Air | 271227 | Stryker Medical | MA1200-PM | 190418019 |  |  | 102-21500 | WCH-PACU | 13 | IU | Active
L43736 | PMIMA1 | Mistral-Air MA 1200 Annual PM | Rafael Baxcajay | RABAX | EMPLOYEE | 1 | 1 | 10/01/2024 | 10/04/2023 | 2 | M | WCH | WCH | Patient Warming System | 17-950 | Warming Units, Patient, Forced-Air | 271227 | Stryker Medical | MA1200-PM | 200224195 |  |  | 102-21500 | WCH-PACU | 13 | IU | Active
L43737 | PMIMA1 | Mistral-Air MA 1200 Annual PM | Rafael Baxcajay | RABAX | EMPLOYEE | 1 | 1 | 10/01/2024 | 10/02/2023 | 2 | M | WCH | WCH | Patient Warming System | 17-950 | Warming Units, Patient, Forced-Air | 271227 | Stryker Medical | MA1200-PM | 190418033 |  |  | 102-21500 | WCH-PACU | 13 | IU | Active
L43738 | PMIMA1 | Mistral-Air MA 1200 Annual PM | Rafael Baxcajay | RABAX | EMPLOYEE | 1 | 1 | 10/01/2024 | 10/02/2023 | 2 | M | WCH | WCH | Patient Warming System | 17-950 | Warming Units, Patient, Forced-Air | 271227 | Stryker Medical | MA1200-PM | 200224182 |  |  | 102-21500 | WCH-PACU | 13 | IU | Active
L43739 | PMIMA1 | Mistral-Air MA 1200 Annual PM | Rafael Baxcajay | RABAX | EMPLOYEE | 1 | 1 | 10/01/2024 | 10/02/2023 | 2 | M | WCH | WCH | Patient Warming System | 17-950 | Warming Units, Patient, Forced-Air | 271227 | Stryker Medical | MA1200-PM | 220139607 |  |  | 102-21500 | WCH-PACU | 13 | IU | Active
L43740 | PMIMA1 | Mistral-Air MA 1200 Annual PM | Rafael Baxcajay | RABAX | EMPLOYEE | 1 | 1 | 10/01/2024 | 10/02/2023 | 2 | M | WCH | WCH | Patient Warming System | 17-950 | Warming Units, Patient, Forced-Air | 271227 | Stryker Medical | MA1200-PM | 200224191 |  |  | 102-21500 | WCH-PACU | 13 | IU | Active
L43741 | PMIMA1 | Mistral-Air MA 1200 Annual PM | Rafael Baxcajay | RABAX | EMPLOYEE | 1 | 1 | 10/01/2024 | 10/02/2023 | 2 | M | WCH | WCH | Patient Warming System | 17-950 | Warming Units, Patient, Forced-Air | 271227 | Stryker Medical | MA1200-PM | 200224797 |  |  | 102-21500 | WCH-PACU | 13 | IU | Active
L43742 | PMIMA1 | Mistral-Air MA 1200 Annual PM | Rafael Baxcajay | RABAX | EMPLOYEE | 1 | 1 | 10/01/2024 | 10/02/2023 | 2 | M | WCH | WCH | Patient Warming System | 17-950 | Warming Units, Patient, Forced-Air | 271227 | Stryker Medical | MA1200-PM | 200224190 |  |  | 102-21500 | WCH-PACU | 13 | IU | Active
L43743 | PMIMA1 | Mistral-Air MA 1200 Annual PM | Rafael Baxcajay | RABAX | EMPLOYEE | 1 | 1 | 10/01/2024 | 10/02/2023 | 2 | M | WCH | WCH | Patient Warming System | 17-950 | Warming Units, Patient, Forced-Air | 271227 | Stryker Medical | MA1200-PM | 200124111 |  |  | 102-21500 | WCH-PACU | 13 | IU | Active
L43744 | PMIMA1 | Mistral-Air MA 1200 Annual PM | Rafael Baxcajay | RABAX | EMPLOYEE | 1 | 1 | 10/01/2024 | 10/03/2023 | 2 | M | WCH | WCH | Patient Warming System | 17-950 | Warming Units, Patient, Forced-Air | 271227 | Stryker Medical | MA1200-PM | 200224413 |  |  | 102-21500 | WCH-PACU | 13 | IU | Active
L43746 | PRANGE | --- Ranger 245 PM Procedure --- | Tim McElrath | 11619 | EMPLOYEE | 3 | 1 | 06/01/2024 | 03/04/2024 | 1 | M | WCH | WCH | Blood Warmer | 10-447 | Warming Units, Blood/Intravenous Solution | 418683 | Arizant Healthcare Inc | 245 | 102235 |  |  | 102-20100 | WCH-Anesthesiology | 33 | IU | Active
L43747 | PRANGE | --- Ranger 245 PM Procedure --- | Tim McElrath | 11619 | EMPLOYEE | 3 | 1 | 06/01/2024 | 03/04/2024 | 1 | M | WCH | WCH | Blood Warmer | 10-447 | Warming Units, Blood/Intravenous Solution | 418683 | Arizant Healthcare Inc | 245 | 102237 |  |  | 102-20100 | WCH-Anesthesiology | 33 | IU | Active
L43748 | PRANGE | --- Ranger 245 PM Procedure --- | Tim McElrath | 11619 | EMPLOYEE | 3 | 1 | 06/01/2024 | 03/08/2024 | 1 | M | WCH | WCH | Blood Warmer | 10-447 | Warming Units, Blood/Intravenous Solution | 418683 | Arizant Healthcare Inc | 245 | 102234 |  |  | 102-20100 | WCH-Anesthesiology | 33 | IU | Active
L43749 | PRANGE | --- Ranger 245 PM Procedure --- | Tim McElrath | 11619 | EMPLOYEE | 3 | 1 | 06/01/2024 | 03/04/2024 | 1 | M | WCH | WCH | Blood Warmer | 10-447 | Warming Units, Blood/Intravenous Solution | 418683 | Arizant Healthcare Inc | 245 | 102238 |  |  | 102-20100 | WCH-Anesthesiology | 33 | IU | Active
L43750 | PSA745 | SAGE 7455 5 Year Filter Replacement | Laurence Rawski | LARAW | EMPLOYEE | 5 | 1 | 05/01/2028 |  | 2 | M | WCH | WCH | Patient Repositioning System | 34-047 | Mattress Systems, Patient Repositioning | 103635 | Sage Products Inc | 7455 | 22207-099 |  |  | 102-21100 | WCH-Surgery | 25 | IU | Active
L43751 | PSA745 | SAGE 7455 5 Year Filter Replacement | Laurence Rawski | LARAW | EMPLOYEE | 5 | 1 | 05/01/2028 |  | 2 | M | WCH | WCH | Patient Repositioning System | 34-047 | Mattress Systems, Patient Repositioning | 103635 | Sage Products Inc | 7455 | 22207-107 |  |  | 102-21100 | WCH-Surgery | 25 | IU | Active
L43753 | P-VPM | -Vendor PM | Holly Robinson | HOLROB | EMPLOYEE | 1 | 0.5 | 09/01/2024 | 09/07/2023 | 2 | M | WCH | WCH | Blood Gas Analyzer | 15-709 | Analyzers, Laboratory, Blood Gas/pH | 101928 | Radiometer America Inc | ABL90 Plus | 092R0386N0008 |  |  | 102-23100 | WCH-Emergency Service | 15 | IU | Active
L43754 | P-VPM | -Vendor PM | Rafael Baxcajay | RABAX | EMPLOYEE | 1 | 0.5 | 09/01/2024 | 09/07/2023 | 2 | M | WCH | WCH | Blood Gas Analyzer | 15-709 | Analyzers, Laboratory, Blood Gas/pH | 101928 | Radiometer America Inc | ABL90 Plus | 092R0386N0026 |  |  | 102-13100 | WCH-Intensive Care Unit I | 15 | IU | Active
L43758 | P-VPM | -Vendor PM | Tim McElrath | 11619 | EMPLOYEE | 1 | 0.5 | 02/01/2025 | 02/28/2024 | 2 | M | WCH | WCH | Blood Bank Analyzer Blood | 16-817 | Analyzers, Laboratory, Hematology, Blood Grouping, Automated | 104855 | Immucor Inc | ECHO LUMENA | M21153 |  |  | 102-31100 | WCH-Blood Services | 14 | IU | Active
L43764 | P-VPM | -Vendor PM | Tim McElrath | 11619 | EMPLOYEE | 1 | 0.5 | 03/01/2025 | 04/18/2024 | 2 | M | WCH | WCH | ESR Erythro-Sedimentation Rate | 15-177 | Analyzers, Laboratory, Hematology, Erythrocyte Sedimentation Rate | 460782 | ALCOR Scientific Inc | iSED | 02412 |  |  | 102-31000 | WCH-Laboratory Services | 14 | IU | Active
L43770 | P--ORS | --- OR Safety Inspection --- | Laurence Rawski | LARAW | EMPLOYEE | 6 | 0.25 | 08/01/2024 | 01/26/2024 | 2 | M | WCH | WCH | Endo Video Camera Console CCU | 18-034 | Image Processors, Video, Endoscopy | 107135 | Boston Scientific Corp | M00546650 | 2232700105 |  |  | 102-30695 | WCH-Interventional Services | 25 | IU | Active
L43780 | P10123 | -Pm Device Using Mfg Procedure | Holly Robinson | HOLROB | EMPLOYEE | 1 | 0.8 | 03/01/2025 | 03/19/2024 | 6 | M | WCH | WCH | 700 Series SCD | 16-837 | Circulatory Assist Units, Peripheral Compression, Sequential | 452294 | Covidien (US) | 29525 | V2041405SX | SCDHR | SCD 1 | 102-13100 | WCH-Intensive Care Unit I | 15 | IU | Active
L43781 | PRANGE | --- Ranger 245 PM Procedure --- | Holly Robinson | HOLROB | EMPLOYEE | 3 | 1 | 06/01/2024 | 03/04/2024 | 1 | M | WCH | WCH | Blood Warmer | 10-447 | Warming Units, Blood/Intravenous Solution | 418683 | Arizant Healthcare Inc | 245 | 103929 |  |  | 102-23100 | WCH-Emergency Service | 20 | IU | Active
NEW-EQUIP | PININN | Initial Inspection - New Equip Add | Laurence Rawski | LARAW | EMPLOYEE | 1 | 0 | 11/01/2022 | 02/07/2023 | 10 | D | WCH | WCH | New Equipment ADD | CC-004 | New Equipment ADD | 000 | Misc-Numbers | New Equipment ADD | NSNNEW-EQUIPWCH |  |  | 102-33900 | WCH-Ultrasound | 03 | IU | Active
NOTAG | PINVEN | Environment | Laurence Rawski | LARAW | EMPLOYEE | 1 | 0.5 | 08/01/2024 |  | 2 | M | WCH | WCH | NEED TAG NUMBER | CC-056 | Environment | 000 | Misc-Numbers | No Tag | NONE |  |  | 102-88570 | WCH-Clinical Engineering | 03 | IU | Active
R17366 | PMOPHM | Monitors, Physiologic, Multipurpose | Laurence Rawski | LARAW | EMPLOYEE | 1 | 0.9 | 02/01/2025 |  | 2 | M | WCH | WCH | MRI Patient Monitor | 20-170 | Monitors, Physiologic, Multipurpose, Bedside | 453885 | IRadimed Corp | 3880M-4 | IR388001063 |  |  | 102-33700 | WCH-MRI | 16 | IU | Active
R17374 | P-VPM | -Vendor PM | Laurence Rawski | LARAW | EMPLOYEE | 6 | 0.5 | 09/01/2024 | 03/08/2024 | 2 | M | WCH | WCH | Holmium Laser | 17-769 | Lasers, Ho:YAG, Surgical | 392912 | Lumenis Inc | Power Suite 100W | 003-56278 |  |  | 102-21100 | WCH-Surgery | 33 | IU | Active
WAG-TEST | PWAGAA | Waste Gas Analysis | Laurence Rawski | LARAW | EMPLOYEE | 6 | 2 | 09/01/2024 | 03/28/2024 | 1 | M | WCH | WCH | Waste Anesthetic Gas Analysis | CC-056 | Environment | 000 | Misc-Numbers | Waste Gas Analysis | 3/23 |  |  | 102-21100 | WCH-Surgery | 22 | IU | Active
WC0H168 | P10123 | -Pm Device Using Mfg Procedure | Holly Robinson | HOLROB | EMPLOYEE | 1 | 0.5 | 01/01/2025 |  | 2 | M | WCH | WCH | Handheld Video Laryngoscope | 23-532 | Laryngoscopes, Rigid, Video | 451928 | Verathon Inc | GlideScope Core 15 | CN221925 |  |  | 102-23100 | WCH-Emergency Service | 12 | IU | Active
WC1003 | PSAFIN | Safety Inspection | Thomas Odaris | 85190 | EMPLOYEE | 1 | 0.25 | 01/01/2025 | 01/18/2024 | 2 | M | WCH | WCH | TEE Transducer | 14-121TEE | Transducers, Ultrasonic, TEE | 453551 | Philips Healthcare | X8-2T | F07FTX |  |  | 102-33900 | WCH-Ultrasound | 15 | IU | Active
WCH10002 | P--ORS | --- OR Safety Inspection --- | Laurence Rawski | LARAW | EMPLOYEE | 6 | 0.25 | 08/01/2024 | 01/26/2024 | 2 | M | WCH | WCH | RF Ablation Vertebral System | 35-856 | Radiofrequency Therapy Systems, Tissue Ablation, Intervertebral Disk | 372300 | Medtronic Spinal and Biologics | OC01 | RB23D740 |  |  | 102-30695 | WCH-Interventional Services | 32 | IU | Active
WCH10003 | P--ORS | --- OR Safety Inspection --- | Laurence Rawski | LARAW | EMPLOYEE | 6 | 0.25 | 08/01/2024 | 01/26/2024 | 2 | M | WCH | WCH | RF Ablation Vertebral System | 35-856 | Radiofrequency Therapy Systems, Tissue Ablation, Intervertebral Disk | 372300 | Medtronic Spinal and Biologics | OC01 | RB23F419 |  |  | 102-30695 | WCH-Interventional Services | 32 | IU | Active
WCH10005 | PQUH1F | Quarterly H-1200 Fast Flow Fluid Warmer PM. | Holly Robinson | HOLROB | EMPLOYEE | 3 | 0.5 | 07/01/2024 | 04/04/2024 | 1 | M | WCH | WCH | Fast Flow Fluid Warmer | 17-907 | Infusion Pumps, Blood/Solution Warming | 455334 | Smiths Medical ASD Inc | H-1200 | 33003811 |  |  | 102-23100 | WCH-Emergency Service | 20 | IU | Active
WCH10005 | PANH1F | Annual H-1200 Fast Flow Fluid Warmer PM. | Holly Robinson | HOLROB | EMPLOYEE | 1 | 2 | 07/01/2024 | 12/18/2023 | 2 | M | WCH | WCH | Fast Flow Fluid Warmer | 17-907 | Infusion Pumps, Blood/Solution Warming | 455334 | Smiths Medical ASD Inc | H-1200 | 33003811 |  |  | 102-23100 | WCH-Emergency Service | 20 | IU | Active
WCH10006 | P69 | Electrosurgical Unit, General Purpose -Esu-. | Holly Robinson | HOLROB | EMPLOYEE | 1 | 1 | 02/01/2025 | 02/05/2024 | 2 | M | WCH | WCH | Electrocautery | 11-418 | Electrothermal Cautery Units | 551525 | Apyx Medical Corp | BURR2 | 106071510001000 |  |  | 102-23100 | WCH-Emergency Service | 20 | IU | Active
WCH1001 | PJRPMD | PM Device Using Mfg Procedure (Non AEM) | Thomas Odaris | 85190 | EMPLOYEE | 6 | 4 | 06/01/2024 | 03/29/2024 | 2 | M | WCH | WCH | Diagnostic Ultrasound System | 14-278 | Scanning Systems, Ultrasonic | 439946 | GE Healthcare USA | LOGIQ E10 R3 | 510396US9 |  |  | 102-33900 | WCH-Ultrasound | 17 | IU | Active
WCH1004 | PSAFIN | Safety Inspection | Thomas Odaris | 85190 | EMPLOYEE | 1 | 0.25 | 01/01/2025 | 02/28/2024 | 2 | M | WCH | WCH | Transducers, Ultrasonic | 14-121 | Transducers, Ultrasonic | 453551 | Philips Healthcare | X5-1 | F078Y5 |  |  | 102-33900 | WCH-Ultrasound | 16 | IU | Active
WCH1005 | PWSDI | Ultrasound Diagnostic | Thomas Odaris | 85190 | EMPLOYEE | 6 | 2.25 | 06/01/2024 | 01/18/2024 | 2 | M | WCH | WCH | Cardiac Ultrasound System | 17-422 | Scanning Systems, Ultrasonic, Cardiac | 453551 | Philips Healthcare | EPIQ CVx 3D | US822B2386 |  |  | 102-33900 | WCH-Ultrasound | 17 | IU | Active
WCH1006 | PSAFIN | Safety Inspection | Thomas Odaris | 85190 | EMPLOYEE | 1 | 0.25 | 01/01/2025 | 10/27/2023 | 2 | M | WCH | WCH | Transducers, Ultrasonic | 14-121 | Transducers, Ultrasonic | 453551 | Philips Healthcare | X5-1 | F08KNB |  |  | 102-33900 | WCH-Ultrasound | 16 | IU | Active
WCH1007 | PWSDI | Ultrasound Diagnostic | Thomas Odaris | 85190 | EMPLOYEE | 6 | 2.25 | 06/01/2024 | 01/11/2024 | 2 | M | WCH | WCH | Cardiac Ultrasound System | 17-422 | Scanning Systems, Ultrasonic, Cardiac | 453551 | Philips Healthcare | EPIQ CVx 3D | USD22B0626 |  |  | 102-33900 | WCH-Ultrasound | 17 | IU | Active
WCH1008 | PSAFIN | Safety Inspection | Thomas Odaris | 85190 | EMPLOYEE | 1 | 0.25 | 01/01/2025 | 02/28/2024 | 2 | M | WCH | WCH | TEE Transducer | 14-121TEE | Transducers, Ultrasonic, TEE | 453551 | Philips Healthcare | X8-2T | F07FXZ |  |  | 102-33900 | WCH-Ultrasound | 15 | IU | Active
WCH1020 | P10123 | -Pm Device Using Mfg Procedure | Holly Robinson | HOLROB | EMPLOYEE | 1 | 0.5 | 06/01/2024 | 05/30/2023 | 3 | M | WCH | WCH | Stretcher | 19-021 | Stretchers, Mobile, Hospital, Adjustable-Height w/SCALE | 271227 | Stryker Medical | 1115 | 2022006706478 | STRETC | Stretchers 1 | 102-23100 | WCH-Emergency Service | 13 | IU | Active
WCH1021 | P10123 | -Pm Device Using Mfg Procedure | Holly Robinson | HOLROB | EMPLOYEE | 1 | 0.5 | 06/01/2024 | 05/30/2023 | 3 | M | WCH | WCH | Stretcher | 19-021 | Stretchers, Mobile, Hospital, Adjustable-Height w/SCALE | 271227 | Stryker Medical | 1115 | 2022006706438 | STRETC | Stretchers 1 | 102-23100 | WCH-Emergency Service | 13 | IU | Active
WCH1022 | P10123 | -Pm Device Using Mfg Procedure | Holly Robinson | HOLROB | EMPLOYEE | 1 | 0.5 | 06/01/2024 | 05/31/2023 | 3 | M | WCH | WCH | Stretcher | 19-021 | Stretchers, Mobile, Hospital, Adjustable-Height w/SCALE | 271227 | Stryker Medical | 1115 | 2022006706493 | STRETC | Stretchers 1 | 102-23100 | WCH-Emergency Service | 13 | IU | Active
WCH1023 | P10123 | -Pm Device Using Mfg Procedure | Holly Robinson | HOLROB | EMPLOYEE | 1 | 0.5 | 06/01/2024 | 05/30/2023 | 3 | M | WCH | WCH | Stretcher | 19-021 | Stretchers, Mobile, Hospital, Adjustable-Height w/SCALE | 271227 | Stryker Medical | 1115 | 2022006706492 | STRETC | Stretchers 1 | 102-23100 | WCH-Emergency Service | 13 | IU | Active
WCH1024 | P10123 | -Pm Device Using Mfg Procedure | Holly Robinson | HOLROB | EMPLOYEE | 1 | 0.5 | 06/01/2024 | 06/06/2023 | 3 | M | WCH | WCH | Stretcher | 19-021 | Stretchers, Mobile, Hospital, Adjustable-Height w/SCALE | 271227 | Stryker Medical | 1115 | 2022006706486 | STRETC | Stretchers 1 | 102-23100 | WCH-Emergency Service | 13 | IU | Active
WCH1025 | P10123 | -Pm Device Using Mfg Procedure | Holly Robinson | HOLROB | EMPLOYEE | 1 | 0.5 | 06/01/2024 | 05/30/2023 | 3 | M | WCH | WCH | Stretcher | 19-021 | Stretchers, Mobile, Hospital, Adjustable-Height w/SCALE | 271227 | Stryker Medical | 1115 | 2022006706490 | STRETC | Stretchers 1 | 102-23100 | WCH-Emergency Service | 13 | IU | Active
WCH1026 | P10123 | -Pm Device Using Mfg Procedure | Holly Robinson | HOLROB | EMPLOYEE | 1 | 0.5 | 06/01/2024 | 05/31/2023 | 3 | M | WCH | WCH | Stretcher | 19-021 | Stretchers, Mobile, Hospital, Adjustable-Height w/SCALE | 271227 | Stryker Medical | 1115 | 2022006706480 | STRETC | Stretchers 1 | 102-23100 | WCH-Emergency Service | 13 | IU | Active
WCH1027 | P10123 | -Pm Device Using Mfg Procedure | Holly Robinson | HOLROB | EMPLOYEE | 1 | 0.5 | 06/01/2024 | 05/31/2023 | 3 | M | WCH | WCH | Stretcher | 19-021 | Stretchers, Mobile, Hospital, Adjustable-Height w/SCALE | 271227 | Stryker Medical | 1115 | 2022006706487 | STRETC | Stretchers 1 | 102-23100 | WCH-Emergency Service | 13 | IU | Active
WCH1028 | P10123 | -Pm Device Using Mfg Procedure | Holly Robinson | HOLROB | EMPLOYEE | 1 | 0.5 | 06/01/2024 | 05/31/2023 | 3 | M | WCH | WCH | Stretcher | 19-021 | Stretchers, Mobile, Hospital, Adjustable-Height w/SCALE | 271227 | Stryker Medical | 1115 | 2022006706494 | STRETC | Stretchers 1 | 102-23100 | WCH-Emergency Service | 13 | IU | Active
WCH1029 | P10123 | -Pm Device Using Mfg Procedure | Holly Robinson | HOLROB | EMPLOYEE | 1 | 0.5 | 06/01/2024 | 05/31/2023 | 3 | M | WCH | WCH | Stretcher | 19-021 | Stretchers, Mobile, Hospital, Adjustable-Height w/SCALE | 271227 | Stryker Medical | 1115 | 2022006706482 | STRETC | Stretchers 1 | 102-23100 | WCH-Emergency Service | 13 | IU | Active
WCH1030 | P10123 | -Pm Device Using Mfg Procedure | Holly Robinson | HOLROB | EMPLOYEE | 1 | 0.5 | 06/01/2024 | 05/31/2023 | 3 | M | WCH | WCH | Stretcher | 19-021 | Stretchers, Mobile, Hospital, Adjustable-Height w/SCALE | 271227 | Stryker Medical | 1115 | 2022006706481 | STRETC | Stretchers 1 | 102-23100 | WCH-Emergency Service | 13 | IU | Active
WCH1031 | P10123 | -Pm Device Using Mfg Procedure | Holly Robinson | HOLROB | EMPLOYEE | 1 | 0.5 | 06/01/2024 | 05/31/2023 | 3 | M | WCH | WCH | Stretcher | 19-021 | Stretchers, Mobile, Hospital, Adjustable-Height w/SCALE | 271227 | Stryker Medical | 1115 | 2022006706485 | STRETC | Stretchers 1 | 102-23100 | WCH-Emergency Service | 13 | IU | Active
WCH1032 | P10123 | -Pm Device Using Mfg Procedure | Holly Robinson | HOLROB | EMPLOYEE | 1 | 0.5 | 06/01/2024 | 05/31/2023 | 3 | M | WCH | WCH | Stretcher | 19-021 | Stretchers, Mobile, Hospital, Adjustable-Height w/SCALE | 271227 | Stryker Medical | 1115 | 2022006706491 | STRETC | Stretchers 1 | 102-23100 | WCH-Emergency Service | 13 | IU | Active
WCH1033 | P10123 | -Pm Device Using Mfg Procedure | Holly Robinson | HOLROB | EMPLOYEE | 1 | 0.5 | 06/01/2024 | 05/31/2023 | 3 | M | WCH | WCH | Stretcher | 19-021 | Stretchers, Mobile, Hospital, Adjustable-Height w/SCALE | 271227 | Stryker Medical | 1115 | 2022006706483 | STRETC | Stretchers 1 | 102-23100 | WCH-Emergency Service | 13 | IU | Active
WCH1034 | P10123 | -Pm Device Using Mfg Procedure | Holly Robinson | HOLROB | EMPLOYEE | 1 | 0.5 | 06/01/2024 | 05/31/2023 | 3 | M | WCH | WCH | Stretcher | 19-021 | Stretchers, Mobile, Hospital, Adjustable-Height w/SCALE | 271227 | Stryker Medical | 1115 | 2022006706479 | STRETC | Stretchers 1 | 102-23100 | WCH-Emergency Service | 13 | IU | Active
WCH1035 | P10123 | -Pm Device Using Mfg Procedure | Holly Robinson | HOLROB | EMPLOYEE | 1 | 0.5 | 06/01/2024 | 05/31/2023 | 3 | M | WCH | WCH | Stretcher | 19-021 | Stretchers, Mobile, Hospital, Adjustable-Height w/SCALE | 271227 | Stryker Medical | 1115 | 2022006706484 | STRETC | Stretchers 1 | 102-23100 | WCH-Emergency Service | 13 | IU | Active
WCH1036 | P10123 | -Pm Device Using Mfg Procedure | Holly Robinson | HOLROB | EMPLOYEE | 1 | 0.5 | 06/01/2024 | 05/31/2023 | 3 | M | WCH | WCH | Stretcher | 19-021 | Stretchers, Mobile, Hospital, Adjustable-Height w/SCALE | 271227 | Stryker Medical | 1115 | 2022006706489 | STRETC | Stretchers 1 | 102-23100 | WCH-Emergency Service | 13 | IU | Active
WCH1037 | P10123 | -Pm Device Using Mfg Procedure | Holly Robinson | HOLROB | EMPLOYEE | 1 | 0.5 | 06/01/2024 | 05/30/2023 | 3 | M | WCH | WCH | Stretcher | 19-021 | Stretchers, Mobile, Hospital, Adjustable-Height w/SCALE | 271227 | Stryker Medical | 1115 | 2022006706502 | STRETC | Stretchers 1 | 102-23100 | WCH-Emergency Service | 13 | IU | Active
WCH1038 | P10123 | -Pm Device Using Mfg Procedure | Rafael Baxcajay | RABAX | EMPLOYEE | 1 | 0.5 | 06/01/2024 | 05/30/2023 | 3 | M | WCH | WCH | Stretcher | 19-021 | Stretchers, Mobile, Hospital, Adjustable-Height w/SCALE | 271227 | Stryker Medical | 1115 | 2022006706497 | STRETH | Stretchers 2 | 102-34000 | WCH-Diagnostic Imaging | 12 | IU | Active
WCH1039 | P10123 | -Pm Device Using Mfg Procedure | Rafael Baxcajay | RABAX | EMPLOYEE | 1 | 0.5 | 06/01/2024 | 05/31/2023 | 3 | M | WCH | WCH | Stretcher | 19-021 | Stretchers, Mobile, Hospital, Adjustable-Height w/SCALE | 271227 | Stryker Medical | 1115 | 2022006706495 | STRETH | Stretchers 2 | 102-34000 | WCH-Diagnostic Imaging | 12 | IU | Active
WCH1040 | P10123 | -Pm Device Using Mfg Procedure | Rafael Baxcajay | RABAX | EMPLOYEE | 1 | 0.5 | 06/01/2024 | 05/30/2023 | 3 | M | WCH | WCH | Stretcher | 19-021 | Stretchers, Mobile, Hospital, Adjustable-Height w/SCALE | 271227 | Stryker Medical | 1115 | 2022006706496 | STRETH | Stretchers 2 | 102-34000 | WCH-Diagnostic Imaging | 12 | IU | Active
WCH1041 | P10123 | -Pm Device Using Mfg Procedure | Rafael Baxcajay | RABAX | EMPLOYEE | 1 | 0.5 | 06/01/2024 | 05/30/2023 | 3 | M | WCH | WCH | Stretcher | 19-021 | Stretchers, Mobile, Hospital, Adjustable-Height w/SCALE | 271227 | Stryker Medical | 1115 | 2022006706499 | STRETH | Stretchers 2 | 102-34000 | WCH-Diagnostic Imaging | 12 | IU | Active
WCH1042 | P10123 | -Pm Device Using Mfg Procedure | Rafael Baxcajay | RABAX | EMPLOYEE | 1 | 0.5 | 06/01/2024 | 05/30/2023 | 3 | M | WCH | WCH | Stretcher | 19-021 | Stretchers, Mobile, Hospital, Adjustable-Height w/SCALE | 271227 | Stryker Medical | 1115 | 2022006706498 | STRETH | Stretchers 2 | 102-34000 | WCH-Diagnostic Imaging | 12 | IU | Active
WCH1043 | P10123 | -Pm Device Using Mfg Procedure | Rafael Baxcajay | RABAX | EMPLOYEE | 1 | 0.5 | 06/01/2024 | 05/30/2023 | 3 | M | WCH | WCH | Stretcher | 19-021 | Stretchers, Mobile, Hospital, Adjustable-Height w/SCALE | 271227 | Stryker Medical | 1115 | 2022006706501 | STRETH | Stretchers 2 | 102-34000 | WCH-Diagnostic Imaging | 12 | IU | Active
WCH1044 | P10123 | -Pm Device Using Mfg Procedure | Rafael Baxcajay | RABAX | EMPLOYEE | 1 | 0.5 | 06/01/2024 | 05/30/2023 | 3 | M | WCH | WCH | Stretcher | 19-021 | Stretchers, Mobile, Hospital, Adjustable-Height w/SCALE | 271227 | Stryker Medical | 1115 | 2022006706500 | STRETH | Stretchers 2 | 102-34000 | WCH-Diagnostic Imaging | 12 | IU | Active
WCH1045 | P10123 | -Pm Device Using Mfg Procedure | Rafael Baxcajay | RABAX | EMPLOYEE | 1 | 0.5 | 06/01/2024 | 06/05/2023 | 3 | M | WCH | WCH | Stretcher | 19-021 | Stretchers, Mobile, Hospital, Adjustable-Height w/SCALE | 271227 | Stryker Medical | 1115 | 2022006706527 | STRETH | Stretchers 2 | 102-21500 | WCH-PACU | 13 | IU | Active
WCH1046 | P10123 | -Pm Device Using Mfg Procedure | Rafael Baxcajay | RABAX | EMPLOYEE | 1 | 0.5 | 06/01/2024 | 05/31/2023 | 3 | M | WCH | WCH | Stretcher | 19-021 | Stretchers, Mobile, Hospital, Adjustable-Height w/SCALE | 271227 | Stryker Medical | 1115 | 2022006706525 | STRETH | Stretchers 2 | 102-21500 | WCH-PACU | 13 | IU | Active
WCH1047 | P10123 | -Pm Device Using Mfg Procedure | Rafael Baxcajay | RABAX | EMPLOYEE | 1 | 0.5 | 06/01/2024 | 06/16/2023 | 3 | M | WCH | WCH | Stretcher | 19-021 | Stretchers, Mobile, Hospital, Adjustable-Height w/SCALE | 271227 | Stryker Medical | 1115 | 2022006706516 | STRETH | Stretchers 2 | 102-21500 | WCH-PACU | 13 | IU | Active
WCH1048 | P10123 | -Pm Device Using Mfg Procedure | Rafael Baxcajay | RABAX | EMPLOYEE | 1 | 0.5 | 06/01/2024 | 05/31/2023 | 3 | M | WCH | WCH | Stretcher | 19-021 | Stretchers, Mobile, Hospital, Adjustable-Height w/SCALE | 271227 | Stryker Medical | 1115 | 2022006706521 | STRETH | Stretchers 2 | 102-21500 | WCH-PACU | 13 | IU | Active
WCH1049 | P10123 | -Pm Device Using Mfg Procedure | Rafael Baxcajay | RABAX | EMPLOYEE | 1 | 0.5 | 06/01/2024 | 06/01/2023 | 3 | M | WCH | WCH | Stretcher | 19-021 | Stretchers, Mobile, Hospital, Adjustable-Height w/SCALE | 271227 | Stryker Medical | 1115 | 2022006706513 | STRETH | Stretchers 2 | 102-21500 | WCH-PACU | 13 | IU | Active
WCH1050 | P10123 | -Pm Device Using Mfg Procedure | Rafael Baxcajay | RABAX | EMPLOYEE | 1 | 0.5 | 06/01/2024 | 06/01/2023 | 3 | M | WCH | WCH | Stretcher | 19-021 | Stretchers, Mobile, Hospital, Adjustable-Height w/SCALE | 271227 | Stryker Medical | 1115 | 2022006706517 | STRETH | Stretchers 2 | 102-21500 | WCH-PACU | 13 | IU | Active
WCH10500 | P--ORS | --- OR Safety Inspection --- | Laurence Rawski | LARAW | EMPLOYEE | 6 | 0.25 | 11/01/2024 | 04/30/2024 | 2 | M | WCH | WCH | Surgical Instrument Controller | 23-545 | Power Systems, Electromechanical, Surgery | 107536 | Stryker Endoscopy | 0475-100-000 | 22L586974 |  |  | 102-21100 | WCH-Surgery | 32 | IU | Active
WCH10501 | P--ORS | --- OR Safety Inspection --- | Laurence Rawski | LARAW | EMPLOYEE | 6 | 0.25 | 11/01/2024 | 04/30/2024 | 2 | M | WCH | WCH | Integrated Arthroscopy Pump | 17-676 | Irrigation/Distention Systems | 107536 | Stryker Endoscopy | 0450-000-000 | 23C535664 |  |  | 102-21100 | WCH-Surgery | 32 | IU | Active
WCH10502 | P--ORS | --- OR Safety Inspection --- | Laurence Rawski | LARAW | EMPLOYEE | 6 | 0.25 | 11/01/2024 | 04/30/2024 | 2 | M | WCH | WCH | Surgical Instrument Controller | 23-545 | Power Systems, Electromechanical, Surgery | 107536 | Stryker Endoscopy | 0475-100-000 | 23D5045234 |  |  | 102-21100 | WCH-Surgery | 32 | IU | Active
WCH10503 | P--ORS | --- OR Safety Inspection --- | Laurence Rawski | LARAW | EMPLOYEE | 6 | 0.25 | 11/01/2024 | 04/30/2024 | 2 | M | WCH | WCH | Integrated Arthroscopy Pump | 17-676 | Irrigation/Distention Systems | 107536 | Stryker Endoscopy | 0450-000-000 | 23C535674 |  |  | 102-21100 | WCH-Surgery | 32 | IU | Active
WCH10504 | P-VPM | -Vendor PM | Tim McElrath | 11619 | EMPLOYEE | 1 | 1 | 03/01/2025 | 05/02/2024 | 2 | M | WCH | WCH | Cryostat-Microtome | 15-157 | Microtomes, Cryostat | 107938 | Leica Microsystems Inc | CM1860UV | 6852 |  |  | 102-31000 | WCH-Laboratory Services | 12 | IU | Active
WCH10506 | P-VPM | -Vendor PM | Tim McElrath | 11619 | EMPLOYEE | 1 | 0.7 | 03/01/2025 | 04/30/2024 | 2 | M | WCH | WCH | Pathology Cassette Printer | 15-189 | Tissue Embedding Equipment | 568447 | Epredia | A83800102 | PP8398M2209EP |  |  | 102-31000 | WCH-Laboratory Services | 12 | IU | Active
WCH10508 | PSAFIN | Safety Inspection | Tim McElrath | 11619 | EMPLOYEE | 1 | 0.3 | 03/01/2025 | 03/18/2024 | 2 | M | WCH | WCH | Heating Block | 15-105 | Heating Blocks | 451895 | Thermo Fisher Scientific Inc | 88870002 | N2BT70002018 |  |  | 102-31100 | WCH-Blood Services | 07 | IU | Active
WCH10509 | P190 | Stainer, Slide, Automated | Tim McElrath | 11619 | EMPLOYEE | 1 | 1.2 | 04/01/2025 | 04/04/2024 | 2 | M | WCH | WCH | Slide Stainer | 15-599 | Slide Stainers | 451971 | Siemens Healthcare Diagnostics | 10805311 | 135472 |  |  | 102-31000 | WCH-Laboratory Services | 14 | IU | Active
WCH1051 | P10123 | -Pm Device Using Mfg Procedure | Rafael Baxcajay | RABAX | EMPLOYEE | 1 | 0.5 | 06/01/2024 | 06/12/2023 | 3 | M | WCH | WCH | Stretcher | 19-021 | Stretchers, Mobile, Hospital, Adjustable-Height w/SCALE | 271227 | Stryker Medical | 1115 | 2022006706512 | STRETH | Stretchers 2 | 102-21500 | WCH-PACU | 13 | IU | Active
WCH10510 | P--ORS | --- OR Safety Inspection --- | Laurence Rawski | LARAW | EMPLOYEE | 6 | 0.25 | 11/01/2024 | 04/30/2024 | 2 | M | WCH | WCH | Monitor Single use Endo Scopes | 34-403 | Monitors, Video, High-Definition, Medical Image, Endoscopic | 104479 | Ambu Inc | 405011000 | A221110405 |  |  | 102-21100 | WCH-Surgery | 20 | IU | Active
WCH10511 | P--ORS | --- OR Safety Inspection --- | Laurence Rawski | LARAW | EMPLOYEE | 6 | 0.25 | 11/01/2024 | 04/30/2024 | 2 | M | WCH | WCH | Monitor Single use Endo Scopes | 34-403 | Monitors, Video, High-Definition, Medical Image, Endoscopic | 104479 | Ambu Inc | 405011000 | A221110394 |  |  | 102-21100 | WCH-Surgery | 20 | IU | Active
WCH10512 | P--ORS | --- OR Safety Inspection --- | Laurence Rawski | LARAW | EMPLOYEE | 6 | 0.25 | 11/01/2024 | 04/30/2024 | 2 | M | WCH | WCH | Monitor Single use Endo Scopes | 34-403 | Monitors, Video, High-Definition, Medical Image, Endoscopic | 104479 | Ambu Inc | 405011000 | A221110409 |  |  | 102-21100 | WCH-Surgery | 20 | IU | Active
WCH10513 | P--ORS | --- OR Safety Inspection --- | Laurence Rawski | LARAW | EMPLOYEE | 6 | 0.25 | 11/01/2024 | 04/30/2024 | 2 | M | WCH | WCH | Monitor Single use Endo Scopes | 34-403 | Monitors, Video, High-Definition, Medical Image, Endoscopic | 104479 | Ambu Inc | 405011000 | A221110353 |  |  | 102-21100 | WCH-Surgery | 20 | IU | Active
WCH10515 | PAES06 | Aestiva (6 Month) | Tim McElrath | 11619 | EMPLOYEE | 6 | 2 | 11/01/2024 | 11/28/2023 | 1 | M | WCH | WCH | MRI Anesthesia Machine | 10-134 | Anesthesia Units | 351254 | Datex-Ohmeda Inc Div GE Health | 1006-9310-000 | AMTB00173 |  |  | 102-20100 | WCH-Anesthesiology | 40 | LS | High Risk
WCH10515 | PAES12 | Aestiva (12 Months) | Tim McElrath | 11619 | EMPLOYEE | 1 | 2.5 | 05/01/2025 | 05/02/2024 | 1 | M | WCH | WCH | MRI Anesthesia Machine | 10-134 | Anesthesia Units | 351254 | Datex-Ohmeda Inc Div GE Health | 1006-9310-000 | AMTB00173 |  |  | 102-20100 | WCH-Anesthesiology | 40 | LS | High Risk
WCH10515 | PAES24 | Aestiva (24 Months) | Tim McElrath | 11619 | EMPLOYEE | 2 | 3.5 | 05/01/2025 |  | 1 | M | WCH | WCH | MRI Anesthesia Machine | 10-134 | Anesthesia Units | 351254 | Datex-Ohmeda Inc Div GE Health | 1006-9310-000 | AMTB00173 |  |  | 102-20100 | WCH-Anesthesiology | 40 | LS | High Risk
WCH1052 | P10123 | -Pm Device Using Mfg Procedure | Rafael Baxcajay | RABAX | EMPLOYEE | 1 | 0.5 | 06/01/2024 | 06/01/2023 | 3 | M | WCH | WCH | Stretcher | 19-021 | Stretchers, Mobile, Hospital, Adjustable-Height w/SCALE | 271227 | Stryker Medical | 1115 | 2022006706522 | STRETH | Stretchers 2 | 102-21500 | WCH-PACU | 13 | IU | Active
WCH1053 | P10123 | -Pm Device Using Mfg Procedure | Rafael Baxcajay | RABAX | EMPLOYEE | 1 | 0.5 | 06/01/2024 | 06/05/2023 | 3 | M | WCH | WCH | Stretcher | 19-021 | Stretchers, Mobile, Hospital, Adjustable-Height w/SCALE | 271227 | Stryker Medical | 1115 | 2022006706524 | STRETH | Stretchers 2 | 102-21500 | WCH-PACU | 13 | IU | Active
WCH1054 | P10123 | -Pm Device Using Mfg Procedure | Rafael Baxcajay | RABAX | EMPLOYEE | 1 | 0.5 | 06/01/2024 | 06/12/2023 | 3 | M | WCH | WCH | Stretcher | 19-021 | Stretchers, Mobile, Hospital, Adjustable-Height w/SCALE | 271227 | Stryker Medical | 1115 | 2022006706518 | STRETH | Stretchers 2 | 102-21500 | WCH-PACU | 13 | IU | Active
WCH1055 | P10123 | -Pm Device Using Mfg Procedure | Tim McElrath | 11619 | EMPLOYEE | 1 | 0.5 | 06/01/2024 | 06/01/2023 | 3 | M | WCH | WCH | Stretcher | 19-021 | Stretchers, Mobile, Hospital, Adjustable-Height w/SCALE | 271227 | Stryker Medical | 1115 | 2022006706508 | STRET1 | Stretchers 3 | 102-21500 | WCH-PACU | 13 | IU | Active
WCH1056 | P10123 | -Pm Device Using Mfg Procedure | Tim McElrath | 11619 | EMPLOYEE | 1 | 0.5 | 06/01/2024 | 06/01/2023 | 3 | M | WCH | WCH | Stretcher | 19-021 | Stretchers, Mobile, Hospital, Adjustable-Height w/SCALE | 271227 | Stryker Medical | 1115 | 2022006706510 | STRET1 | Stretchers 3 | 102-21500 | WCH-PACU | 13 | IU | Active
WCH1057 | P10123 | -Pm Device Using Mfg Procedure | Tim McElrath | 11619 | EMPLOYEE | 1 | 0.5 | 06/01/2024 | 06/01/2023 | 3 | M | WCH | WCH | Stretcher | 19-021 | Stretchers, Mobile, Hospital, Adjustable-Height w/SCALE | 271227 | Stryker Medical | 1115 | 2022006706514 | STRET1 | Stretchers 3 | 102-21500 | WCH-PACU | 13 | IU | Active
WCH1058 | P10123 | -Pm Device Using Mfg Procedure | Tim McElrath | 11619 | EMPLOYEE | 1 | 0.5 | 06/01/2024 | 06/01/2023 | 3 | M | WCH | WCH | Stretcher | 19-021 | Stretchers, Mobile, Hospital, Adjustable-Height w/SCALE | 271227 | Stryker Medical | 1115 | 2022006706529 | STRET1 | Stretchers 3 | 102-21500 | WCH-PACU | 13 | IU | Active
WCH1059 | P10123 | -Pm Device Using Mfg Procedure | Tim McElrath | 11619 | EMPLOYEE | 1 | 0.5 | 06/01/2024 | 06/01/2023 | 3 | M | WCH | WCH | Stretcher | 19-021 | Stretchers, Mobile, Hospital, Adjustable-Height w/SCALE | 271227 | Stryker Medical | 1115 | 2022006706530 | STRET1 | Stretchers 3 | 102-21500 | WCH-PACU | 13 | IU | Active
WCH1060 | P10123 | -Pm Device Using Mfg Procedure | Tim McElrath | 11619 | EMPLOYEE | 1 | 0.5 | 06/01/2024 | 06/01/2023 | 3 | M | WCH | WCH | Stretcher | 19-021 | Stretchers, Mobile, Hospital, Adjustable-Height w/SCALE | 271227 | Stryker Medical | 1115 | 2022006706528 | STRET1 | Stretchers 3 | 102-21500 | WCH-PACU | 13 | IU | Active
WCH1061 | P10123 | -Pm Device Using Mfg Procedure | Tim McElrath | 11619 | EMPLOYEE | 1 | 0.5 | 06/01/2024 | 06/02/2023 | 3 | M | WCH | WCH | Stretcher | 19-021 | Stretchers, Mobile, Hospital, Adjustable-Height w/SCALE | 271227 | Stryker Medical | 1115 | 2022006706505 | STRET1 | Stretchers 3 | 102-21500 | WCH-PACU | 13 | IU | Active
WCH1062 | P10123 | -Pm Device Using Mfg Procedure | Tim McElrath | 11619 | EMPLOYEE | 1 | 0.5 | 06/01/2024 | 06/02/2023 | 3 | M | WCH | WCH | Stretcher | 19-021 | Stretchers, Mobile, Hospital, Adjustable-Height w/SCALE | 271227 | Stryker Medical | 1115 | 2022006706523 | STRET1 | Stretchers 3 | 102-21500 | WCH-PACU | 13 | IU | Active
WCH1063 | P10123 | -Pm Device Using Mfg Procedure | Tim McElrath | 11619 | EMPLOYEE | 1 | 0.5 | 06/01/2024 | 06/12/2023 | 3 | M | WCH | WCH | Stretcher | 19-021 | Stretchers, Mobile, Hospital, Adjustable-Height w/SCALE | 271227 | Stryker Medical | 1115 | 2022006706508 | STRET1 | Stretchers 3 | 102-21500 | WCH-PACU | 13 | IU | Active
WCH1064 | P10123 | -Pm Device Using Mfg Procedure | Tim McElrath | 11619 | EMPLOYEE | 1 | 0.5 | 06/01/2024 | 06/02/2023 | 3 | M | WCH | WCH | Stretcher | 19-021 | Stretchers, Mobile, Hospital, Adjustable-Height w/SCALE | 271227 | Stryker Medical | 1115 | 2022006706509 | STRET1 | Stretchers 3 | 102-21500 | WCH-PACU | 13 | IU | Active
WCH1065 | P10123 | -Pm Device Using Mfg Procedure | Tim McElrath | 11619 | EMPLOYEE | 1 | 0.5 | 06/01/2024 | 06/02/2023 | 3 | M | WCH | WCH | Stretcher | 19-021 | Stretchers, Mobile, Hospital, Adjustable-Height w/SCALE | 271227 | Stryker Medical | 1115 | 2022006706511 | STRET1 | Stretchers 3 | 102-21500 | WCH-PACU | 13 | IU | Active
WCH1066 | P10123 | -Pm Device Using Mfg Procedure | Tim McElrath | 11619 | EMPLOYEE | 1 | 0.5 | 06/01/2024 | 06/12/2023 | 3 | M | WCH | WCH | Stretcher | 19-021 | Stretchers, Mobile, Hospital, Adjustable-Height w/SCALE | 271227 | Stryker Medical | 1115 | 2022006705619 | STRET1 | Stretchers 3 | 102-21500 | WCH-PACU | 13 | IU | Active
WCH1067 | P10123 | -Pm Device Using Mfg Procedure | Tim McElrath | 11619 | EMPLOYEE | 1 | 0.5 | 06/01/2024 | 06/02/2023 | 3 | M | WCH | WCH | Stretcher | 19-021 | Stretchers, Mobile, Hospital, Adjustable-Height w/SCALE | 271227 | Stryker Medical | 1115 | 2022006706520 | STRET1 | Stretchers 3 | 102-21500 | WCH-PACU | 13 | IU | Active
WCH1068 | P10123 | -Pm Device Using Mfg Procedure | Tim McElrath | 11619 | EMPLOYEE | 1 | 0.5 | 06/01/2024 | 06/02/2023 | 3 | M | WCH | WCH | Stretcher | 19-021 | Stretchers, Mobile, Hospital, Adjustable-Height w/SCALE | 271227 | Stryker Medical | 1115 | 2022006706526 | STRET1 | Stretchers 3 | 102-21500 | WCH-PACU | 13 | IU | Active
WCH1069 | P10123 | -Pm Device Using Mfg Procedure | Tim McElrath | 11619 | EMPLOYEE | 1 | 0.5 | 06/01/2024 | 06/02/2023 | 3 | M | WCH | WCH | Stretcher | 19-021 | Stretchers, Mobile, Hospital, Adjustable-Height w/SCALE | 271227 | Stryker Medical | 1115 | 2022006706503 | STRET1 | Stretchers 3 | 102-21500 | WCH-PACU | 13 | IU | Active
WCH1070 | P10123 | -Pm Device Using Mfg Procedure | Tim McElrath | 11619 | EMPLOYEE | 1 | 0.5 | 06/01/2024 | 06/02/2023 | 3 | M | WCH | WCH | Stretcher | 19-021 | Stretchers, Mobile, Hospital, Adjustable-Height w/SCALE | 271227 | Stryker Medical | 1115 | 2022006706507 | STRET1 | Stretchers 3 | 102-21500 | WCH-PACU | 13 | IU | Active
WCH1071 | P10123 | -Pm Device Using Mfg Procedure | Tim McElrath | 11619 | EMPLOYEE | 1 | 0.5 | 06/01/2024 | 06/02/2023 | 3 | M | WCH | WCH | Stretcher | 19-021 | Stretchers, Mobile, Hospital, Adjustable-Height w/SCALE | 271227 | Stryker Medical | 1115 | 2022006706515 | STRET1 | Stretchers 3 | 102-21500 | WCH-PACU | 13 | IU | Active
WCH1111 | P10123 | -Pm Device Using Mfg Procedure | Holly Robinson | HOLROB | EMPLOYEE | 1 | 0.5 | 01/01/2025 | 12/19/2023 | 2 | M | WCH | WCH | LED Exam light ceiling mounted | 33-257 | Lights, Examination, Stand-Alone, High End | 452594 | Stryker Communications | F300 | 3392888 |  |  | 102-23100 | WCH-Emergency Service | 12 | IU | Active
WCH1112 | P10123 | -Pm Device Using Mfg Procedure | Holly Robinson | HOLROB | EMPLOYEE | 1 | 0.5 | 01/01/2025 | 12/19/2023 | 2 | M | WCH | WCH | LED Exam light ceiling mounted | 33-257 | Lights, Examination, Stand-Alone, High End | 452594 | Stryker Communications | F300 | 3325610 |  |  | 102-23100 | WCH-Emergency Service | 12 | IU | Active
WCH1113 | P10123 | -Pm Device Using Mfg Procedure | Holly Robinson | HOLROB | EMPLOYEE | 1 | 0.5 | 01/01/2025 | 12/19/2023 | 2 | M | WCH | WCH | LED Exam light ceiling mounted | 33-257 | Lights, Examination, Stand-Alone, High End | 452594 | Stryker Communications | F300 | 3344680 |  |  | 102-23100 | WCH-Emergency Service | 12 | IU | Active
WCH1114 | P10123 | -Pm Device Using Mfg Procedure | Holly Robinson | HOLROB | EMPLOYEE | 1 | 0.5 | 01/01/2025 | 12/19/2023 | 2 | M | WCH | WCH | LED Exam light ceiling mounted | 33-257 | Lights, Examination, Stand-Alone, High End | 452594 | Stryker Communications | F300 | 3393640 |  |  | 102-23100 | WCH-Emergency Service | 12 | IU | Active
WCH1115 | P10123 | -Pm Device Using Mfg Procedure | Holly Robinson | HOLROB | EMPLOYEE | 1 | 0.5 | 01/01/2025 | 12/19/2023 | 2 | M | WCH | WCH | LED Exam light ceiling mounted | 33-257 | Lights, Examination, Stand-Alone, High End | 452594 | Stryker Communications | F300 | 3384564 |  |  | 102-23100 | WCH-Emergency Service | 12 | IU | Active
WCH1116 | P10123 | -Pm Device Using Mfg Procedure | Holly Robinson | HOLROB | EMPLOYEE | 1 | 0.5 | 01/01/2025 | 12/19/2023 | 2 | M | WCH | WCH | LED Exam light ceiling mounted | 33-257 | Lights, Examination, Stand-Alone, High End | 452594 | Stryker Communications | F300 | 3384615 |  |  | 102-23100 | WCH-Emergency Service | 12 | IU | Active
WCH1117 | P10123 | -Pm Device Using Mfg Procedure | Holly Robinson | HOLROB | EMPLOYEE | 1 | 0.5 | 01/01/2025 | 12/19/2023 | 2 | M | WCH | WCH | LED Exam light ceiling mounted | 33-257 | Lights, Examination, Stand-Alone, High End | 452594 | Stryker Communications | F300 | 3384910 |  |  | 102-23100 | WCH-Emergency Service | 12 | IU | Active
WCH1118 | P10123 | -Pm Device Using Mfg Procedure | Holly Robinson | HOLROB | EMPLOYEE | 1 | 0.5 | 01/01/2025 | 12/19/2023 | 2 | M | WCH | WCH | LED Exam light ceiling mounted | 33-257 | Lights, Examination, Stand-Alone, High End | 452594 | Stryker Communications | F300 | 3385812 |  |  | 102-23100 | WCH-Emergency Service | 12 | IU | Active
WCH1119 | P10123 | -Pm Device Using Mfg Procedure | Holly Robinson | HOLROB | EMPLOYEE | 1 | 0.5 | 01/01/2025 | 12/20/2023 | 2 | M | WCH | WCH | LED Exam light ceiling mounted | 33-257 | Lights, Examination, Stand-Alone, High End | 452594 | Stryker Communications | F300 | 3384669 |  |  | 102-23100 | WCH-Emergency Service | 12 | IU | Active
WCH1120 | P10123 | -Pm Device Using Mfg Procedure | Holly Robinson | HOLROB | EMPLOYEE | 1 | 0.5 | 01/01/2025 | 12/20/2023 | 2 | M | WCH | WCH | LED Exam light ceiling mounted | 33-257 | Lights, Examination, Stand-Alone, High End | 452594 | Stryker Communications | F300 | 3384720 |  |  | 102-23100 | WCH-Emergency Service | 12 | IU | Active
WCH1121 | P10123 | -Pm Device Using Mfg Procedure | Holly Robinson | HOLROB | EMPLOYEE | 1 | 0.5 | 01/01/2025 | 12/20/2023 | 2 | M | WCH | WCH | LED Exam light ceiling mounted | 33-257 | Lights, Examination, Stand-Alone, High End | 452594 | Stryker Communications | F300 | 3385526 |  |  | 102-23100 | WCH-Emergency Service | 12 | IU | Active
WCH1122 | P10123 | -Pm Device Using Mfg Procedure | Holly Robinson | HOLROB | EMPLOYEE | 1 | 0.5 | 01/01/2025 | 01/04/2024 | 2 | M | WCH | WCH | LED Exam light ceiling mounted | 33-257 | Lights, Examination, Stand-Alone, High End | 452594 | Stryker Communications | F300 | 3386066 |  |  | 102-23100 | WCH-Emergency Service | 12 | IU | Active
WCH1123 | P10123 | -Pm Device Using Mfg Procedure | Holly Robinson | HOLROB | EMPLOYEE | 1 | 0.5 | 01/01/2025 | 12/21/2023 | 2 | M | WCH | WCH | LED Exam light ceiling mounted | 33-257 | Lights, Examination, Stand-Alone, High End | 452594 | Stryker Communications | F300 | 3385413 |  |  | 102-23100 | WCH-Emergency Service | 12 | IU | Active
WCH1124 | P10123 | -Pm Device Using Mfg Procedure | Holly Robinson | HOLROB | EMPLOYEE | 1 | 0.5 | 01/01/2025 | 12/26/2023 | 2 | M | WCH | WCH | LED Exam light ceiling mounted | 33-257 | Lights, Examination, Stand-Alone, High End | 452594 | Stryker Communications | F300 | 3384544 |  |  | 102-23100 | WCH-Emergency Service | 12 | IU | Active
WCH1125 | P10123 | -Pm Device Using Mfg Procedure | Holly Robinson | HOLROB | EMPLOYEE | 1 | 0.5 | 01/01/2025 | 12/20/2023 | 2 | M | WCH | WCH | LED Exam light ceiling mounted | 33-257 | Lights, Examination, Stand-Alone, High End | 452594 | Stryker Communications | F300 | 3319576 |  |  | 102-23100 | WCH-Emergency Service | 12 | IU | Active
WCH1126 | P10123 | -Pm Device Using Mfg Procedure | Holly Robinson | HOLROB | EMPLOYEE | 1 | 0.5 | 01/01/2025 | 01/04/2024 | 2 | M | WCH | WCH | LED Exam light ceiling mounted | 33-257 | Lights, Examination, Stand-Alone, High End | 452594 | Stryker Communications | F300 | 3319328 |  |  | 102-23100 | WCH-Emergency Service | 12 | IU | Active
WCH1127 | P10123 | -Pm Device Using Mfg Procedure | Holly Robinson | HOLROB | EMPLOYEE | 1 | 0.5 | 01/01/2025 | 12/19/2023 | 2 | M | WCH | WCH | LED Exam light ceiling mounted | 33-257 | Lights, Examination, Stand-Alone, High End | 452594 | Stryker Communications | F300 | 3393164 |  |  | 102-23100 | WCH-Emergency Service | 12 | IU | Active
WCH1128 | P10123 | -Pm Device Using Mfg Procedure | Holly Robinson | HOLROB | EMPLOYEE | 1 | 0.5 | 01/01/2025 | 12/21/2023 | 2 | M | WCH | WCH | LED Exam light ceiling mounted | 33-257 | Lights, Examination, Stand-Alone, High End | 452594 | Stryker Communications | F300 | 3296525 |  |  | 102-23100 | WCH-Emergency Service | 12 | IU | Active
WCH1129 | PMOPHV | Monitors, Physiologic, Vital Signs | Holly Robinson | HOLROB | EMPLOYEE | 1 | 0.6 | 12/01/2024 | 12/05/2023 | 2 | M | WCH | WCH | Vital Signs Monitor | 25-209 | Monitors, Physiologic, Vital Signs | 101850 | Welch Allyn Inc A Subsidiary | 75MT | 100008183122 | VITSIG | VITAL SIGNS | 102-12250 | WCH-MED/SURG/TELE UNIT | 15 | IU | Active
WCH1130 | PMOPHV | Monitors, Physiologic, Vital Signs | Holly Robinson | HOLROB | EMPLOYEE | 1 | 0.6 | 12/01/2024 | 12/04/2023 | 2 | M | WCH | WCH | Vital Signs Monitor | 25-209 | Monitors, Physiologic, Vital Signs | 101850 | Welch Allyn Inc A Subsidiary | 75MT | 100008843122 | VITSIG | VITAL SIGNS | 102-12250 | WCH-MED/SURG/TELE UNIT | 15 | IU | Active
WCH1133 | PMOPHV | Monitors, Physiologic, Vital Signs | Rafael Baxcajay | RABAX | EMPLOYEE | 1 | 0.6 | 12/01/2024 | 11/24/2023 | 2 | M | WCH | WCH | Vital Signs Monitor | 25-209 | Monitors, Physiologic, Vital Signs | 101850 | Welch Allyn Inc A Subsidiary | 75MT | 100008913122 | VITSIG | VITAL SIGNS | 102-13100 | WCH-Intensive Care Unit I | 16 | IU | Active
WCH1134 | PMOPHV | Monitors, Physiologic, Vital Signs | Holly Robinson | HOLROB | EMPLOYEE | 1 | 0.6 | 12/01/2024 | 12/08/2023 | 2 | M | WCH | WCH | Vital Signs Monitor | 25-209 | Monitors, Physiologic, Vital Signs | 101850 | Welch Allyn Inc A Subsidiary | 75MT | 100008893122 | VITSIG | VITAL SIGNS | 102-12250 | WCH-MED/SURG/TELE UNIT | 15 | IU | Active
WCH1136 | PMOPHV | Monitors, Physiologic, Vital Signs | Rafael Baxcajay | RABAX | EMPLOYEE | 1 | 0.6 | 12/01/2024 | 11/23/2023 | 2 | M | WCH | WCH | Vital Signs Monitor | 25-209 | Monitors, Physiologic, Vital Signs | 101850 | Welch Allyn Inc A Subsidiary | 75MT | 100008553122 | VITSIG | VITAL SIGNS | 102-21500 | WCH-PACU | 16 | IU | Active
WCH1137 | PMOPHV | Monitors, Physiologic, Vital Signs | Holly Robinson | HOLROB | EMPLOYEE | 1 | 0.6 | 12/01/2024 | 11/29/2023 | 2 | M | WCH | WCH | Vital Signs Monitor | 25-209 | Monitors, Physiologic, Vital Signs | 101850 | Welch Allyn Inc A Subsidiary | 75MT | 100008983122 | VITSIG | VITAL SIGNS | 102-12252 | WCH-MED/SURG/TELE UNIT II | 15 | IU | Active
WCH1140 | PMOPHV | Monitors, Physiologic, Vital Signs | Rafael Baxcajay | RABAX | EMPLOYEE | 1 | 0.6 | 12/01/2024 | 12/05/2023 | 2 | M | WCH | WCH | Vital Signs Monitor | 25-209 | Monitors, Physiologic, Vital Signs | 101850 | Welch Allyn Inc A Subsidiary | 75MT | 100008503122 | VITSIG | VITAL SIGNS | 102-13100 | WCH-Intensive Care Unit I | 16 | IU | Active
WCH1141 | PMOPHV | Monitors, Physiologic, Vital Signs | Rafael Baxcajay | RABAX | EMPLOYEE | 1 | 0.6 | 12/01/2024 | 11/21/2023 | 2 | M | WCH | WCH | Vital Signs Monitor | 25-209 | Monitors, Physiologic, Vital Signs | 101850 | Welch Allyn Inc A Subsidiary | 75MT | 100008453122 | VITSIG | VITAL SIGNS | 102-21500 | WCH-PACU | 16 | IU | Active
WCH1144 | PMOPHV | Monitors, Physiologic, Vital Signs | Rafael Baxcajay | RABAX | EMPLOYEE | 1 | 0.6 | 12/01/2024 | 11/24/2023 | 2 | M | WCH | WCH | Vital Signs Monitor | 25-209 | Monitors, Physiologic, Vital Signs | 101850 | Welch Allyn Inc A Subsidiary | 75MT | 100008493122 | VITSIG | VITAL SIGNS | 102-13100 | WCH-Intensive Care Unit I | 16 | IU | Active
WCH1145 | PMOPHV | Monitors, Physiologic, Vital Signs | Holly Robinson | HOLROB | EMPLOYEE | 1 | 0.6 | 12/01/2024 | 12/05/2023 | 2 | M | WCH | WCH | Vital Signs Monitor | 25-209 | Monitors, Physiologic, Vital Signs | 101850 | Welch Allyn Inc A Subsidiary | 75MT | 100008483122 | VITSIG | VITAL SIGNS | 102-12250 | WCH-MED/SURG/TELE UNIT | 15 | IU | Active
WCH1147 | PMOPHV | Monitors, Physiologic, Vital Signs | Rafael Baxcajay | RABAX | EMPLOYEE | 1 | 0.6 | 12/01/2024 | 11/23/2023 | 2 | M | WCH | WCH | Vital Signs Monitor | 25-209 | Monitors, Physiologic, Vital Signs | 101850 | Welch Allyn Inc A Subsidiary | 75MT | 100009053122 | VITSIG | VITAL SIGNS | 102-32100 | WCH-Hemodialysis | 15 | IU | Active
WCH1148 | PMOPHV | Monitors, Physiologic, Vital Signs | Rafael Baxcajay | RABAX | EMPLOYEE | 1 | 0.6 | 12/01/2024 | 11/21/2023 | 2 | M | WCH | WCH | Vital Signs Monitor | 25-209 | Monitors, Physiologic, Vital Signs | 101850 | Welch Allyn Inc A Subsidiary | 75MT | 100008513122 | VITSIG | VITAL SIGNS | 102-21500 | WCH-PACU | 16 | IU | Active
WCH1149 | PMOPHV | Monitors, Physiologic, Vital Signs | Laurence Rawski | LARAW | EMPLOYEE | 1 | 0.6 | 12/01/2024 | 11/29/2023 | 2 | M | WCH | WCH | Vital Signs Monitor | 25-209 | Monitors, Physiologic, Vital Signs | 101850 | Welch Allyn Inc A Subsidiary | 75MT | 100008823122 | VITSIG | VITAL SIGNS | 102-12252 | WCH-MED/SURG/TELE UNIT II | 15 | IU | Active
WCH1150 | PMOPHV | Monitors, Physiologic, Vital Signs | Laurence Rawski | LARAW | EMPLOYEE | 1 | 0.6 | 12/01/2024 | 11/27/2023 | 2 | M | WCH | WCH | Vital Signs Monitor | 25-209 | Monitors, Physiologic, Vital Signs | 101850 | Welch Allyn Inc A Subsidiary | 75MT | 100008923122 | VITSIG | VITAL SIGNS | 102-12252 | WCH-MED/SURG/TELE UNIT II | 15 | IU | Active
WCH1152 | PMOPHV | Monitors, Physiologic, Vital Signs | Rafael Baxcajay | RABAX | EMPLOYEE | 1 | 0.6 | 12/01/2024 | 11/23/2023 | 2 | M | WCH | WCH | Vital Signs Monitor | 25-209 | Monitors, Physiologic, Vital Signs | 101850 | Welch Allyn Inc A Subsidiary | 75MT | 100008543122 | VITSIG | VITAL SIGNS | 102-21500 | WCH-PACU | 16 | IU | Active
WCH1155 | P10123 | -Pm Device Using Mfg Procedure | Rafael Baxcajay | RABAX | EMPLOYEE | 1 | 0.5 | 06/01/2024 | 06/05/2023 | 3 | M | WCH | WCH | Stretcher | 19-021 | Stretchers, Mobile, Hospital, Adjustable-Height w/SCALE | 271227 | Stryker Medical | 1115 | 2022006706504 | STRET2 | unused 2 | 102-21500 | WCH-PACU | 13 | IU | Active
WCH1156 | PSAFIN | Safety Inspection | Laurence Rawski | LARAW | EMPLOYEE | 1 | 0.3 | 05/01/2025 | 04/22/2024 | 2 | M | WCH | WCH | Equipment Boom System | 22-613 | Facility Booms, Ceiling-Mounted | 452594 | Stryker Communications | 0682-400-550 | 03428333 |  |  | 102-21100 | WCH-Surgery | 25 | IU | Active
WCH1157 | P--ORS | --- OR Safety Inspection --- | Laurence Rawski | LARAW | EMPLOYEE | 6 | 0.25 | 11/01/2024 | 04/24/2024 | 2 | M | WCH | WCH | 4K 32in Surgical Display | 34-403 | Monitors, Video, High-Definition, Medical Image, Endoscopic | 107536 | Stryker Endoscopy | 0240-031-050 | SV7322C0107 |  |  | 102-21100 | WCH-Surgery | 20 | IU | Active
WCH1158 | P--ORS | --- OR Safety Inspection --- | Laurence Rawski | LARAW | EMPLOYEE | 6 | 0.25 | 11/01/2024 | 04/22/2024 | 2 | M | WCH | WCH | 4K 32in Surgical Display | 34-403 | Monitors, Video, High-Definition, Medical Image, Endoscopic | 107536 | Stryker Endoscopy | 0240-031-050 | SV7322C0125 |  |  | 102-21100 | WCH-Surgery | 20 | IU | Active
WCH1159 | PSAFIN | Safety Inspection | Laurence Rawski | LARAW | EMPLOYEE | 1 | 0.3 | 05/01/2025 | 04/22/2024 | 2 | M | WCH | WCH | Video Power Arm - Foot | 22-613 | Facility Booms, Ceiling-Mounted | 452594 | Stryker Communications | P43800 | 03423229 |  |  | 102-21100 | WCH-Surgery | 25 | IU | Active
WCH1160 | P104 | Light, Surgical, Ceiling Mounted. | Laurence Rawski | LARAW | EMPLOYEE | 6 | 0.6 | 11/01/2024 | 04/22/2024 | 2 | M | WCH | WCH | LED Surgical Light | 12-282 | Lights, Surgical | 452594 | Stryker Communications | F628 | 3348200 |  |  | 102-21100 | WCH-Surgery | 25 | IU | Active
WCH1161 | P104 | Light, Surgical, Ceiling Mounted. | Laurence Rawski | LARAW | EMPLOYEE | 6 | 0.6 | 11/01/2024 | 04/22/2024 | 2 | M | WCH | WCH | LED Surgical Light | 12-282 | Lights, Surgical | 452594 | Stryker Communications | F628 | 3348156 |  |  | 102-21100 | WCH-Surgery | 25 | IU | Active
WCH1162 | PSAFIN | Safety Inspection | Laurence Rawski | LARAW | EMPLOYEE | 1 | 0.3 | 05/01/2025 | 04/22/2024 | 2 | M | WCH | WCH | Equipment Boom System | 22-613 | Facility Booms, Ceiling-Mounted | 452594 | Stryker Communications | 0682-400-550 | 03428340 |  |  | 102-21100 | WCH-Surgery | 25 | IU | Active
WCH1163 | P--ORS | --- OR Safety Inspection --- | Laurence Rawski | LARAW | EMPLOYEE | 6 | 0.25 | 11/01/2024 | 04/22/2024 | 2 | M | WCH | WCH | 4K Endo Video Camera Console | 18-034 | Image Processors, Video, Endoscopy | 107536 | Stryker Endoscopy | 1688-010-000 | 22F582844 |  |  | 102-21100 | WCH-Surgery | 25 | IU | Active
WCH1164 | P10123 | -Pm Device Using Mfg Procedure | Laurence Rawski | LARAW | EMPLOYEE | 1 | 0.5 | 05/01/2025 | 04/22/2024 | 2 | M | WCH | WCH | L11 LED LIGHTSOURCE WITH AIM | 36-171 | Light Sources, Endoscope, Fiberoptic Cable | 107536 | Stryker Endoscopy | 0220-230-300 | 22F558734 |  |  | 102-21100 | WCH-Surgery | 26 | IU | Active
WCH1164 | P--ORS | --- OR Safety Inspection --- | Laurence Rawski | LARAW | EMPLOYEE | 6 | 0.25 | 11/01/2024 | 10/24/2023 | 2 | M | WCH | WCH | L11 LED LIGHTSOURCE WITH AIM | 36-171 | Light Sources, Endoscope, Fiberoptic Cable | 107536 | Stryker Endoscopy | 0220-230-300 | 22F558734 |  |  | 102-21100 | WCH-Surgery | 26 | IU | Active
WCH1165 | P10123 | -Pm Device Using Mfg Procedure | Laurence Rawski | LARAW | EMPLOYEE | 1 | 0.5 | 05/01/2025 | 04/22/2024 | 2 | M | WCH | WCH | Laparoscopic Insufflator | 16-849 | Insufflators, Laparoscopic | 107536 | Stryker Endoscopy | 0620-050-000 | 2202CE0290 |  |  | 102-21100 | WCH-Surgery | 33 | IU | Active
WCH1165 | P--ORS | --- OR Safety Inspection --- | Laurence Rawski | LARAW | EMPLOYEE | 6 | 0.25 | 11/01/2024 | 10/24/2023 | 2 | M | WCH | WCH | Laparoscopic Insufflator | 16-849 | Insufflators, Laparoscopic | 107536 | Stryker Endoscopy | 0620-050-000 | 2202CE0290 |  |  | 102-21100 | WCH-Surgery | 33 | IU | Active
WCH1166 | P--ORS | --- OR Safety Inspection --- | Laurence Rawski | LARAW | EMPLOYEE | 6 | 0.25 | 11/01/2024 | 04/22/2024 | 2 | M | WCH | WCH | Medical Grade Digital Printer | 23-101 | Printers, Video, Color | 107536 | Stryker Endoscopy | 0240-080-230 | 31528 |  |  | 102-21100 | WCH-Surgery | 20 | IU | Active
WCH1167 | P--ORS | --- OR Safety Inspection --- | Laurence Rawski | LARAW | EMPLOYEE | 6 | 0.25 | 11/01/2024 | 04/22/2024 | 2 | M | WCH | WCH | Video Digital Capture ENDO | 20-465 | Digitizer/Recorder, Video | 107536 | Stryker Endoscopy | 0240-200-100 | 22F543194 |  |  | 102-21100 | WCH-Surgery | 29 | IU | Active
WCH1168 | PSAFIN | Safety Inspection | Laurence Rawski | LARAW | EMPLOYEE | 6 | 0.25 | 11/01/2024 | 04/22/2024 | 2 | M | WCH | WCH | Control System | 20-388 | Automation Systems, Operating Room | 452594 | Stryker Communications | POC-S-W212C-00E | TPAB890898 |  |  | 102-21100 | WCH-Surgery | 25 | IU | Active
WCH1169 | PSAFIN | Safety Inspection | Laurence Rawski | LARAW | EMPLOYEE | 6 | 0.25 | 11/01/2024 | 04/22/2024 | 2 | M | WCH | WCH | OR Integration System | 20-388 | Automation Systems, Operating Room | 452594 | Stryker Communications | SWITCHPOINT 4 | 22F570598 |  |  | 102-21100 | WCH-Surgery | 25 | IU | Active
WCH1170 | P212 | Table, Operating Room | Laurence Rawski | LARAW | EMPLOYEE | 6 | 1.25 | 11/01/2024 | 04/30/2024 | 2 | M | WCH | WCH | Surgical Table | 13-961 | Tables, Operating | 441254 | TRUMPF Medical Systems Inc | TruSystem 7000 U | 108843811 |  |  | 102-21100 | WCH-Surgery | 26 | IU | Active
WCH1171 | PSAFIN | Safety Inspection | Laurence Rawski | LARAW | EMPLOYEE | 1 | 0.3 | 05/01/2025 | 04/30/2024 | 2 | M | WCH | WCH | Anesthesia Boom System | 22-613 | Facility Booms, Ceiling-Mounted | 452594 | Stryker Communications | 0682-400-550 | 03428334 |  |  | 102-21100 | WCH-Surgery | 25 | IU | Active
WCH1172 | P--ORS | --- OR Safety Inspection --- | Laurence Rawski | LARAW | EMPLOYEE | 6 | 0.25 | 11/01/2024 | 04/30/2024 | 2 | M | WCH | WCH | 4K 32in Surgical Display | 34-403 | Monitors, Video, High-Definition, Medical Image, Endoscopic | 107536 | Stryker Endoscopy | 0240-031-050 | SV7322C0123 |  |  | 102-21100 | WCH-Surgery | 20 | IU | Active
WCH1173 | P--ORS | --- OR Safety Inspection --- | Laurence Rawski | LARAW | EMPLOYEE | 6 | 0.25 | 11/01/2024 | 04/30/2024 | 2 | M | WCH | WCH | 4K 32in Surgical Display | 34-403 | Monitors, Video, High-Definition, Medical Image, Endoscopic | 107536 | Stryker Endoscopy | 0240-031-050 | SV7322C0106 |  |  | 102-21100 | WCH-Surgery | 20 | IU | Active
WCH1174 | P104 | Light, Surgical, Ceiling Mounted. | Laurence Rawski | LARAW | EMPLOYEE | 6 | 0.6 | 11/01/2024 | 04/30/2024 | 2 | M | WCH | WCH | LED Surgical Light | 12-282 | Lights, Surgical | 452594 | Stryker Communications | F628 | 3314899 |  |  | 102-21100 | WCH-Surgery | 25 | IU | Active
WCH1175 | P104 | Light, Surgical, Ceiling Mounted. | Laurence Rawski | LARAW | EMPLOYEE | 6 | 0.6 | 11/01/2024 | 04/30/2024 | 2 | M | WCH | WCH | LED Surgical Light | 12-282 | Lights, Surgical | 452594 | Stryker Communications | F628 | 3314350 |  |  | 102-21100 | WCH-Surgery | 25 | IU | Active
WCH1176 | PSAFIN | Safety Inspection | Laurence Rawski | LARAW | EMPLOYEE | 1 | 0.3 | 05/01/2025 | 05/01/2024 | 2 | M | WCH | WCH | Video Power Arm - Foot | 22-613 | Facility Booms, Ceiling-Mounted | 452594 | Stryker Communications | P43800 | 03423231 |  |  | 102-21100 | WCH-Surgery | 25 | IU | Active
WCH1177 | P10123 | -Pm Device Using Mfg Procedure | Laurence Rawski | LARAW | EMPLOYEE | 1 | 0.5 | 05/01/2025 | 05/01/2024 | 2 | M | WCH | WCH | L11 LED LIGHTSOURCE WITH AIM | 36-171 | Light Sources, Endoscope, Fiberoptic Cable | 107536 | Stryker Endoscopy | 0220-230-300 | 22F558764 |  |  | 102-21100 | WCH-Surgery | 26 | IU | Active
WCH1177 | P--ORS | --- OR Safety Inspection --- | Laurence Rawski | LARAW | EMPLOYEE | 6 | 0.25 | 11/01/2024 | 10/26/2023 | 2 | M | WCH | WCH | L11 LED LIGHTSOURCE WITH AIM | 36-171 | Light Sources, Endoscope, Fiberoptic Cable | 107536 | Stryker Endoscopy | 0220-230-300 | 22F558764 |  |  | 102-21100 | WCH-Surgery | 26 | IU | Active
WCH1178 | P--ORS | --- OR Safety Inspection --- | Laurence Rawski | LARAW | EMPLOYEE | 6 | 0.25 | 11/01/2024 | 05/01/2024 | 2 | M | WCH | WCH | 4K Endo Video Camera Console | 18-034 | Image Processors, Video, Endoscopy | 107536 | Stryker Endoscopy | 1688-010-000 | 22F563034 |  |  | 102-21100 | WCH-Surgery | 25 | IU | Active
WCH1179 | PSAFIN | Safety Inspection | Laurence Rawski | LARAW | EMPLOYEE | 1 | 0.3 | 05/01/2025 | 05/01/2024 | 2 | M | WCH | WCH | Equipment Boom System | 22-613 | Facility Booms, Ceiling-Mounted | 452594 | Stryker Communications | 0682-400-550 | 03428342 |  |  | 102-21100 | WCH-Surgery | 25 | IU | Active
WCH1180 | P--ORS | --- OR Safety Inspection --- | Laurence Rawski | LARAW | EMPLOYEE | 6 | 0.25 | 11/01/2024 | 10/26/2023 | 2 | M | WCH | WCH | Laparoscopic Insufflator | 16-849 | Insufflators, Laparoscopic | 107536 | Stryker Endoscopy | 0620-050-000 | 2111CE0241 |  |  | 102-21100 | WCH-Surgery | 33 | IU | Active
WCH1180 | P10123 | -Pm Device Using Mfg Procedure | Laurence Rawski | LARAW | EMPLOYEE | 1 | 0.5 | 05/01/2025 | 05/01/2024 | 2 | M | WCH | WCH | Laparoscopic Insufflator | 16-849 | Insufflators, Laparoscopic | 107536 | Stryker Endoscopy | 0620-050-000 | 2111CE0241 |  |  | 102-21100 | WCH-Surgery | 33 | IU | Active
WCH1181 | PSAFIN | Safety Inspection | Laurence Rawski | LARAW | EMPLOYEE | 6 | 0.25 | 11/01/2024 | 05/01/2024 | 2 | M | WCH | WCH | Control System | 20-388 | Automation Systems, Operating Room | 452594 | Stryker Communications | POC-S-W212C-00E | TPAB890921 |  |  | 102-21100 | WCH-Surgery | 25 | IU | Active
WCH1182 | P--ORS | --- OR Safety Inspection --- | Laurence Rawski | LARAW | EMPLOYEE | 6 | 0.25 | 11/01/2024 | 05/01/2024 | 2 | M | WCH | WCH | Medical Grade Digital Printer | 23-101 | Printers, Video, Color | 107536 | Stryker Endoscopy | 0240-080-230 | 31522 |  |  | 102-21100 | WCH-Surgery | 20 | IU | Active
WCH1183 | P--ORS | --- OR Safety Inspection --- | Laurence Rawski | LARAW | EMPLOYEE | 6 | 0.25 | 11/01/2024 | 05/01/2024 | 2 | M | WCH | WCH | Video Digital Capture ENDO | 20-465 | Digitizer/Recorder, Video | 107536 | Stryker Endoscopy | 0240-200-100 | 22E533764 |  |  | 102-21100 | WCH-Surgery | 29 | IU | Active
WCH1184 | PSAFIN | Safety Inspection | Laurence Rawski | LARAW | EMPLOYEE | 6 | 0.25 | 11/01/2024 | 05/01/2024 | 2 | M | WCH | WCH | OR Integration System | 20-388 | Automation Systems, Operating Room | 452594 | Stryker Communications | SWITCHPOINT 4 | 22F570638 |  |  | 102-21100 | WCH-Surgery | 25 | IU | Active
WCH1185 | P212 | Table, Operating Room | Laurence Rawski | LARAW | EMPLOYEE | 6 | 1.25 | 11/01/2024 | 05/10/2024 | 2 | M | WCH | WCH | Surgical Table | 13-961 | Tables, Operating | 441254 | TRUMPF Medical Systems Inc | TruSystem 7000 U | 108843810 |  |  | 102-21100 | WCH-Surgery | 26 | IU | Active
WCH1186 | PSAFIN | Safety Inspection | Laurence Rawski | LARAW | EMPLOYEE | 1 | 0.3 | 05/01/2025 | 04/30/2024 | 2 | M | WCH | WCH | Anesthesia Boom System | 22-613 | Facility Booms, Ceiling-Mounted | 452594 | Stryker Communications | 0682-400-550 | 03428332 |  |  | 102-21100 | WCH-Surgery | 25 | IU | Active
WCH1187 | P--ORS | --- OR Safety Inspection --- | Laurence Rawski | LARAW | EMPLOYEE | 6 | 0.25 | 11/01/2024 | 04/30/2024 | 2 | M | WCH | WCH | 4K 32in Surgical Display | 34-403 | Monitors, Video, High-Definition, Medical Image, Endoscopic | 107536 | Stryker Endoscopy | 0240-031-050 | SV7322C0126 |  |  | 102-21100 | WCH-Surgery | 20 | IU | Active
WCH1188 | P--ORS | --- OR Safety Inspection --- | Laurence Rawski | LARAW | EMPLOYEE | 6 | 0.25 | 11/01/2024 | 04/30/2024 | 2 | M | WCH | WCH | 4K 32in Surgical Display | 34-403 | Monitors, Video, High-Definition, Medical Image, Endoscopic | 107536 | Stryker Endoscopy | 0240-031-050 | SV7322C0121 |  |  | 102-21100 | WCH-Surgery | 20 | IU | Active
WCH1189 | PSAFIN | Safety Inspection | Laurence Rawski | LARAW | EMPLOYEE | 1 | 0.3 | 05/01/2025 | 04/30/2024 | 2 | M | WCH | WCH | Video Power Arm - Foot | 22-613 | Facility Booms, Ceiling-Mounted | 452594 | Stryker Communications | P43800 | 03423222 |  |  | 102-21100 | WCH-Surgery | 25 | IU | Active
WCH1190 | P10123 | -Pm Device Using Mfg Procedure | Laurence Rawski | LARAW | EMPLOYEE | 1 | 0.5 | 05/01/2025 | 04/30/2024 | 2 | M | WCH | WCH | L11 LED LIGHTSOURCE WITH AIM | 36-171 | Light Sources, Endoscope, Fiberoptic Cable | 107536 | Stryker Endoscopy | 0220-230-300 | 22F558744 |  |  | 102-21100 | WCH-Surgery | 26 | IU | Active
WCH1190 | P--ORS | --- OR Safety Inspection --- | Laurence Rawski | LARAW | EMPLOYEE | 6 | 0.25 | 11/01/2024 | 10/25/2023 | 2 | M | WCH | WCH | L11 LED LIGHTSOURCE WITH AIM | 36-171 | Light Sources, Endoscope, Fiberoptic Cable | 107536 | Stryker Endoscopy | 0220-230-300 | 22F558744 |  |  | 102-21100 | WCH-Surgery | 26 | IU | Active
WCH1191 | P--ORS | --- OR Safety Inspection --- | Laurence Rawski | LARAW | EMPLOYEE | 6 | 0.25 | 11/01/2024 | 04/30/2024 | 2 | M | WCH | WCH | 4K Endo Video Camera Console | 18-034 | Image Processors, Video, Endoscopy | 107536 | Stryker Endoscopy | 1688-010-000 | 22F563054 |  |  | 102-21100 | WCH-Surgery | 25 | IU | Active
WCH1192 | PSAFIN | Safety Inspection | Laurence Rawski | LARAW | EMPLOYEE | 1 | 0.3 | 05/01/2025 | 04/30/2024 | 2 | M | WCH | WCH | Equipment Boom System | 22-613 | Facility Booms, Ceiling-Mounted | 452594 | Stryker Communications | 0682-400-550 | 03428341 |  |  | 102-21100 | WCH-Surgery | 25 | IU | Active
WCH1193 | P--ORS | --- OR Safety Inspection --- | Laurence Rawski | LARAW | EMPLOYEE | 6 | 0.25 | 11/01/2024 | 10/25/2023 | 2 | M | WCH | WCH | Laparoscopic Insufflator | 16-849 | Insufflators, Laparoscopic | 107536 | Stryker Endoscopy | 0620-050-000 | 2202CE0289 |  |  | 102-21100 | WCH-Surgery | 33 | IU | Active
WCH1193 | P10123 | -Pm Device Using Mfg Procedure | Laurence Rawski | LARAW | EMPLOYEE | 1 | 0.5 | 05/01/2025 | 04/30/2024 | 2 | M | WCH | WCH | Laparoscopic Insufflator | 16-849 | Insufflators, Laparoscopic | 107536 | Stryker Endoscopy | 0620-050-000 | 2202CE0289 |  |  | 102-21100 | WCH-Surgery | 33 | IU | Active
WCH1194 | PSAFIN | Safety Inspection | Laurence Rawski | LARAW | EMPLOYEE | 6 | 0.25 | 11/01/2024 | 04/24/2024 | 2 | M | WCH | WCH | OR Integration System | 20-388 | Automation Systems, Operating Room | 452594 | Stryker Communications | SWITCHPOINT 4 | 22F570628 |  |  | 102-21100 | WCH-Surgery | 25 | IU | Active
WCH1195 | P--ORS | --- OR Safety Inspection --- | Laurence Rawski | LARAW | EMPLOYEE | 6 | 0.25 | 11/01/2024 | 04/24/2024 | 2 | M | WCH | WCH | Medical Grade Digital Printer | 23-101 | Printers, Video, Color | 107536 | Stryker Endoscopy | 0240-080-230 | 31520 |  |  | 102-21100 | WCH-Surgery | 20 | IU | Active
WCH1196 | P--ORS | --- OR Safety Inspection --- | Laurence Rawski | LARAW | EMPLOYEE | 6 | 0.25 | 11/01/2024 | 04/24/2024 | 2 | M | WCH | WCH | Video Digital Capture ENDO | 20-465 | Digitizer/Recorder, Video | 107536 | Stryker Endoscopy | 0240-200-100 | 22F560354 |  |  | 102-21100 | WCH-Surgery | 29 | IU | Active
WCH1197 | PSAFIN | Safety Inspection | Laurence Rawski | LARAW | EMPLOYEE | 6 | 0.25 | 11/01/2024 | 04/24/2024 | 2 | M | WCH | WCH | Control System | 20-388 | Automation Systems, Operating Room | 452594 | Stryker Communications | POC-S-W212C-00E | TPAB827731 |  |  | 102-21100 | WCH-Surgery | 25 | IU | Active
WCH1198 | P212 | Table, Operating Room | Laurence Rawski | LARAW | EMPLOYEE | 6 | 1.25 | 11/01/2024 | 05/01/2024 | 2 | M | WCH | WCH | Surgical Table | 13-961 | Tables, Operating | 441254 | TRUMPF Medical Systems Inc | TruSystem 7000 U | 108843921 |  |  | 102-21100 | WCH-Surgery | 26 | IU | Active
WCH1199 | PSAFIN | Safety Inspection | Laurence Rawski | LARAW | EMPLOYEE | 1 | 0.3 | 05/01/2025 | 05/01/2024 | 2 | M | WCH | WCH | Anesthesia Boom System | 22-613 | Facility Booms, Ceiling-Mounted | 452594 | Stryker Communications | 0682-400-550 | 03428331 |  |  | 102-21100 | WCH-Surgery | 25 | IU | Active
WCH1200 | P--ORS | --- OR Safety Inspection --- | Laurence Rawski | LARAW | EMPLOYEE | 6 | 0.25 | 11/01/2024 | 05/01/2024 | 2 | M | WCH | WCH | 4K 32in Surgical Display | 34-403 | Monitors, Video, High-Definition, Medical Image, Endoscopic | 107536 | Stryker Endoscopy | 0240-031-050 | SV7322C0128 |  |  | 102-21100 | WCH-Surgery | 20 | IU | Active
WCH1201 | P--ORS | --- OR Safety Inspection --- | Laurence Rawski | LARAW | EMPLOYEE | 6 | 0.25 | 11/01/2024 | 05/02/2024 | 2 | M | WCH | WCH | 4K 32in Surgical Display | 34-403 | Monitors, Video, High-Definition, Medical Image, Endoscopic | 107536 | Stryker Endoscopy | 0240-031-050 | SV7322C0124 |  |  | 102-21100 | WCH-Surgery | 20 | IU | Active
WCH1202 | PSAFIN | Safety Inspection | Laurence Rawski | LARAW | EMPLOYEE | 1 | 0.3 | 05/01/2025 | 05/02/2024 | 2 | M | WCH | WCH | Video Power Arm - Foot | 22-613 | Facility Booms, Ceiling-Mounted | 452594 | Stryker Communications | P43800 | 03423230 |  |  | 102-21100 | WCH-Surgery | 25 | IU | Active
WCH1203 | P--ORS | --- OR Safety Inspection --- | Laurence Rawski | LARAW | EMPLOYEE | 6 | 0.25 | 11/01/2024 | 05/02/2024 | 2 | M | WCH | WCH | L11 LED LIGHTSOURCE WITH AIM | 36-171 | Light Sources, Endoscope, Fiberoptic Cable | 107536 | Stryker Endoscopy | 0220-230-300 | 22F558784 |  |  | 102-21100 | WCH-Surgery | 26 | IU | Active
WCH1203 | P10123 | -Pm Device Using Mfg Procedure | Laurence Rawski | LARAW | EMPLOYEE | 1 | 0.5 | 11/01/2024 | 10/25/2023 | 2 | M | WCH | WCH | L11 LED LIGHTSOURCE WITH AIM | 36-171 | Light Sources, Endoscope, Fiberoptic Cable | 107536 | Stryker Endoscopy | 0220-230-300 | 22F558784 |  |  | 102-21100 | WCH-Surgery | 26 | IU | Active
WCH1204 | P--ORS | --- OR Safety Inspection --- | Laurence Rawski | LARAW | EMPLOYEE | 6 | 0.25 | 11/01/2024 | 05/02/2024 | 2 | M | WCH | WCH | 4K Endo Video Camera Console | 18-034 | Image Processors, Video, Endoscopy | 107536 | Stryker Endoscopy | 1688-010-000 | 22F563064 |  |  | 102-21100 | WCH-Surgery | 25 | IU | Active
WCH1205 | PSAFIN | Safety Inspection | Laurence Rawski | LARAW | EMPLOYEE | 1 | 0.3 | 05/01/2025 | 05/02/2024 | 2 | M | WCH | WCH | Equipment Boom System | 22-613 | Facility Booms, Ceiling-Mounted | 452594 | Stryker Communications | 0682-400-550 | 03428339 |  |  | 102-21100 | WCH-Surgery | 25 | IU | Active
WCH1206 | P10123 | -Pm Device Using Mfg Procedure | Laurence Rawski | LARAW | EMPLOYEE | 1 | 0.5 | 11/01/2024 | 10/25/2023 | 2 | M | WCH | WCH | Laparoscopic Insufflator | 16-849 | Insufflators, Laparoscopic | 107536 | Stryker Endoscopy | 0620-050-000 | 2202CE0292 |  |  | 102-21100 | WCH-Surgery | 33 | IU | Active
WCH1206 | P--ORS | --- OR Safety Inspection --- | Laurence Rawski | LARAW | EMPLOYEE | 6 | 0.25 | 11/01/2024 | 05/02/2024 | 2 | M | WCH | WCH | Laparoscopic Insufflator | 16-849 | Insufflators, Laparoscopic | 107536 | Stryker Endoscopy | 0620-050-000 | 2202CE0292 |  |  | 102-21100 | WCH-Surgery | 33 | IU | Active
WCH1207 | PSAFIN | Safety Inspection | Laurence Rawski | LARAW | EMPLOYEE | 6 | 0.25 | 11/01/2024 | 05/02/2024 | 2 | M | WCH | WCH | Control System | 20-388 | Automation Systems, Operating Room | 452594 | Stryker Communications | POC-S-W212C-00E | TPAB827700 |  |  | 102-21100 | WCH-Surgery | 25 | IU | Active
WCH1208 | P--ORS | --- OR Safety Inspection --- | Laurence Rawski | LARAW | EMPLOYEE | 6 | 0.25 | 11/01/2024 | 05/02/2024 | 2 | M | WCH | WCH | Medical Grade Digital Printer | 23-101 | Printers, Video, Color | 107536 | Stryker Endoscopy | 0240-080-230 | 31524 |  |  | 102-21100 | WCH-Surgery | 20 | IU | Active
WCH1209 | P--ORS | --- OR Safety Inspection --- | Laurence Rawski | LARAW | EMPLOYEE | 6 | 0.25 | 11/01/2024 | 05/02/2024 | 2 | M | WCH | WCH | Video Digital Capture ENDO | 20-465 | Digitizer/Recorder, Video | 107536 | Stryker Endoscopy | 0240-200-100 | 22F552964 |  |  | 102-21100 | WCH-Surgery | 29 | IU | Active
WCH1210 | PSAFIN | Safety Inspection | Laurence Rawski | LARAW | EMPLOYEE | 6 | 0.25 | 11/01/2024 | 05/02/2024 | 2 | M | WCH | WCH | OR Integration System | 20-388 | Automation Systems, Operating Room | 452594 | Stryker Communications | SWITCHPOINT 4 | 22F570588 |  |  | 102-21100 | WCH-Surgery | 25 | IU | Active
WCH1211 | P104 | Light, Surgical, Ceiling Mounted. | Laurence Rawski | LARAW | EMPLOYEE | 6 | 0.6 | 11/01/2024 | 04/30/2024 | 2 | M | WCH | WCH | LED Surgical Light | 12-282 | Lights, Surgical | 452594 | Stryker Communications | F628 | 3348157 |  |  | 102-21100 | WCH-Surgery | 25 | IU | Active
WCH1212 | P104 | Light, Surgical, Ceiling Mounted. | Laurence Rawski | LARAW | EMPLOYEE | 6 | 0.6 | 11/01/2024 | 04/30/2024 | 2 | M | WCH | WCH | LED Surgical Light | 12-282 | Lights, Surgical | 452594 | Stryker Communications | F628 | 3348198 |  |  | 102-21100 | WCH-Surgery | 25 | IU | Active
WCH1213 | P104 | Light, Surgical, Ceiling Mounted. | Laurence Rawski | LARAW | EMPLOYEE | 6 | 0.6 | 11/01/2024 | 05/03/2024 | 2 | M | WCH | WCH | LED Surgical Light | 12-282 | Lights, Surgical | 452594 | Stryker Communications | F628 | 3339413 |  |  | 102-21100 | WCH-Surgery | 25 | IU | Active
WCH1214 | P104 | Light, Surgical, Ceiling Mounted. | Laurence Rawski | LARAW | EMPLOYEE | 6 | 0.6 | 11/01/2024 | 05/03/2024 | 2 | M | WCH | WCH | LED Surgical Light | 12-282 | Lights, Surgical | 452594 | Stryker Communications | F628 | 3339412 |  |  | 102-21100 | WCH-Surgery | 25 | IU | Active
WCH1215 | P212 | Table, Operating Room | Laurence Rawski | LARAW | EMPLOYEE | 6 | 1.25 | 11/01/2024 | 04/30/2024 | 2 | M | WCH | WCH | DaVinci Surgical Table | 13-961 | Tables, Operating | 441254 | TRUMPF Medical Systems Inc | TS7000dV | 108776266 |  |  | 102-21100 | WCH-Surgery | 26 | IU | Active
WCH1216 | P10123 | -Pm Device Using Mfg Procedure | Holly Robinson | HOLROB | EMPLOYEE | 6 | 0.5 | 09/01/2024 | 03/19/2024 | 2 | M | WCH | WCH | Washer/Decontamination System | 21-171 | Washer/Decontamination Units, Surgical Instrument | 107114 | STERIS Corp | 7053HP | 3617922007 |  |  | 102-85160 | WCH-Sterile Processing | 16 | IU | Active
WCH1217 | P10123 | -Pm Device Using Mfg Procedure | Holly Robinson | HOLROB | EMPLOYEE | 6 | 0.5 | 09/01/2024 | 03/19/2024 | 1 | M | WCH | WCH | Washer/Decontamination System | 21-171 | Washer/Decontamination Units, Surgical Instrument | 107114 | STERIS Corp | 7053HP | 3613222010 |  |  | 102-85160 | WCH-Sterile Processing | 16 | IU | Active
WCH1218 | P10123 | -Pm Device Using Mfg Procedure | Holly Robinson | HOLROB | EMPLOYEE | 3 | 2 | 07/01/2024 | 04/08/2024 | 2 | M | WCH | WCH | Cart Washer | 10-634 | Washers, Large Equipment, Cart | 107114 | STERIS Corp | V1327 | 3604822002 |  |  | 102-85160 | WCH-Sterile Processing | 13 | IU | Active
WCH1219 | P-SAGP | -Service Agreement PM | Holly Robinson | HOLROB | EMPLOYEE | 6 | 0.5 | 07/01/2024 | 02/13/2024 | 2 | M | WCH | WCH | Sonic Irrigator Cleaner | 14-263 | Washers, Labware/Surgical Instrument, Ultrasonic | 107114 | STERIS Corp | IWPCF | 02220713507 |  |  | 102-85160 | WCH-Sterile Processing | 11 | IU | Active
WCH1220 | P-SAGP | -Service Agreement PM | Holly Robinson | HOLROB | EMPLOYEE | 6 | 0.5 | 09/01/2024 | 04/24/2024 | 2 | M | WCH | WCH | Reprocessing Sink Ultrasonic | 14-263 | Washers, Labware/Surgical Instrument, Ultrasonic | 107114 | STERIS Corp | AMSCO 73 | 3611522015 |  |  | 102-85160 | WCH-Sterile Processing | 11 | IU | Active
WCH1221 | P194 | Sterilizer, Steam, Bulk. | Holly Robinson | HOLROB | EMPLOYEE | 6 | 2 | 08/01/2024 | 02/19/2024 | 2 | M | WCH | WCH | Steam Sterilizer | 13-746 | Sterilizing Units, Steam | 107114 | STERIS Corp | 60H | 030142224 |  |  | 102-85160 | WCH-Sterile Processing | 17 | IU | Active
WCH1222 | P194 | Sterilizer, Steam, Bulk. | Holly Robinson | HOLROB | EMPLOYEE | 6 | 2 | 08/01/2024 | 02/19/2024 | 2 | M | WCH | WCH | Steam Sterilizer | 13-746 | Sterilizing Units, Steam | 107114 | STERIS Corp | 60H | 031122218 |  |  | 102-85160 | WCH-Sterile Processing | 17 | IU | Active
WCH1223 | P-VPM | -Vendor PM | Holly Robinson | HOLROB | EMPLOYEE | 6 | 0.5 | 07/01/2024 | 01/11/2024 | 2 | M | WCH | WCH | Gas Plasma Sterilizer | 18-146 | Sterilizing Units, Plasma | 186653 | Advanced Sterilization Product | 10104 | 5047220474 |  |  | 102-85160 | WCH-Sterile Processing | 17 | IU | Active
WCH1224 | P-VPM | -Vendor PM | Holly Robinson | HOLROB | EMPLOYEE | 6 | 0.5 | 07/01/2024 | 01/11/2024 | 2 | M | WCH | WCH | Gas Plasma Sterilizer | 18-146 | Sterilizing Units, Plasma | 186653 | Advanced Sterilization Product | 10104 | 5047220501 |  |  | 102-85160 | WCH-Sterile Processing | 17 | IU | Active
WCH1225 | P104 | Light, Surgical, Ceiling Mounted. | Holly Robinson | HOLROB | EMPLOYEE | 1 | 0.6 | 01/01/2025 | 12/19/2023 | 2 | M | WCH | WCH | LED Surgical Light | 12-282 | Lights, Surgical | 452594 | Stryker Communications | F628 | 3339389 |  |  | 102-23100 | WCH-Emergency Service | 13 | IU | Active
WCH1226 | P104 | Light, Surgical, Ceiling Mounted. | Holly Robinson | HOLROB | EMPLOYEE | 1 | 0.6 | 01/01/2025 | 12/19/2023 | 2 | M | WCH | WCH | LED Surgical Light | 12-282 | Lights, Surgical | 452594 | Stryker Communications | F628 | 3348180 |  |  | 102-23100 | WCH-Emergency Service | 13 | IU | Active
WCH1227 | P104 | Light, Surgical, Ceiling Mounted. | Holly Robinson | HOLROB | EMPLOYEE | 1 | 0.6 | 01/01/2025 | 12/19/2023 | 2 | M | WCH | WCH | LED Surgical Light | 12-282 | Lights, Surgical | 452594 | Stryker Communications | F628 | 3348219 |  |  | 102-23100 | WCH-Emergency Service | 13 | IU | Active
WCH1228 | P104 | Light, Surgical, Ceiling Mounted. | Holly Robinson | HOLROB | EMPLOYEE | 1 | 0.6 | 01/01/2025 | 12/19/2023 | 2 | M | WCH | WCH | LED Surgical Light | 12-282 | Lights, Surgical | 452594 | Stryker Communications | F628 | 3348183 |  |  | 102-23100 | WCH-Emergency Service | 13 | IU | Active
WCH1229 | P-SAGP | -Service Agreement PM | Laurence Rawski | LARAW | EMPLOYEE | 1 | 4 | 09/01/2024 | 02/05/2024 | 2 | M | WCH | WCH | Radiographic/Fluoroscopic Syst | 16-885 | Radiographic/Fluoroscopic Systems, General-Purpose | 399199 | Siemens Medical Solutions USA | 10762472 | 64239 |  |  | 102-34000 | WCH-Diagnostic Imaging | 19 | IU | Active
WCH1230 | P-SAGP | -Service Agreement PM | Laurence Rawski | LARAW | EMPLOYEE | 1 | 0.5 | 11/01/2024 | 11/13/2023 | 2 | M | WCH | WCH | CT Scanner | 15-956 | Scanning Systems, Computed Tomography, Axial, Full-Body | 399199 | Siemens Medical Solutions USA | 10590000 | 10266 |  |  | 102-33100 | WCH-CT SCAN | 19 | IU | Active
WCH1231 | P-SAGP | -Service Agreement PM | Laurence Rawski | LARAW | EMPLOYEE | 1 | 0.5 | 11/01/2024 | 11/13/2023 | 2 | M | WCH | WCH | CT Scanner | 15-956 | Scanning Systems, Computed Tomography, Axial, Full-Body | 399199 | Siemens Medical Solutions USA | 10742499 | 155762 |  |  | 102-33100 | WCH-CT SCAN | 19 | IU | Active
WCH1235 | P10123 | -Pm Device Using Mfg Procedure | Laurence Rawski | LARAW | EMPLOYEE | 1 | 4 | 08/01/2024 | 08/24/2023 | 2 | M | WCH | WCH | General Digital Rad Room | 18-430 | Radiographic Systems, Digital | 399199 | Siemens Medical Solutions USA | 10762470 | 28657 |  |  | 102-34000 | WCH-Diagnostic Imaging | 19 | IU | Active
WCH1248 | P37 | Centrifuge, Table Top | Tim McElrath | 11619 | EMPLOYEE | 6 | 0.7 | 09/01/2024 | 03/26/2024 | 2 | M | WCH | WCH | Refrigerated Centrifuge | 18-265 | Centrifuges, Tabletop, Low-Speed, Refrigerated | 452492 | Hettich Lab Technology North A | 1406-01 | 0001689-10 |  |  | 102-31000 | WCH-Laboratory Services | 12 | IU | Active
WCH1250 | P10123 | -Pm Device Using Mfg Procedure | Tim McElrath | 11619 | EMPLOYEE | 1 | 0.5 | 03/01/2025 | 03/18/2024 | 2 | M | WCH | WCH | Bath, Water, Plasma Thawing | 16-796 | Baths, Water, Plasma-Thawing | 107717 | HELMER Inc | DH 4 | 2115203 |  |  | 102-31000 | WCH-Laboratory Services | 12 | IU | Active
WCH1251 | P10123 | -Pm Device Using Mfg Procedure | Tim McElrath | 11619 | EMPLOYEE | 1 | 0.5 | 03/01/2025 | 03/26/2024 | 2 | M | WCH | WCH | Bath, Water, Plasma Thawing | 16-796 | Baths, Water, Plasma-Thawing | 107717 | HELMER Inc | DH 4 | 2115202 |  |  | 102-31100 | WCH-Blood Services | 12 | IU | Active
WCH1253 | P33 | Centrifuge, Cell-Washing, Automated For Immuno-Hem | Tim McElrath | 11619 | EMPLOYEE | 3 | 0.7 | 06/01/2024 | 03/12/2024 | 1 | M | WCH | WCH | Cell Washer Centrifuge | 16-815 | Centrifuges, Tabletop, Low-Speed, Nonrefrigerated, Cell Washing | 107717 | HELMER Inc | UltraCW | 2025 |  |  | 102-31100 | WCH-Blood Services | 12 | IU | Active
WCH1255 | P37 | Centrifuge, Table Top | Tim McElrath | 11619 | EMPLOYEE | 3 | 0.7 | 06/01/2024 | 03/12/2024 | 2 | M | WCH | WCH | Centrifuges, Tabletop | 10-780 | Centrifuges, Tabletop | 452492 | Hettich Lab Technology North A | 1800-01 | 0003165-05 |  |  | 102-31100 | WCH-Blood Services | 12 | IU | Active
WCH1260 | PMOPHM | Monitors, Physiologic, Multipurpose | Holly Robinson | HOLROB | EMPLOYEE | 1 | 0.5 | 01/01/2025 |  | 2 | M | WCH | WCH | Bedside Physiologic Monitor | 20-171 | Monitors, Physiologic, Multipurpose, Bedside, Modular | 440964 | GE Healthcare Technologies | B450 V3 | SNT22363073SA |  |  | 102-23100 | WCH-Emergency Service | 16 | IU | Active
WCH1261 | PMOPHM | Monitors, Physiologic, Multipurpose | Holly Robinson | HOLROB | EMPLOYEE | 1 | 0.5 | 01/01/2025 |  | 2 | M | WCH | WCH | Bedside Physiologic Monitor | 20-171 | Monitors, Physiologic, Multipurpose, Bedside, Modular | 440964 | GE Healthcare Technologies | B450 V3 | SNT22342173SA |  |  | 102-23100 | WCH-Emergency Service | 16 | IU | Active
WCH1262 | PMOPHM | Monitors, Physiologic, Multipurpose | Holly Robinson | HOLROB | EMPLOYEE | 1 | 0.5 | 01/01/2025 |  | 2 | M | WCH | WCH | Bedside Physiologic Monitor | 20-171 | Monitors, Physiologic, Multipurpose, Bedside, Modular | 440964 | GE Healthcare Technologies | B450 V3 | SNT22342192SA |  |  | 102-23100 | WCH-Emergency Service | 16 | IU | Active
WCH1263 | PMOPHM | Monitors, Physiologic, Multipurpose | Holly Robinson | HOLROB | EMPLOYEE | 1 | 0.5 | 01/01/2025 |  | 2 | M | WCH | WCH | Bedside Physiologic Monitor | 20-171 | Monitors, Physiologic, Multipurpose, Bedside, Modular | 440964 | GE Healthcare Technologies | B450 V3 | SNT22342169SA |  |  | 102-23100 | WCH-Emergency Service | 16 | IU | Active
WCH1264 | PMOPHM | Monitors, Physiologic, Multipurpose | Holly Robinson | HOLROB | EMPLOYEE | 1 | 0.5 | 01/01/2025 |  | 2 | M | WCH | WCH | Bedside Physiologic Monitor | 20-171 | Monitors, Physiologic, Multipurpose, Bedside, Modular | 440964 | GE Healthcare Technologies | B450 V3 | SNT22342189SA |  |  | 102-23100 | WCH-Emergency Service | 16 | IU | Active
WCH1265 | PMOPHM | Monitors, Physiologic, Multipurpose | Holly Robinson | HOLROB | EMPLOYEE | 1 | 0.5 | 01/01/2025 |  | 2 | M | WCH | WCH | Bedside Physiologic Monitor | 20-171 | Monitors, Physiologic, Multipurpose, Bedside, Modular | 440964 | GE Healthcare Technologies | B650 v3 | STF22312049SA |  |  | 102-23100 | WCH-Emergency Service | 16 | IU | Active
WCH1266 | PGEAN1 | GE Annual E-sCO | Holly Robinson | HOLROB | EMPLOYEE | 1 | 0.5 | 01/01/2025 | 12/28/2023 | 2 | M | WCH | WCH | Airway Gas Module w/Agent Id | 20-778 | Physiologic Monitor Modules, Anesthetic Gas | 440964 | GE Healthcare Technologies | E-sCO-00 | SGV22161078HA |  |  | 102-23100 | WCH-Emergency Service | 16 | IU | Active
WCH1266 | PGE4Y1 | GE 4 YEAR E-sCO | Holly Robinson | HOLROB | EMPLOYEE | 4 | 1.4 | 01/01/2027 |  | 2 | M | WCH | WCH | Airway Gas Module w/Agent Id | 20-778 | Physiologic Monitor Modules, Anesthetic Gas | 440964 | GE Healthcare Technologies | E-sCO-00 | SGV22161078HA |  |  | 102-23100 | WCH-Emergency Service | 16 | IU | Active
WCH1267 | PMOPHM | Monitors, Physiologic, Multipurpose | Holly Robinson | HOLROB | EMPLOYEE | 1 | 0.5 | 01/01/2025 |  | 2 | M | WCH | WCH | Bedside Physiologic Monitor | 20-171 | Monitors, Physiologic, Multipurpose, Bedside, Modular | 440964 | GE Healthcare Technologies | B450 V3 | SNT22342146SA |  |  | 102-23100 | WCH-Emergency Service | 16 | IU | Active
WCH1268 | PMOPHM | Monitors, Physiologic, Multipurpose | Holly Robinson | HOLROB | EMPLOYEE | 1 | 0.5 | 01/01/2025 |  | 2 | M | WCH | WCH | Bedside Physiologic Monitor | 20-171 | Monitors, Physiologic, Multipurpose, Bedside, Modular | 440964 | GE Healthcare Technologies | B450 V3 | SNT22342165SA |  |  | 102-23100 | WCH-Emergency Service | 16 | IU | Active
WCH1269 | PMOPHM | Monitors, Physiologic, Multipurpose | Holly Robinson | HOLROB | EMPLOYEE | 1 | 0.5 | 01/01/2025 |  | 2 | M | WCH | WCH | Bedside Physiologic Monitor | 20-171 | Monitors, Physiologic, Multipurpose, Bedside, Modular | 440964 | GE Healthcare Technologies | B450 V3 | SNT22342158SA |  |  | 102-23100 | WCH-Emergency Service | 16 | IU | Active
WCH1270 | PMOPHM | Monitors, Physiologic, Multipurpose | Holly Robinson | HOLROB | EMPLOYEE | 1 | 0.5 | 01/01/2025 |  | 2 | M | WCH | WCH | Bedside Physiologic Monitor | 20-171 | Monitors, Physiologic, Multipurpose, Bedside, Modular | 440964 | GE Healthcare Technologies | B650 v3 | STF22312050SA |  |  | 102-23100 | WCH-Emergency Service | 16 | IU | Active
WCH1271 | PGEAN1 | GE Annual E-sCO | Holly Robinson | HOLROB | EMPLOYEE | 1 | 0.5 | 01/01/2025 | 01/02/2024 | 2 | M | WCH | WCH | Airway Gas Module w/Agent Id | 20-778 | Physiologic Monitor Modules, Anesthetic Gas | 440964 | GE Healthcare Technologies | E-sCO-00 | SGV22161014HA |  |  | 102-23100 | WCH-Emergency Service | 16 | IU | Active
WCH1272 | PMOPHM | Monitors, Physiologic, Multipurpose | Holly Robinson | HOLROB | EMPLOYEE | 1 | 0.5 | 01/01/2025 |  | 2 | M | WCH | WCH | Bedside Physiologic Monitor | 20-171 | Monitors, Physiologic, Multipurpose, Bedside, Modular | 440964 | GE Healthcare Technologies | B450 V3 | SNT22342166SA |  |  | 102-23100 | WCH-Emergency Service | 16 | IU | Active
WCH1273 | PMOPHM | Monitors, Physiologic, Multipurpose | Holly Robinson | HOLROB | EMPLOYEE | 1 | 0.5 | 01/01/2025 |  | 2 | M | WCH | WCH | Bedside Physiologic Monitor | 20-171 | Monitors, Physiologic, Multipurpose, Bedside, Modular | 440964 | GE Healthcare Technologies | B450 V3 | SNT22342167SA |  |  | 102-23100 | WCH-Emergency Service | 16 | IU | Active
WCH1274 | PMOPHM | Monitors, Physiologic, Multipurpose | Holly Robinson | HOLROB | EMPLOYEE | 1 | 0.5 | 01/01/2025 |  | 2 | M | WCH | WCH | Bedside Physiologic Monitor | 20-171 | Monitors, Physiologic, Multipurpose, Bedside, Modular | 440964 | GE Healthcare Technologies | B450 V3 | SNT22342170SA |  |  | 102-23100 | WCH-Emergency Service | 16 | IU | Active
WCH1275 | PMOPHM | Monitors, Physiologic, Multipurpose | Holly Robinson | HOLROB | EMPLOYEE | 1 | 0.5 | 01/01/2025 |  | 2 | M | WCH | WCH | Bedside Physiologic Monitor | 20-171 | Monitors, Physiologic, Multipurpose, Bedside, Modular | 440964 | GE Healthcare Technologies | B450 V3 | SNT22342191SA |  |  | 102-23100 | WCH-Emergency Service | 16 | IU | Active
WCH1276 | PGEAN2 | GE Annual E-sCAiO | Laurence Rawski | LARAW | EMPLOYEE | 1 | 1 | 01/01/2025 | 01/04/2024 | 2 | M | WCH | WCH | Airway Gas Module w/Agent Id | 20-778 | Physiologic Monitor Modules, Anesthetic Gas | 440964 | GE Healthcare Technologies | E-sCO-00 | SGV22171018HA |  |  | 102-30695 | WCH-Interventional Services | 29 | IU | Active
WCH1276 | PGE4Y2 | GE 4 YEAR E-sCAiO | Laurence Rawski | LARAW | EMPLOYEE | 4 | 1.2 | 01/01/2027 |  | 2 | M | WCH | WCH | Airway Gas Module w/Agent Id | 20-778 | Physiologic Monitor Modules, Anesthetic Gas | 440964 | GE Healthcare Technologies | E-sCO-00 | SGV22171018HA |  |  | 102-30695 | WCH-Interventional Services | 29 | IU | Active
WCH1277 | PMOPHM | Monitors, Physiologic, Multipurpose | Holly Robinson | HOLROB | EMPLOYEE | 1 | 0.5 | 01/01/2025 |  | 2 | M | WCH | WCH | Bedside Physiologic Monitor | 20-171 | Monitors, Physiologic, Multipurpose, Bedside, Modular | 440964 | GE Healthcare Technologies | B450 V3 | SNT22342164SA |  |  | 102-23100 | WCH-Emergency Service | 16 | IU | Active
WCH1278 | PGEAN1 | GE Annual E-sCO | Holly Robinson | HOLROB | EMPLOYEE | 1 | 1.5 | 01/01/2025 | 12/21/2023 | 2 | M | WCH | WCH | Airway Gas Module w/Agent Id | 20-778 | Physiologic Monitor Modules, Anesthetic Gas | 440964 | GE Healthcare Technologies | E-sCO-00 | SGV22161166HA |  |  | 102-23100 | WCH-Emergency Service | 16 | IU | Active
WCH1278 | PGE4Y1 | GE 4 YEAR E-sCO | Holly Robinson | HOLROB | EMPLOYEE | 4 | 1.5 | 01/01/2027 |  | 2 | M | WCH | WCH | Airway Gas Module w/Agent Id | 20-778 | Physiologic Monitor Modules, Anesthetic Gas | 440964 | GE Healthcare Technologies | E-sCO-00 | SGV22161166HA |  |  | 102-23100 | WCH-Emergency Service | 16 | IU | Active
WCH1279 | PMOPHM | Monitors, Physiologic, Multipurpose | Holly Robinson | HOLROB | EMPLOYEE | 1 | 0.5 | 01/01/2025 |  | 2 | M | WCH | WCH | Bedside Physiologic Monitor | 20-171 | Monitors, Physiologic, Multipurpose, Bedside, Modular | 440964 | GE Healthcare Technologies | B450 V3 | SNT22342190SA |  |  | 102-23100 | WCH-Emergency Service | 16 | IU | Active
WCH1280 | PGEAN1 | GE Annual E-sCO | Holly Robinson | HOLROB | EMPLOYEE | 1 | 1.5 | 01/01/2025 | 01/03/2024 | 2 | M | WCH | WCH | Airway Gas Module w/Agent Id | 20-778 | Physiologic Monitor Modules, Anesthetic Gas | 440964 | GE Healthcare Technologies | E-sCO-00 | SGV22161097HA |  |  | 102-23100 | WCH-Emergency Service | 16 | IU | Active
WCH1280 | PGE4Y1 | GE 4 YEAR E-sCO | Holly Robinson | HOLROB | EMPLOYEE | 4 | 1.5 | 01/01/2027 |  | 2 | M | WCH | WCH | Airway Gas Module w/Agent Id | 20-778 | Physiologic Monitor Modules, Anesthetic Gas | 440964 | GE Healthcare Technologies | E-sCO-00 | SGV22161097HA |  |  | 102-23100 | WCH-Emergency Service | 16 | IU | Active
WCH1281 | PMOPHM | Monitors, Physiologic, Multipurpose | Holly Robinson | HOLROB | EMPLOYEE | 1 | 0.5 | 01/01/2025 |  | 2 | M | WCH | WCH | Bedside Physiologic Monitor | 20-171 | Monitors, Physiologic, Multipurpose, Bedside, Modular | 440964 | GE Healthcare Technologies | B450 V3 | SNT22342145SA |  |  | 102-23100 | WCH-Emergency Service | 16 | IU | Active
WCH1282 | PGEAN1 | GE Annual E-sCO | Laurence Rawski | LARAW | EMPLOYEE | 1 | 1.5 | 01/01/2025 | 01/04/2024 | 2 | M | WCH | WCH | Airway Gas Module w/Agent Id | 20-778 | Physiologic Monitor Modules, Anesthetic Gas | 440964 | GE Healthcare Technologies | E-sCO-00 | SGV22171102HA |  |  | 102-30695 | WCH-Interventional Services | 29 | IU | Active
WCH1282 | PGE4Y1 | GE 4 YEAR E-sCO | Laurence Rawski | LARAW | EMPLOYEE | 4 | 1.5 | 01/01/2027 |  | 2 | M | WCH | WCH | Airway Gas Module w/Agent Id | 20-778 | Physiologic Monitor Modules, Anesthetic Gas | 440964 | GE Healthcare Technologies | E-sCO-00 | SGV22171102HA |  |  | 102-30695 | WCH-Interventional Services | 29 | IU | Active
WCH1283 | PMOPHM | Monitors, Physiologic, Multipurpose | Holly Robinson | HOLROB | EMPLOYEE | 1 | 0.5 | 01/01/2025 |  | 2 | M | WCH | WCH | Bedside Physiologic Monitor | 20-171 | Monitors, Physiologic, Multipurpose, Bedside, Modular | 440964 | GE Healthcare Technologies | B450 V3 | SNT22342194SA |  |  | 102-23100 | WCH-Emergency Service | 16 | IU | Active
WCH1284 | PGEAN1 | GE Annual E-sCO | Holly Robinson | HOLROB | EMPLOYEE | 1 | 1.5 | 01/01/2025 | 12/28/2023 | 2 | M | WCH | WCH | Airway Gas Module w/Agent Id | 20-778 | Physiologic Monitor Modules, Anesthetic Gas | 440964 | GE Healthcare Technologies | E-sCO-00 | SGV22161071HA |  |  | 102-23100 | WCH-Emergency Service | 16 | IU | Active
WCH1284 | PGE4Y1 | GE 4 YEAR E-sCO | Holly Robinson | HOLROB | EMPLOYEE | 4 | 1.5 | 01/01/2027 |  | 2 | M | WCH | WCH | Airway Gas Module w/Agent Id | 20-778 | Physiologic Monitor Modules, Anesthetic Gas | 440964 | GE Healthcare Technologies | E-sCO-00 | SGV22161071HA |  |  | 102-23100 | WCH-Emergency Service | 16 | IU | Active
WCH1285 | PMOPHM | Monitors, Physiologic, Multipurpose | Holly Robinson | HOLROB | EMPLOYEE | 1 | 0.5 | 01/01/2025 |  | 2 | M | WCH | WCH | Bedside Physiologic Monitor | 20-171 | Monitors, Physiologic, Multipurpose, Bedside, Modular | 440964 | GE Healthcare Technologies | B450 V3 | SNT22342175SA |  |  | 102-23100 | WCH-Emergency Service | 16 | IU | Active
WCH1286 | PGEAN1 | GE Annual E-sCO | Holly Robinson | HOLROB | EMPLOYEE | 1 | 1.5 | 01/01/2025 | 01/03/2024 | 2 | M | WCH | WCH | Airway Gas Module w/Agent Id | 20-778 | Physiologic Monitor Modules, Anesthetic Gas | 440964 | GE Healthcare Technologies | E-sCO-00 | SGV22161057HA |  |  | 102-23100 | WCH-Emergency Service | 16 | IU | Active
WCH1286 | PGE4Y1 | GE 4 YEAR E-sCO | Holly Robinson | HOLROB | EMPLOYEE | 4 | 1.5 | 01/01/2027 |  | 2 | M | WCH | WCH | Airway Gas Module w/Agent Id | 20-778 | Physiologic Monitor Modules, Anesthetic Gas | 440964 | GE Healthcare Technologies | E-sCO-00 | SGV22161057HA |  |  | 102-23100 | WCH-Emergency Service | 16 | IU | Active
WCH1287 | PMOPHM | Monitors, Physiologic, Multipurpose | Holly Robinson | HOLROB | EMPLOYEE | 1 | 0.5 | 01/01/2025 |  | 2 | M | WCH | WCH | Bedside Physiologic Monitor | 20-171 | Monitors, Physiologic, Multipurpose, Bedside, Modular | 440964 | GE Healthcare Technologies | B450 V3 | SNT22342168SA |  |  | 102-23100 | WCH-Emergency Service | 16 | IU | Active
WCH1288 | PGEAN1 | GE Annual E-sCO | Holly Robinson | HOLROB | EMPLOYEE | 1 | 1.5 | 01/01/2025 | 12/28/2023 | 2 | M | WCH | WCH | Airway Gas Module w/Agent Id | 20-778 | Physiologic Monitor Modules, Anesthetic Gas | 440964 | GE Healthcare Technologies | E-sCO-00 | SGV22161041HA |  |  | 102-23100 | WCH-Emergency Service | 16 | IU | Active
WCH1288 | PGE4Y1 | GE 4 YEAR E-sCO | Holly Robinson | HOLROB | EMPLOYEE | 4 | 1.5 | 01/01/2027 |  | 2 | M | WCH | WCH | Airway Gas Module w/Agent Id | 20-778 | Physiologic Monitor Modules, Anesthetic Gas | 440964 | GE Healthcare Technologies | E-sCO-00 | SGV22161041HA |  |  | 102-23100 | WCH-Emergency Service | 16 | IU | Active
WCH1289 | PGE4Y1 | GE 4 YEAR E-sCO | Holly Robinson | HOLROB | EMPLOYEE | 4 | 1.5 | 01/01/2027 |  | 2 | M | WCH | WCH | Airway Gas Module w/Agent Id | 20-778 | Physiologic Monitor Modules, Anesthetic Gas | 440964 | GE Healthcare Technologies | E-sCO-00 | SGV22171047HA |  |  | 102-23100 | WCH-Emergency Service | 16 | IU | Active
WCH1289 | PGEAN1 | GE Annual E-sCO | Holly Robinson | HOLROB | EMPLOYEE | 1 | 1.5 | 01/01/2025 | 12/28/2023 | 2 | M | WCH | WCH | Airway Gas Module w/Agent Id | 20-778 | Physiologic Monitor Modules, Anesthetic Gas | 440964 | GE Healthcare Technologies | E-sCO-00 | SGV22171047HA |  |  | 102-23100 | WCH-Emergency Service | 16 | IU | Active
WCH1290 | PGEAN1 | GE Annual E-sCO | Holly Robinson | HOLROB | EMPLOYEE | 1 | 1.5 | 01/01/2025 | 01/03/2024 | 2 | M | WCH | WCH | Airway Gas Module w/Agent Id | 20-778 | Physiologic Monitor Modules, Anesthetic Gas | 440964 | GE Healthcare Technologies | E-sCO-00 | SGV22161043HA |  |  | 102-23100 | WCH-Emergency Service | 16 | IU | Active
WCH1290 | PGE4Y1 | GE 4 YEAR E-sCO | Holly Robinson | HOLROB | EMPLOYEE | 4 | 1.5 | 01/01/2027 |  | 2 | M | WCH | WCH | Airway Gas Module w/Agent Id | 20-778 | Physiologic Monitor Modules, Anesthetic Gas | 440964 | GE Healthcare Technologies | E-sCO-00 | SGV22161043HA |  |  | 102-23100 | WCH-Emergency Service | 16 | IU | Active
WCH1291 | PGE4Y1 | GE 4 YEAR E-sCO | Holly Robinson | HOLROB | EMPLOYEE | 4 | 1.5 | 01/01/2027 |  | 2 | M | WCH | WCH | Airway Gas Module w/Agent Id | 20-778 | Physiologic Monitor Modules, Anesthetic Gas | 440964 | GE Healthcare Technologies | E-sCO-00 | SGV22161065HA |  |  | 102-23100 | WCH-Emergency Service | 16 | IU | Active
WCH1291 | PGEAN1 | GE Annual E-sCO | Holly Robinson | HOLROB | EMPLOYEE | 1 | 1.5 | 01/01/2025 | 01/02/2024 | 2 | M | WCH | WCH | Airway Gas Module w/Agent Id | 20-778 | Physiologic Monitor Modules, Anesthetic Gas | 440964 | GE Healthcare Technologies | E-sCO-00 | SGV22161065HA |  |  | 102-23100 | WCH-Emergency Service | 16 | IU | Active
WCH1292 | PGEAN1 | GE Annual E-sCO | Holly Robinson | HOLROB | EMPLOYEE | 1 | 1.5 | 01/01/2025 | 01/03/2024 | 2 | M | WCH | WCH | Airway Gas Module w/Agent Id | 20-778 | Physiologic Monitor Modules, Anesthetic Gas | 440964 | GE Healthcare Technologies | E-sCO-00 | SGV22171138HA |  |  | 102-23100 | WCH-Emergency Service | 16 | IU | Active
WCH1292 | PGE4Y1 | GE 4 YEAR E-sCO | Holly Robinson | HOLROB | EMPLOYEE | 4 | 1.5 | 01/01/2027 |  | 2 | M | WCH | WCH | Airway Gas Module w/Agent Id | 20-778 | Physiologic Monitor Modules, Anesthetic Gas | 440964 | GE Healthcare Technologies | E-sCO-00 | SGV22171138HA |  |  | 102-23100 | WCH-Emergency Service | 16 | IU | Active
WCH1293 | PGE4Y1 | GE 4 YEAR E-sCO | Holly Robinson | HOLROB | EMPLOYEE | 4 | 1.5 | 01/01/2027 |  | 2 | M | WCH | WCH | Airway Gas Module w/Agent Id | 20-778 | Physiologic Monitor Modules, Anesthetic Gas | 440964 | GE Healthcare Technologies | E-sCO-00 | SGV22161069HA |  |  | 102-23100 | WCH-Emergency Service | 16 | IU | Active
WCH1293 | PGEAN1 | GE Annual E-sCO | Holly Robinson | HOLROB | EMPLOYEE | 1 | 1.5 | 01/01/2025 | 01/02/2024 | 2 | M | WCH | WCH | Airway Gas Module w/Agent Id | 20-778 | Physiologic Monitor Modules, Anesthetic Gas | 440964 | GE Healthcare Technologies | E-sCO-00 | SGV22161069HA |  |  | 102-23100 | WCH-Emergency Service | 16 | IU | Active
WCH1294 | PGEAN1 | GE Annual E-sCO | Holly Robinson | HOLROB | EMPLOYEE | 1 | 1.5 | 01/01/2025 | 01/02/2024 | 2 | M | WCH | WCH | Airway Gas Module w/Agent Id | 20-778 | Physiologic Monitor Modules, Anesthetic Gas | 440964 | GE Healthcare Technologies | E-sCO-00 | SGV22161004HA |  |  | 102-23100 | WCH-Emergency Service | 16 | IU | Active
WCH1294 | PGE4Y1 | GE 4 YEAR E-sCO | Holly Robinson | HOLROB | EMPLOYEE | 4 | 1.5 | 01/01/2027 |  | 2 | M | WCH | WCH | Airway Gas Module w/Agent Id | 20-778 | Physiologic Monitor Modules, Anesthetic Gas | 440964 | GE Healthcare Technologies | E-sCO-00 | SGV22161004HA |  |  | 102-23100 | WCH-Emergency Service | 16 | IU | Active
WCH1295 | PGE4Y1 | GE 4 YEAR E-sCO | Holly Robinson | HOLROB | EMPLOYEE | 4 | 1.5 | 01/01/2027 |  | 2 | M | WCH | WCH | Airway Gas Module w/Agent Id | 20-778 | Physiologic Monitor Modules, Anesthetic Gas | 440964 | GE Healthcare Technologies | E-sCO-00 | SGV22161031HA |  |  | 102-23100 | WCH-Emergency Service | 16 | IU | Active
WCH1295 | PGEAN1 | GE Annual E-sCO | Holly Robinson | HOLROB | EMPLOYEE | 1 | 1.5 | 01/01/2025 | 01/02/2024 | 2 | M | WCH | WCH | Airway Gas Module w/Agent Id | 20-778 | Physiologic Monitor Modules, Anesthetic Gas | 440964 | GE Healthcare Technologies | E-sCO-00 | SGV22161031HA |  |  | 102-23100 | WCH-Emergency Service | 16 | IU | Active
WCH1296 | PGEAN1 | GE Annual E-sCO | Holly Robinson | HOLROB | EMPLOYEE | 1 | 1.5 | 01/01/2025 | 01/04/2024 | 2 | M | WCH | WCH | Airway Gas Module w/Agent Id | 20-778 | Physiologic Monitor Modules, Anesthetic Gas | 440964 | GE Healthcare Technologies | E-sCO-00 | SGV22181150HA |  |  | 102-23100 | WCH-Emergency Service | 16 | IU | Active
WCH1296 | PGE4Y1 | GE 4 YEAR E-sCO | Holly Robinson | HOLROB | EMPLOYEE | 4 | 1.5 | 01/01/2027 |  | 2 | M | WCH | WCH | Airway Gas Module w/Agent Id | 20-778 | Physiologic Monitor Modules, Anesthetic Gas | 440964 | GE Healthcare Technologies | E-sCO-00 | SGV22181150HA |  |  | 102-23100 | WCH-Emergency Service | 16 | IU | Active
WCH1297 | PGE4Y1 | GE 4 YEAR E-sCO | Holly Robinson | HOLROB | EMPLOYEE | 4 | 1.5 | 01/01/2027 |  | 2 | M | WCH | WCH | Airway Gas Module w/Agent Id | 20-778 | Physiologic Monitor Modules, Anesthetic Gas | 440964 | GE Healthcare Technologies | E-sCO-00 | SGV22161104HA |  |  | 102-23100 | WCH-Emergency Service | 16 | IU | Active
WCH1297 | PGEAN1 | GE Annual E-sCO | Holly Robinson | HOLROB | EMPLOYEE | 1 | 1.5 | 01/01/2025 | 01/03/2024 | 2 | M | WCH | WCH | Airway Gas Module w/Agent Id | 20-778 | Physiologic Monitor Modules, Anesthetic Gas | 440964 | GE Healthcare Technologies | E-sCO-00 | SGV22161104HA |  |  | 102-23100 | WCH-Emergency Service | 16 | IU | Active
WCH1298 | PGEAN1 | GE Annual E-sCO | Holly Robinson | HOLROB | EMPLOYEE | 1 | 1.5 | 01/01/2025 | 01/02/2024 | 2 | M | WCH | WCH | Airway Gas Module w/Agent Id | 20-778 | Physiologic Monitor Modules, Anesthetic Gas | 440964 | GE Healthcare Technologies | E-sCO-00 | SGV22171111HA |  |  | 102-23100 | WCH-Emergency Service | 16 | IU | Active
WCH1298 | PGE4Y1 | GE 4 YEAR E-sCO | Holly Robinson | HOLROB | EMPLOYEE | 4 | 1.5 | 01/01/2027 |  | 2 | M | WCH | WCH | Airway Gas Module w/Agent Id | 20-778 | Physiologic Monitor Modules, Anesthetic Gas | 440964 | GE Healthcare Technologies | E-sCO-00 | SGV22171111HA |  |  | 102-23100 | WCH-Emergency Service | 16 | IU | Active
WCH1299 | P10123 | -Pm Device Using Mfg Procedure | Holly Robinson | HOLROB | EMPLOYEE | 1 | 0.5 | 05/01/2025 | 04/22/2024 | 2 | M | WCH | WCH | Nurse Call Console | 15-614 | Hospital Communication Systems, Nurse Call | 103070 | Rauland-Borg Corp | 351205 | M860790202124227170 |  |  | 102-23100 | WCH-Emergency Service | 14 | IU | Active
WCH1300 | P10123 | -Pm Device Using Mfg Procedure | Holly Robinson | HOLROB | EMPLOYEE | 1 | 0.5 | 05/01/2025 | 04/22/2024 | 2 | M | WCH | WCH | Nurse Call Console | 15-614 | Hospital Communication Systems, Nurse Call | 103070 | Rauland-Borg Corp | 351205 | M860790202124227039 |  |  | 102-23100 | WCH-Emergency Service | 14 | IU | Active
WCH1301 | P177 | Scale, Chair. | Holly Robinson | HOLROB | EMPLOYEE | 1 | 0.5 | 01/01/2025 | 12/19/2023 | 2 | M | WCH | WCH | Wheelchair Scale | 15-053 | Scales, Patient, Wheelchair | 101694 | Scale-Tronix Inc | 6002 | U107232221813 |  |  | 102-23100 | WCH-Emergency Service | 12 | IU | Active
WCH1302 | PSAFIN | Safety Inspection | Holly Robinson | HOLROB | EMPLOYEE | 1 | 0.25 | 01/01/2025 | 01/03/2024 | 2 | M | WCH | WCH | UV Exam Woods Lamp | 33-260 | Lights, Examination, Ultraviolet, Portable/Handheld | 441994 | GF Health Products Inc | 2203 | 2217726 |  |  | 102-23100 | WCH-Emergency Service | 12 | IU | Active
WCH1303 | PMOPHM | Monitors, Physiologic, Multipurpose | Rafael Baxcajay | RABAX | EMPLOYEE | 1 | 0.5 | 04/01/2025 | 04/01/2024 | 2 | M | WCH | WCH | Bedside Physiologic Monitor | 20-171 | Monitors, Physiologic, Multipurpose, Bedside, Modular | 440964 | GE Healthcare Technologies | B650 v3 | STF22322080SA |  |  | 102-13100 | WCH-Intensive Care Unit I | 16 | IU | Active
WCH1304 | PGEAN1 | GE Annual E-sCO | Rafael Baxcajay | RABAX | EMPLOYEE | 1 | 1.5 | 01/01/2025 | 01/05/2024 | 2 | M | WCH | WCH | Airway Gas Module w/Agent Id | 20-778 | Physiologic Monitor Modules, Anesthetic Gas | 440964 | GE Healthcare Technologies | E-sCO-00 | SGV22051075HA |  |  | 102-13100 | WCH-Intensive Care Unit I | 16 | IU | Active
WCH1304 | PGE4Y1 | GE 4 YEAR E-sCO | Rafael Baxcajay | RABAX | EMPLOYEE | 4 | 1.5 | 01/01/2027 |  | 2 | M | WCH | WCH | Airway Gas Module w/Agent Id | 20-778 | Physiologic Monitor Modules, Anesthetic Gas | 440964 | GE Healthcare Technologies | E-sCO-00 | SGV22051075HA |  |  | 102-13100 | WCH-Intensive Care Unit I | 16 | IU | Active
WCH1305 | P10123 | -Pm Device Using Mfg Procedure | Rafael Baxcajay | RABAX | EMPLOYEE | 1 | 0.5 | 04/01/2025 | 04/03/2024 | 2 | M | WCH | WCH | 2 Invasive BP Module | 20-772 | Physiologic Monitor Modules, Invasive Blood Pressure | 440964 | GE Healthcare Technologies | E-PP-00 | 8244250 |  |  | 102-13100 | WCH-Intensive Care Unit I | 16 | IU | Active
WCH1306 | PMOPHM | Monitors, Physiologic, Multipurpose | Rafael Baxcajay | RABAX | EMPLOYEE | 1 | 0.5 | 04/01/2025 | 04/15/2024 | 2 | M | WCH | WCH | Bedside Physiologic Monitor | 20-171 | Monitors, Physiologic, Multipurpose, Bedside, Modular | 440964 | GE Healthcare Technologies | B650 v3 | STF22322079SA |  |  | 102-13100 | WCH-Intensive Care Unit I | 16 | IU | Active
WCH1307 | PGE4Y1 | GE 4 YEAR E-sCO | Rafael Baxcajay | RABAX | EMPLOYEE | 4 | 1.5 | 01/01/2027 |  | 2 | M | WCH | WCH | Airway Gas Module w/Agent Id | 20-778 | Physiologic Monitor Modules, Anesthetic Gas | 440964 | GE Healthcare Technologies | E-sCO-00 | SGV22031220HA |  |  | 102-13100 | WCH-Intensive Care Unit I | 16 | IU | Active
WCH1307 | PGEAN1 | GE Annual E-sCO | Rafael Baxcajay | RABAX | EMPLOYEE | 1 | 1.5 | 01/01/2025 | 02/08/2024 | 2 | M | WCH | WCH | Airway Gas Module w/Agent Id | 20-778 | Physiologic Monitor Modules, Anesthetic Gas | 440964 | GE Healthcare Technologies | E-sCO-00 | SGV22031220HA |  |  | 102-13100 | WCH-Intensive Care Unit I | 16 | IU | Active
WCH1308 | PMOPHM | Monitors, Physiologic, Multipurpose | Rafael Baxcajay | RABAX | EMPLOYEE | 1 | 0.5 | 04/01/2025 | 04/15/2024 | 2 | M | WCH | WCH | Bedside Physiologic Monitor | 20-171 | Monitors, Physiologic, Multipurpose, Bedside, Modular | 440964 | GE Healthcare Technologies | B650 v3 | STF22322086SA |  |  | 102-13100 | WCH-Intensive Care Unit I | 16 | IU | Active
WCH1309 | PGEAN1 | GE Annual E-sCO | Rafael Baxcajay | RABAX | EMPLOYEE | 1 | 1.5 | 01/01/2025 | 01/08/2024 | 2 | M | WCH | WCH | Airway Gas Module w/Agent Id | 20-778 | Physiologic Monitor Modules, Anesthetic Gas | 440964 | GE Healthcare Technologies | E-sCO-00 | SGV22041029HA |  |  | 102-13100 | WCH-Intensive Care Unit I | 16 | IU | Active
WCH1309 | PGE4Y1 | GE 4 YEAR E-sCO | Rafael Baxcajay | RABAX | EMPLOYEE | 4 | 1.5 | 01/01/2027 |  | 2 | M | WCH | WCH | Airway Gas Module w/Agent Id | 20-778 | Physiologic Monitor Modules, Anesthetic Gas | 440964 | GE Healthcare Technologies | E-sCO-00 | SGV22041029HA |  |  | 102-13100 | WCH-Intensive Care Unit I | 16 | IU | Active
WCH1310 | PMOPHM | Monitors, Physiologic, Multipurpose | Rafael Baxcajay | RABAX | EMPLOYEE | 1 | 0.5 | 04/01/2025 | 04/16/2024 | 2 | M | WCH | WCH | Bedside Physiologic Monitor | 20-171 | Monitors, Physiologic, Multipurpose, Bedside, Modular | 440964 | GE Healthcare Technologies | B650 v3 | STF22322083SA |  |  | 102-13100 | WCH-Intensive Care Unit I | 16 | IU | Active
WCH1311 | PGEAN1 | GE Annual E-sCO | Rafael Baxcajay | RABAX | EMPLOYEE | 1 | 1.5 | 01/01/2025 | 04/03/2024 | 2 | M | WCH | WCH | Airway Gas Module w/Agent Id | 20-778 | Physiologic Monitor Modules, Anesthetic Gas | 440964 | GE Healthcare Technologies | E-sCO-00 | SGV22031190HA |  |  | 102-13100 | WCH-Intensive Care Unit I | 16 | IU | Active
WCH1311 | PGE4Y1 | GE 4 YEAR E-sCO | Rafael Baxcajay | RABAX | EMPLOYEE | 4 | 1.5 | 04/01/2027 |  | 2 | M | WCH | WCH | Airway Gas Module w/Agent Id | 20-778 | Physiologic Monitor Modules, Anesthetic Gas | 440964 | GE Healthcare Technologies | E-sCO-00 | SGV22031190HA |  |  | 102-13100 | WCH-Intensive Care Unit I | 16 | IU | Active
WCH1312 | PMOPHM | Monitors, Physiologic, Multipurpose | Rafael Baxcajay | RABAX | EMPLOYEE | 1 | 0.5 | 04/01/2025 | 04/15/2024 | 2 | M | WCH | WCH | Bedside Physiologic Monitor | 20-171 | Monitors, Physiologic, Multipurpose, Bedside, Modular | 440964 | GE Healthcare Technologies | B650 v3 | STF22322087SA |  |  | 102-13100 | WCH-Intensive Care Unit I | 16 | IU | Active
WCH1313 | PGE4Y1 | GE 4 YEAR E-sCO | Rafael Baxcajay | RABAX | EMPLOYEE | 4 | 1.5 | 01/01/2027 |  | 2 | M | WCH | WCH | Airway Gas Module w/Agent Id | 20-778 | Physiologic Monitor Modules, Anesthetic Gas | 440964 | GE Healthcare Technologies | E-sCO-00 | SGV22031116HA |  |  | 102-13100 | WCH-Intensive Care Unit I | 16 | IU | Active
WCH1313 | PGEAN1 | GE Annual E-sCO | Rafael Baxcajay | RABAX | EMPLOYEE | 1 | 1.5 | 01/01/2025 | 02/08/2024 | 2 | M | WCH | WCH | Airway Gas Module w/Agent Id | 20-778 | Physiologic Monitor Modules, Anesthetic Gas | 440964 | GE Healthcare Technologies | E-sCO-00 | SGV22031116HA |  |  | 102-13100 | WCH-Intensive Care Unit I | 16 | IU | Active
WCH1314 | P10123 | -Pm Device Using Mfg Procedure | Rafael Baxcajay | RABAX | EMPLOYEE | 1 | 0.5 | 04/01/2025 | 04/03/2024 | 2 | M | WCH | WCH | 2 Invasive BP Module | 20-772 | Physiologic Monitor Modules, Invasive Blood Pressure | 440964 | GE Healthcare Technologies | E-PP-00 | 8244250 |  |  | 102-13100 | WCH-Intensive Care Unit I | 16 | IU | Active
WCH1315 | PMOPHM | Monitors, Physiologic, Multipurpose | Rafael Baxcajay | RABAX | EMPLOYEE | 1 | 0.5 | 04/01/2025 | 04/15/2024 | 2 | M | WCH | WCH | Bedside Physiologic Monitor | 20-171 | Monitors, Physiologic, Multipurpose, Bedside, Modular | 440964 | GE Healthcare Technologies | B650 v3 | STF22322089SA |  |  | 102-13100 | WCH-Intensive Care Unit I | 16 | IU | Active
WCH1316 | PGEAN1 | GE Annual E-sCO | Rafael Baxcajay | RABAX | EMPLOYEE | 1 | 1.5 | 01/01/2025 | 01/09/2024 | 2 | M | WCH | WCH | Airway Gas Module w/Agent Id | 20-778 | Physiologic Monitor Modules, Anesthetic Gas | 440964 | GE Healthcare Technologies | E-sCO-00 | SGV22041015HA |  |  | 102-13100 | WCH-Intensive Care Unit I | 16 | IU | Active
WCH1316 | PGE4Y1 | GE 4 YEAR E-sCO | Rafael Baxcajay | RABAX | EMPLOYEE | 4 | 1.5 | 01/01/2027 |  | 2 | M | WCH | WCH | Airway Gas Module w/Agent Id | 20-778 | Physiologic Monitor Modules, Anesthetic Gas | 440964 | GE Healthcare Technologies | E-sCO-00 | SGV22041015HA |  |  | 102-13100 | WCH-Intensive Care Unit I | 16 | IU | Active
WCH1317 | P10123 | -Pm Device Using Mfg Procedure | Rafael Baxcajay | RABAX | EMPLOYEE | 1 | 0.5 | 04/01/2025 | 04/03/2024 | 2 | M | WCH | WCH | Cardiac Output Module | 20-774 | Physiologic Monitor Modules, Cardiac Output | 440964 | GE Healthcare Technologies | E-COP-01 | SGR21370007HA |  |  | 102-13100 | WCH-Intensive Care Unit I | 17 | IU | Active
WCH1318 | PMOPHM | Monitors, Physiologic, Multipurpose | Rafael Baxcajay | RABAX | EMPLOYEE | 1 | 0.5 | 04/01/2025 | 04/02/2024 | 2 | M | WCH | WCH | Bedside Physiologic Monitor | 20-171 | Monitors, Physiologic, Multipurpose, Bedside, Modular | 440964 | GE Healthcare Technologies | B650 v3 | STF22322081SA |  |  | 102-13100 | WCH-Intensive Care Unit I | 16 | IU | Active
WCH1319 | PGE4Y1 | GE 4 YEAR E-sCO | Rafael Baxcajay | RABAX | EMPLOYEE | 4 | 1.5 | 01/01/2027 |  | 2 | M | WCH | WCH | Airway Gas Module w/Agent Id | 20-778 | Physiologic Monitor Modules, Anesthetic Gas | 440964 | GE Healthcare Technologies | E-sCO-00 | SGV22031146HA |  |  | 102-13100 | WCH-Intensive Care Unit I | 16 | IU | Active
WCH1319 | PGEAN1 | GE Annual E-sCO | Rafael Baxcajay | RABAX | EMPLOYEE | 1 | 1.5 | 01/01/2025 | 01/18/2024 | 2 | M | WCH | WCH | Airway Gas Module w/Agent Id | 20-778 | Physiologic Monitor Modules, Anesthetic Gas | 440964 | GE Healthcare Technologies | E-sCO-00 | SGV22031146HA |  |  | 102-13100 | WCH-Intensive Care Unit I | 16 | IU | Active
WCH1320 | P10123 | -Pm Device Using Mfg Procedure | Rafael Baxcajay | RABAX | EMPLOYEE | 1 | 0.5 | 04/01/2025 | 04/03/2024 | 2 | M | WCH | WCH | Cardiac Output Module | 20-774 | Physiologic Monitor Modules, Cardiac Output | 440964 | GE Healthcare Technologies | E-COP-01 | SGR21450017HA |  |  | 102-13100 | WCH-Intensive Care Unit I | 17 | IU | Active
WCH1321 | PMOPHM | Monitors, Physiologic, Multipurpose | Rafael Baxcajay | RABAX | EMPLOYEE | 1 | 0.5 | 04/01/2025 | 04/01/2024 | 2 | M | WCH | WCH | Bedside Physiologic Monitor | 20-171 | Monitors, Physiologic, Multipurpose, Bedside, Modular | 440964 | GE Healthcare Technologies | B650 v3 | STF22322084SA |  |  | 102-13100 | WCH-Intensive Care Unit I | 16 | IU | Active
WCH1322 | PGEAN1 | GE Annual E-sCO | Rafael Baxcajay | RABAX | EMPLOYEE | 1 | 1.5 | 01/01/2025 | 01/08/2024 | 2 | M | WCH | WCH | Airway Gas Module w/Agent Id | 20-778 | Physiologic Monitor Modules, Anesthetic Gas | 440964 | GE Healthcare Technologies | E-sCO-00 | SGV22051163HA |  |  | 102-13100 | WCH-Intensive Care Unit I | 16 | IU | Active
WCH1322 | PGE4Y1 | GE 4 YEAR E-sCO | Rafael Baxcajay | RABAX | EMPLOYEE | 4 | 1.5 | 01/01/2027 |  | 2 | M | WCH | WCH | Airway Gas Module w/Agent Id | 20-778 | Physiologic Monitor Modules, Anesthetic Gas | 440964 | GE Healthcare Technologies | E-sCO-00 | SGV22051163HA |  |  | 102-13100 | WCH-Intensive Care Unit I | 16 | IU | Active
WCH1323 | P10123 | -Pm Device Using Mfg Procedure | Rafael Baxcajay | RABAX | EMPLOYEE | 1 | 0.8 | 04/01/2025 | 04/03/2024 | 2 | M | WCH | WCH | Neuromuscular Stim Module | 23-437 | Physiologic Monitor Modules, Neuromuscular Block | 440964 | GE Healthcare Technologies | E-NMT-01 | SJC21450065HA |  |  | 102-13100 | WCH-Intensive Care Unit I | 16 | IU | Active
WCH1324 | PMOPHM | Monitors, Physiologic, Multipurpose | Rafael Baxcajay | RABAX | EMPLOYEE | 1 | 0.5 | 04/01/2025 | 04/01/2024 | 2 | M | WCH | WCH | Bedside Physiologic Monitor | 20-171 | Monitors, Physiologic, Multipurpose, Bedside, Modular | 440964 | GE Healthcare Technologies | B650 v3 | STF22322088SA |  |  | 102-13100 | WCH-Intensive Care Unit I | 16 | IU | Active
WCH1325 | PGEAN1 | GE Annual E-sCO | Rafael Baxcajay | RABAX | EMPLOYEE | 1 | 1.5 | 01/01/2025 | 04/02/2024 | 2 | M | WCH | WCH | Airway Gas Module w/Agent Id | 20-778 | Physiologic Monitor Modules, Anesthetic Gas | 440964 | GE Healthcare Technologies | E-sCO-00 | SGV22031222HA |  |  | 102-13100 | WCH-Intensive Care Unit I | 16 | IU | Active
WCH1325 | PGE4Y1 | GE 4 YEAR E-sCO | Rafael Baxcajay | RABAX | EMPLOYEE | 4 | 1.5 | 04/01/2027 |  | 2 | M | WCH | WCH | Airway Gas Module w/Agent Id | 20-778 | Physiologic Monitor Modules, Anesthetic Gas | 440964 | GE Healthcare Technologies | E-sCO-00 | SGV22031222HA |  |  | 102-13100 | WCH-Intensive Care Unit I | 16 | IU | Active
WCH1326 | P10123 | -Pm Device Using Mfg Procedure | Rafael Baxcajay | RABAX | EMPLOYEE | 1 | 0.8 | 04/01/2025 | 04/09/2024 | 2 | M | WCH | WCH | Neuromuscular Stim Module | 23-437 | Physiologic Monitor Modules, Neuromuscular Block | 440964 | GE Healthcare Technologies | E-NMT-01 | SJC21450058HA |  |  | 102-13100 | WCH-Intensive Care Unit I | 16 | IU | Active
WCH1327 | PMOPHM | Monitors, Physiologic, Multipurpose | Rafael Baxcajay | RABAX | EMPLOYEE | 1 | 0.5 | 04/01/2025 | 05/14/2024 | 2 | M | WCH | WCH | Bedside Physiologic Monitor | 20-171 | Monitors, Physiologic, Multipurpose, Bedside, Modular | 440964 | GE Healthcare Technologies | B650 v3 | STF22322085SA |  |  | 102-13100 | WCH-Intensive Care Unit I | 16 | IU | Active
WCH1328 | PGEAN1 | GE Annual E-sCO | Rafael Baxcajay | RABAX | EMPLOYEE | 1 | 1.5 | 01/01/2025 | 01/08/2024 | 2 | M | WCH | WCH | Airway Gas Module w/Agent Id | 20-778 | Physiologic Monitor Modules, Anesthetic Gas | 440964 | GE Healthcare Technologies | E-sCO-00 | SGV22031103HA |  |  | 102-13100 | WCH-Intensive Care Unit I | 16 | IU | Active
WCH1328 | PGE4Y1 | GE 4 YEAR E-sCO | Rafael Baxcajay | RABAX | EMPLOYEE | 4 | 1.5 | 01/01/2027 |  | 2 | M | WCH | WCH | Airway Gas Module w/Agent Id | 20-778 | Physiologic Monitor Modules, Anesthetic Gas | 440964 | GE Healthcare Technologies | E-sCO-00 | SGV22031103HA |  |  | 102-13100 | WCH-Intensive Care Unit I | 16 | IU | Active
WCH1329 | P10123 | -Pm Device Using Mfg Procedure | Rafael Baxcajay | RABAX | EMPLOYEE | 1 | 0.8 | 04/01/2025 | 04/09/2024 | 2 | M | WCH | WCH | Neuromuscular Stim Module | 23-437 | Physiologic Monitor Modules, Neuromuscular Block | 440964 | GE Healthcare Technologies | E-NMT-01 | SJC1450090HA |  |  | 102-13100 | WCH-Intensive Care Unit I | 16 | IU | Active
WCH1330 | PMOPHM | Monitors, Physiologic, Multipurpose | Rafael Baxcajay | RABAX | EMPLOYEE | 1 | 0.5 | 04/01/2025 | 04/26/2024 | 2 | M | WCH | WCH | Bedside Physiologic Monitor | 20-171 | Monitors, Physiologic, Multipurpose, Bedside, Modular | 440964 | GE Healthcare Technologies | B650 v3 | STF22322078SA |  |  | 102-13100 | WCH-Intensive Care Unit I | 16 | IU | Active
WCH1331 | PGEAN1 | GE Annual E-sCO | Rafael Baxcajay | RABAX | EMPLOYEE | 1 | 1.5 | 01/01/2025 | 01/08/2024 | 2 | M | WCH | WCH | Airway Gas Module w/Agent Id | 20-778 | Physiologic Monitor Modules, Anesthetic Gas | 440964 | GE Healthcare Technologies | E-sCO-00 | SGV22031211HA |  |  | 102-13100 | WCH-Intensive Care Unit I | 16 | IU | Active
WCH1331 | PGE4Y1 | GE 4 YEAR E-sCO | Rafael Baxcajay | RABAX | EMPLOYEE | 4 | 1.5 | 01/01/2027 |  | 2 | M | WCH | WCH | Airway Gas Module w/Agent Id | 20-778 | Physiologic Monitor Modules, Anesthetic Gas | 440964 | GE Healthcare Technologies | E-sCO-00 | SGV22031211HA |  |  | 102-13100 | WCH-Intensive Care Unit I | 16 | IU | Active
WCH1332 | P10123 | -Pm Device Using Mfg Procedure | Rafael Baxcajay | RABAX | EMPLOYEE | 1 | 0.5 | 04/01/2025 | 04/03/2024 | 2 | M | WCH | WCH | 2 Invasive BP Module | 20-772 | Physiologic Monitor Modules, Invasive Blood Pressure | 440964 | GE Healthcare Technologies | E-PP-00 | 8244246 |  |  | 102-13100 | WCH-Intensive Care Unit I | 16 | IU | Active
WCH1333 | PMOPHM | Monitors, Physiologic, Multipurpose | Rafael Baxcajay | RABAX | EMPLOYEE | 1 | 0.5 | 04/01/2025 | 03/28/2024 | 2 | M | WCH | WCH | Bedside Physiologic Monitor | 20-171 | Monitors, Physiologic, Multipurpose, Bedside, Modular | 440964 | GE Healthcare Technologies | B650 v3 | STF22322091SA |  |  | 102-13100 | WCH-Intensive Care Unit I | 16 | IU | Active
WCH1334 | PGEAN1 | GE Annual E-sCO | Rafael Baxcajay | RABAX | EMPLOYEE | 1 | 1.5 | 01/01/2025 | 01/08/2024 | 2 | M | WCH | WCH | Airway Gas Module w/Agent Id | 20-778 | Physiologic Monitor Modules, Anesthetic Gas | 440964 | GE Healthcare Technologies | E-sCO-00 | SGV22051042HA |  |  | 102-13100 | WCH-Intensive Care Unit I | 16 | IU | Active
WCH1334 | PGE4Y1 | GE 4 YEAR E-sCO | Rafael Baxcajay | RABAX | EMPLOYEE | 4 | 1.5 | 01/01/2027 |  | 2 | M | WCH | WCH | Airway Gas Module w/Agent Id | 20-778 | Physiologic Monitor Modules, Anesthetic Gas | 440964 | GE Healthcare Technologies | E-sCO-00 | SGV22051042HA |  |  | 102-13100 | WCH-Intensive Care Unit I | 16 | IU | Active
WCH1335 | P10123 | -Pm Device Using Mfg Procedure | Rafael Baxcajay | RABAX | EMPLOYEE | 1 | 0.5 | 04/01/2025 | 04/03/2024 | 2 | M | WCH | WCH | Cardiac Output Module | 20-774 | Physiologic Monitor Modules, Cardiac Output | 440964 | GE Healthcare Technologies | E-COP-01 | SGR2140026HA |  |  | 102-13100 | WCH-Intensive Care Unit I | 17 | IU | Active
WCH1336 | PMOPHM | Monitors, Physiologic, Multipurpose | Rafael Baxcajay | RABAX | EMPLOYEE | 1 | 0.5 | 05/01/2025 | 04/25/2024 | 2 | M | WCH | WCH | Bedside Physiologic Monitor | 20-171 | Monitors, Physiologic, Multipurpose, Bedside, Modular | 440964 | GE Healthcare Technologies | B650 v3 | SNT22342075SA |  |  | 102-21500 | WCH-PACU | 16 | IU | Active
WCH1337 | PMOPHM | Monitors, Physiologic, Multipurpose | Rafael Baxcajay | RABAX | EMPLOYEE | 1 | 0.5 | 05/01/2025 | 04/25/2024 | 2 | M | WCH | WCH | Bedside Physiologic Monitor | 20-171 | Monitors, Physiologic, Multipurpose, Bedside, Modular | 440964 | GE Healthcare Technologies | B650 v3 | SNT22342074SA |  |  | 102-21500 | WCH-PACU | 16 | IU | Active
WCH1338 | PMOPHM | Monitors, Physiologic, Multipurpose | Rafael Baxcajay | RABAX | EMPLOYEE | 1 | 0.5 | 05/01/2025 | 04/26/2024 | 2 | M | WCH | WCH | Bedside Physiologic Monitor | 20-171 | Monitors, Physiologic, Multipurpose, Bedside, Modular | 440964 | GE Healthcare Technologies | B650 v3 | SNT22342068SA |  |  | 102-21500 | WCH-PACU | 16 | IU | Active
WCH1339 | PMOPHM | Monitors, Physiologic, Multipurpose | Rafael Baxcajay | RABAX | EMPLOYEE | 1 | 0.5 | 05/01/2025 | 04/25/2024 | 2 | M | WCH | WCH | Bedside Physiologic Monitor | 20-171 | Monitors, Physiologic, Multipurpose, Bedside, Modular | 440964 | GE Healthcare Technologies | B650 v3 | SNT22342078SA |  |  | 102-21500 | WCH-PACU | 16 | IU | Active
WCH1340 | PMOPHM | Monitors, Physiologic, Multipurpose | Rafael Baxcajay | RABAX | EMPLOYEE | 1 | 0.5 | 05/01/2025 | 04/25/2024 | 2 | M | WCH | WCH | Bedside Physiologic Monitor | 20-171 | Monitors, Physiologic, Multipurpose, Bedside, Modular | 440964 | GE Healthcare Technologies | B650 v3 | SNT22342032SA |  |  | 102-21500 | WCH-PACU | 16 | IU | Active
WCH1341 | PMOPHM | Monitors, Physiologic, Multipurpose | Rafael Baxcajay | RABAX | EMPLOYEE | 1 | 0.5 | 05/01/2025 | 04/25/2024 | 2 | M | WCH | WCH | Bedside Physiologic Monitor | 20-171 | Monitors, Physiologic, Multipurpose, Bedside, Modular | 440964 | GE Healthcare Technologies | B650 v3 | SNT22342069SA |  |  | 102-21500 | WCH-PACU | 16 | IU | Active
WCH1342 | PMOPHM | Monitors, Physiologic, Multipurpose | Rafael Baxcajay | RABAX | EMPLOYEE | 1 | 0.5 | 05/01/2025 | 04/25/2024 | 2 | M | WCH | WCH | Bedside Physiologic Monitor | 20-171 | Monitors, Physiologic, Multipurpose, Bedside, Modular | 440964 | GE Healthcare Technologies | B650 v3 | SNT22342052SA |  |  | 102-21500 | WCH-PACU | 16 | IU | Active
WCH1343 | PMOPHM | Monitors, Physiologic, Multipurpose | Rafael Baxcajay | RABAX | EMPLOYEE | 1 | 0.5 | 05/01/2025 | 04/25/2024 | 2 | M | WCH | WCH | Bedside Physiologic Monitor | 20-171 | Monitors, Physiologic, Multipurpose, Bedside, Modular | 440964 | GE Healthcare Technologies | B650 v3 | SNT22342070SA |  |  | 102-21500 | WCH-PACU | 16 | IU | Active
WCH1344 | PMOPHM | Monitors, Physiologic, Multipurpose | Rafael Baxcajay | RABAX | EMPLOYEE | 1 | 0.5 | 05/01/2025 | 04/25/2024 | 2 | M | WCH | WCH | Bedside Physiologic Monitor | 20-171 | Monitors, Physiologic, Multipurpose, Bedside, Modular | 440964 | GE Healthcare Technologies | B650 v3 | SNT22342072SA |  |  | 102-21500 | WCH-PACU | 16 | IU | Active
WCH1345 | PMOPHM | Monitors, Physiologic, Multipurpose | Rafael Baxcajay | RABAX | EMPLOYEE | 1 | 0.5 | 05/01/2025 | 04/25/2024 | 2 | M | WCH | WCH | Bedside Physiologic Monitor | 20-171 | Monitors, Physiologic, Multipurpose, Bedside, Modular | 440964 | GE Healthcare Technologies | B650 v3 | SNT22342039SA |  |  | 102-21500 | WCH-PACU | 16 | IU | Active
WCH1346 | PMOPHM | Monitors, Physiologic, Multipurpose | Rafael Baxcajay | RABAX | EMPLOYEE | 1 | 0.5 | 05/01/2025 | 04/25/2024 | 2 | M | WCH | WCH | Bedside Physiologic Monitor | 20-171 | Monitors, Physiologic, Multipurpose, Bedside, Modular | 440964 | GE Healthcare Technologies | B650 v3 | SNT22342048SA |  |  | 102-21500 | WCH-PACU | 16 | IU | Active
WCH1347 | PMOPHM | Monitors, Physiologic, Multipurpose | Rafael Baxcajay | RABAX | EMPLOYEE | 1 | 0.5 | 05/01/2025 | 04/25/2024 | 2 | M | WCH | WCH | Bedside Physiologic Monitor | 20-171 | Monitors, Physiologic, Multipurpose, Bedside, Modular | 440964 | GE Healthcare Technologies | B650 v3 | SNT22342083SA |  |  | 102-21500 | WCH-PACU | 16 | IU | Active
WCH1348 | PMOPHM | Monitors, Physiologic, Multipurpose | Rafael Baxcajay | RABAX | EMPLOYEE | 1 | 0.5 | 05/01/2025 | 04/26/2024 | 2 | M | WCH | WCH | Bedside Physiologic Monitor | 20-171 | Monitors, Physiologic, Multipurpose, Bedside, Modular | 440964 | GE Healthcare Technologies | B650 v3 | SNT22342084SA |  |  | 102-21500 | WCH-PACU | 16 | IU | Active
WCH1349 | PMOPHM | Monitors, Physiologic, Multipurpose | Rafael Baxcajay | RABAX | EMPLOYEE | 1 | 0.5 | 05/01/2025 | 04/26/2024 | 2 | M | WCH | WCH | Bedside Physiologic Monitor | 20-171 | Monitors, Physiologic, Multipurpose, Bedside, Modular | 440964 | GE Healthcare Technologies | B650 v3 | SNT22342077SA |  |  | 102-21500 | WCH-PACU | 16 | IU | Active
WCH1350 | PMOPHM | Monitors, Physiologic, Multipurpose | Rafael Baxcajay | RABAX | EMPLOYEE | 1 | 0.5 | 05/01/2025 | 04/26/2024 | 2 | M | WCH | WCH | Bedside Physiologic Monitor | 20-171 | Monitors, Physiologic, Multipurpose, Bedside, Modular | 440964 | GE Healthcare Technologies | B650 v3 | SNT22342040SA |  |  | 102-21500 | WCH-PACU | 16 | IU | Active
WCH1351 | PMOPHM | Monitors, Physiologic, Multipurpose | Rafael Baxcajay | RABAX | EMPLOYEE | 1 | 0.5 | 05/01/2025 | 04/26/2024 | 2 | M | WCH | WCH | Bedside Physiologic Monitor | 20-171 | Monitors, Physiologic, Multipurpose, Bedside, Modular | 440964 | GE Healthcare Technologies | B650 v3 | SNT22342045SA |  |  | 102-21500 | WCH-PACU | 16 | IU | Active
WCH1352 | PMOPHM | Monitors, Physiologic, Multipurpose | Rafael Baxcajay | RABAX | EMPLOYEE | 1 | 0.5 | 05/01/2025 | 04/26/2024 | 2 | M | WCH | WCH | Bedside Physiologic Monitor | 20-171 | Monitors, Physiologic, Multipurpose, Bedside, Modular | 440964 | GE Healthcare Technologies | B650 v3 | SNT22342031SA |  |  | 102-21500 | WCH-PACU | 16 | IU | Active
WCH1353 | PMOPHM | Monitors, Physiologic, Multipurpose | Rafael Baxcajay | RABAX | EMPLOYEE | 1 | 0.5 | 05/01/2025 | 04/26/2024 | 2 | M | WCH | WCH | Bedside Physiologic Monitor | 20-171 | Monitors, Physiologic, Multipurpose, Bedside, Modular | 440964 | GE Healthcare Technologies | B650 v3 | SNT22342081SA |  |  | 102-21500 | WCH-PACU | 16 | IU | Active
WCH1354 | P221 | Uninterruptible Power Systems | Laurence Rawski | LARAW | EMPLOYEE | 1 | 0.75 | 02/01/2025 | 01/22/2024 | 2 | M | WCH | WCH | UPS | 16-936 | Power Systems, Uninterruptible | 106890 | Tripp Lite | SMART 1200XLHG | AGSM1200PSR3HG |  |  | 102-30695 | WCH-Interventional Services | 26 | IU | Active
WCH1354 | P2YEB1 | 2 Year Battery Replacement | Laurence Rawski | LARAW | EMPLOYEE | 2 | 0 | 02/01/2025 |  | 2 | M | WCH | WCH | UPS | 16-936 | Power Systems, Uninterruptible | 106890 | Tripp Lite | SMART 1200XLHG | AGSM1200PSR3HG |  |  | 102-30695 | WCH-Interventional Services | 26 | IU | Active
WCH1355 | P2YEB1 | 2 Year Battery Replacement | Laurence Rawski | LARAW | EMPLOYEE | 2 | 0 | 02/01/2025 |  | 2 | M | WCH | WCH | UPS | 16-936 | Power Systems, Uninterruptible | 106890 | Tripp Lite | SMART 1200XLHG | 3209HY0SM886D00483 |  |  | 102-30695 | WCH-Interventional Services | 26 | IU | Active
WCH1355 | P221 | Uninterruptible Power Systems | Laurence Rawski | LARAW | EMPLOYEE | 1 | 0.75 | 02/01/2025 | 01/22/2024 | 2 | M | WCH | WCH | UPS | 16-936 | Power Systems, Uninterruptible | 106890 | Tripp Lite | SMART 1200XLHG | 3209HY0SM886D00483 |  |  | 102-30695 | WCH-Interventional Services | 26 | IU | Active
WCH1356 | P221 | Uninterruptible Power Systems | Laurence Rawski | LARAW | EMPLOYEE | 1 | 0.75 | 02/01/2025 | 01/25/2024 | 2 | M | WCH | WCH | UPS | 16-936 | Power Systems, Uninterruptible | 106890 | Tripp Lite | SMART 1200XLHG | 3222CVYSM890E00365 |  |  | 102-30695 | WCH-Interventional Services | 26 | IU | Active
WCH1356 | P2YEB1 | 2 Year Battery Replacement | Laurence Rawski | LARAW | EMPLOYEE | 2 | 0 | 02/01/2025 |  | 2 | M | WCH | WCH | UPS | 16-936 | Power Systems, Uninterruptible | 106890 | Tripp Lite | SMART 1200XLHG | 3222CVYSM890E00365 |  |  | 102-30695 | WCH-Interventional Services | 26 | IU | Active
WCH1357 | P2YEB1 | 2 Year Battery Replacement | Laurence Rawski | LARAW | EMPLOYEE | 2 | 0 | 02/01/2025 |  | 2 | M | WCH | WCH | UPS | 16-936 | Power Systems, Uninterruptible | 106890 | Tripp Lite | SMART 1200XLHG | 3222CVYSM890E00496 |  |  | 102-30695 | WCH-Interventional Services | 26 | IU | Active
WCH1357 | P221 | Uninterruptible Power Systems | Laurence Rawski | LARAW | EMPLOYEE | 1 | 0.75 | 02/01/2025 | 01/25/2024 | 2 | M | WCH | WCH | UPS | 16-936 | Power Systems, Uninterruptible | 106890 | Tripp Lite | SMART 1200XLHG | 3222CVYSM890E00496 |  |  | 102-30695 | WCH-Interventional Services | 26 | IU | Active
WCH1358 | P221 | Uninterruptible Power Systems | Laurence Rawski | LARAW | EMPLOYEE | 1 | 0.75 | 02/01/2025 | 01/30/2024 | 2 | M | WCH | WCH | 850 VA UPS | 16-936 | Power Systems, Uninterruptible | 450901 | Eaton Corp | 5P850G | NSNWCH1358 |  |  | 102-34000 | WCH-Diagnostic Imaging | 13 | IU | Active
WCH1359 | PJRPMD | PM Device Using Mfg Procedure (Non AEM) | Thomas Odaris | 85190 | EMPLOYEE | 6 | 4 | 06/01/2024 | 03/29/2024 | 2 | M | WCH | WCH | Diagnostic Ultrasound System | 14-278 | Scanning Systems, Ultrasonic | 439946 | GE Healthcare USA | LOGIQ E10 R3 | 510398US9 |  |  | 102-33900 | WCH-Ultrasound | 17 | IU | Active
WCH1360 | PMOPHM | Monitors, Physiologic, Multipurpose | Rafael Baxcajay | RABAX | EMPLOYEE | 1 | 0.5 | 05/01/2025 | 04/26/2024 | 2 | M | WCH | WCH | Bedside Physiologic Monitor | 20-171 | Monitors, Physiologic, Multipurpose, Bedside, Modular | 440964 | GE Healthcare Technologies | B650 v3 | SNT22342073SA |  |  | 102-21500 | WCH-PACU | 16 | IU | Active
WCH1361 | PMOPHM | Monitors, Physiologic, Multipurpose | Rafael Baxcajay | RABAX | EMPLOYEE | 1 | 0.5 | 05/01/2025 | 04/29/2024 | 2 | M | WCH | WCH | Bedside Physiologic Monitor | 20-171 | Monitors, Physiologic, Multipurpose, Bedside, Modular | 440964 | GE Healthcare Technologies | B650 v3 | SNT22342037SA |  |  | 102-21500 | WCH-PACU | 16 | IU | Active
WCH1362 | PMOPHM | Monitors, Physiologic, Multipurpose | Rafael Baxcajay | RABAX | EMPLOYEE | 1 | 0.5 | 05/01/2025 | 04/29/2024 | 2 | M | WCH | WCH | Bedside Physiologic Monitor | 20-171 | Monitors, Physiologic, Multipurpose, Bedside, Modular | 440964 | GE Healthcare Technologies | B650 v3 | SNT22342043SA |  |  | 102-21500 | WCH-PACU | 16 | IU | Active
WCH1363 | PMOPHM | Monitors, Physiologic, Multipurpose | Rafael Baxcajay | RABAX | EMPLOYEE | 1 | 0.5 | 05/01/2025 | 04/29/2024 | 2 | M | WCH | WCH | Bedside Physiologic Monitor | 20-171 | Monitors, Physiologic, Multipurpose, Bedside, Modular | 440964 | GE Healthcare Technologies | B650 v3 | STF22322117SA |  |  | 102-21500 | WCH-PACU | 16 | IU | Active
WCH1364 | PMOPHM | Monitors, Physiologic, Multipurpose | Rafael Baxcajay | RABAX | EMPLOYEE | 1 | 0.5 | 05/01/2025 | 04/29/2024 | 2 | M | WCH | WCH | Bedside Physiologic Monitor | 20-171 | Monitors, Physiologic, Multipurpose, Bedside, Modular | 440964 | GE Healthcare Technologies | B650 v3 | STF22322115SA |  |  | 102-21500 | WCH-PACU | 16 | IU | Active
WCH1365 | PMOPHM | Monitors, Physiologic, Multipurpose | Rafael Baxcajay | RABAX | EMPLOYEE | 1 | 0.5 | 05/01/2025 | 04/29/2024 | 2 | M | WCH | WCH | Bedside Physiologic Monitor | 20-171 | Monitors, Physiologic, Multipurpose, Bedside, Modular | 440964 | GE Healthcare Technologies | B650 v3 | SNF22322116SA |  |  | 102-21500 | WCH-PACU | 16 | IU | Active
WCH1366 | PMOPHM | Monitors, Physiologic, Multipurpose | Rafael Baxcajay | RABAX | EMPLOYEE | 1 | 0.5 | 05/01/2025 | 04/29/2024 | 2 | M | WCH | WCH | Bedside Physiologic Monitor | 20-171 | Monitors, Physiologic, Multipurpose, Bedside, Modular | 440964 | GE Healthcare Technologies | B650 v3 | SNF22322113SA |  |  | 102-21500 | WCH-PACU | 16 | IU | Active
WCH1367 | PMOPHM | Monitors, Physiologic, Multipurpose | Rafael Baxcajay | RABAX | EMPLOYEE | 1 | 0.5 | 05/01/2025 | 04/29/2024 | 2 | M | WCH | WCH | Bedside Physiologic Monitor | 20-171 | Monitors, Physiologic, Multipurpose, Bedside, Modular | 440964 | GE Healthcare Technologies | B650 v3 | SNF22322118SA |  |  | 102-21500 | WCH-PACU | 16 | IU | Active
WCH1368 | PMOPHM | Monitors, Physiologic, Multipurpose | Rafael Baxcajay | RABAX | EMPLOYEE | 1 | 0.5 | 05/01/2025 | 04/29/2024 | 2 | M | WCH | WCH | Bedside Physiologic Monitor | 20-171 | Monitors, Physiologic, Multipurpose, Bedside, Modular | 440964 | GE Healthcare Technologies | B650 v3 | SNF22322119SA |  |  | 102-21500 | WCH-PACU | 16 | IU | Active
WCH1369 | PGEAN1 | GE Annual E-sCO | Rafael Baxcajay | RABAX | EMPLOYEE | 1 | 1.5 | 01/01/2025 | 01/04/2024 | 2 | M | WCH | WCH | Airway Gas Module w/Agent Id | 20-778 | Physiologic Monitor Modules, Anesthetic Gas | 440964 | GE Healthcare Technologies | E-sCO-00 | SGV22171003HA |  |  | 102-21500 | WCH-PACU | 16 | IU | Active
WCH1369 | PGE4Y1 | GE 4 YEAR E-sCO | Rafael Baxcajay | RABAX | EMPLOYEE | 4 | 1.5 | 01/01/2027 |  | 2 | M | WCH | WCH | Airway Gas Module w/Agent Id | 20-778 | Physiologic Monitor Modules, Anesthetic Gas | 440964 | GE Healthcare Technologies | E-sCO-00 | SGV22171003HA |  |  | 102-21500 | WCH-PACU | 16 | IU | Active
WCH1370 | PGE4Y1 | GE 4 YEAR E-sCO | Rafael Baxcajay | RABAX | EMPLOYEE | 4 | 1.5 | 01/01/2027 |  | 2 | M | WCH | WCH | Airway Gas Module w/Agent Id | 20-778 | Physiologic Monitor Modules, Anesthetic Gas | 440964 | GE Healthcare Technologies | E-sCO-00 | SGV22171017HA |  |  | 102-21500 | WCH-PACU | 16 | IU | Active
WCH1370 | PGEAN1 | GE Annual E-sCO | Rafael Baxcajay | RABAX | EMPLOYEE | 1 | 1.5 | 01/01/2025 | 01/04/2024 | 2 | M | WCH | WCH | Airway Gas Module w/Agent Id | 20-778 | Physiologic Monitor Modules, Anesthetic Gas | 440964 | GE Healthcare Technologies | E-sCO-00 | SGV22171017HA |  |  | 102-21500 | WCH-PACU | 16 | IU | Active
WCH1371 | PGEAN1 | GE Annual E-sCO | Rafael Baxcajay | RABAX | EMPLOYEE | 1 | 1.5 | 01/01/2025 | 01/05/2024 | 2 | M | WCH | WCH | Airway Gas Module w/Agent Id | 20-778 | Physiologic Monitor Modules, Anesthetic Gas | 440964 | GE Healthcare Technologies | E-sCO-00 | SGV22161168HA |  |  | 102-21500 | WCH-PACU | 16 | IU | Active
WCH1371 | PGE4Y1 | GE 4 YEAR E-sCO | Rafael Baxcajay | RABAX | EMPLOYEE | 4 | 1.5 | 01/01/2027 |  | 2 | M | WCH | WCH | Airway Gas Module w/Agent Id | 20-778 | Physiologic Monitor Modules, Anesthetic Gas | 440964 | GE Healthcare Technologies | E-sCO-00 | SGV22161168HA |  |  | 102-21500 | WCH-PACU | 16 | IU | Active
WCH1372 | PGE4Y1 | GE 4 YEAR E-sCO | Rafael Baxcajay | RABAX | EMPLOYEE | 4 | 1.5 | 01/01/2027 |  | 2 | M | WCH | WCH | Airway Gas Module w/Agent Id | 20-778 | Physiologic Monitor Modules, Anesthetic Gas | 440964 | GE Healthcare Technologies | E-sCO-00 | SGV22161154HA |  |  | 102-21500 | WCH-PACU | 16 | IU | Active
WCH1372 | PGEAN1 | GE Annual E-sCO | Rafael Baxcajay | RABAX | EMPLOYEE | 1 | 1.5 | 01/01/2025 | 01/05/2024 | 2 | M | WCH | WCH | Airway Gas Module w/Agent Id | 20-778 | Physiologic Monitor Modules, Anesthetic Gas | 440964 | GE Healthcare Technologies | E-sCO-00 | SGV22161154HA |  |  | 102-21500 | WCH-PACU | 16 | IU | Active
WCH1373 | PGEAN1 | GE Annual E-sCO | Rafael Baxcajay | RABAX | EMPLOYEE | 1 | 1.5 | 01/01/2025 | 01/05/2024 | 2 | M | WCH | WCH | Airway Gas Module w/Agent Id | 20-778 | Physiologic Monitor Modules, Anesthetic Gas | 440964 | GE Healthcare Technologies | E-sCO-00 | SGV22171033HA |  |  | 102-21500 | WCH-PACU | 16 | IU | Active
WCH1373 | PGE4Y1 | GE 4 YEAR E-sCO | Rafael Baxcajay | RABAX | EMPLOYEE | 4 | 1.5 | 01/01/2027 |  | 2 | M | WCH | WCH | Airway Gas Module w/Agent Id | 20-778 | Physiologic Monitor Modules, Anesthetic Gas | 440964 | GE Healthcare Technologies | E-sCO-00 | SGV22171033HA |  |  | 102-21500 | WCH-PACU | 16 | IU | Active
WCH1374 | PGE4Y1 | GE 4 YEAR E-sCO | Rafael Baxcajay | RABAX | EMPLOYEE | 4 | 1.5 | 01/01/2027 |  | 2 | M | WCH | WCH | Airway Gas Module w/Agent Id | 20-778 | Physiologic Monitor Modules, Anesthetic Gas | 440964 | GE Healthcare Technologies | E-sCO-00 | SGV22171128HA |  |  | 102-21500 | WCH-PACU | 16 | IU | Active
WCH1374 | PGEAN1 | GE Annual E-sCO | Rafael Baxcajay | RABAX | EMPLOYEE | 1 | 1.5 | 01/01/2025 | 01/05/2024 | 2 | M | WCH | WCH | Airway Gas Module w/Agent Id | 20-778 | Physiologic Monitor Modules, Anesthetic Gas | 440964 | GE Healthcare Technologies | E-sCO-00 | SGV22171128HA |  |  | 102-21500 | WCH-PACU | 16 | IU | Active
WCH1476 | P10123 | -Pm Device Using Mfg Procedure | Rafael Baxcajay | RABAX | EMPLOYEE | 2 | 0.8 | 05/01/2025 | 04/24/2023 | 2 | M | WCH | WCH | Patient Data Module w/Display | 20-784 | Physiologic Monitor Modules, Multiparameter | 440964 | GE Healthcare Technologies | Carescape One | SNA22410036A |  |  | 102-21500 | WCH-PACU | 16 | IU | Active
WCH1477 | P10123 | -Pm Device Using Mfg Procedure | Rafael Baxcajay | RABAX | EMPLOYEE | 2 | 0.8 | 05/01/2025 | 04/19/2023 | 2 | M | WCH | WCH | Patient Data Module w/Display | 20-784 | Physiologic Monitor Modules, Multiparameter | 440964 | GE Healthcare Technologies | Carescape One | SNA22410097SA |  |  | 102-21500 | WCH-PACU | 16 | IU | Active
WCH1478 | P10123 | -Pm Device Using Mfg Procedure | Rafael Baxcajay | RABAX | EMPLOYEE | 2 | 0.8 | 05/01/2025 | 04/19/2023 | 2 | M | WCH | WCH | Patient Data Module w/Display | 20-784 | Physiologic Monitor Modules, Multiparameter | 440964 | GE Healthcare Technologies | Carescape One | SNA22420187SA |  |  | 102-21500 | WCH-PACU | 16 | IU | Active
WCH1479 | P10123 | -Pm Device Using Mfg Procedure | Rafael Baxcajay | RABAX | EMPLOYEE | 2 | 0.8 | 05/01/2025 | 04/19/2023 | 2 | M | WCH | WCH | Patient Data Module w/Display | 20-784 | Physiologic Monitor Modules, Multiparameter | 440964 | GE Healthcare Technologies | Carescape One | SNA22413002SA |  |  | 102-21500 | WCH-PACU | 16 | IU | Active
WCH1480 | P10123 | -Pm Device Using Mfg Procedure | Rafael Baxcajay | RABAX | EMPLOYEE | 2 | 0.8 | 05/01/2025 | 04/19/2023 | 2 | M | WCH | WCH | Patient Data Module w/Display | 20-784 | Physiologic Monitor Modules, Multiparameter | 440964 | GE Healthcare Technologies | Carescape One | SNA22400123SA |  |  | 102-21500 | WCH-PACU | 16 | IU | Active
WCH1481 | P10123 | -Pm Device Using Mfg Procedure | Rafael Baxcajay | RABAX | EMPLOYEE | 2 | 0.8 | 05/01/2025 | 04/19/2023 | 2 | M | WCH | WCH | Patient Data Module w/Display | 20-784 | Physiologic Monitor Modules, Multiparameter | 440964 | GE Healthcare Technologies | Carescape One | SNA22420247SA |  |  | 102-21500 | WCH-PACU | 16 | IU | Active
WCH1482 | P10123 | -Pm Device Using Mfg Procedure | Rafael Baxcajay | RABAX | EMPLOYEE | 2 | 0.8 | 05/01/2025 | 04/19/2023 | 2 | M | WCH | WCH | Patient Data Module w/Display | 20-784 | Physiologic Monitor Modules, Multiparameter | 440964 | GE Healthcare Technologies | Carescape One | SNA22420157SA |  |  | 102-21500 | WCH-PACU | 16 | IU | Active
WCH1483 | P10123 | -Pm Device Using Mfg Procedure | Rafael Baxcajay | RABAX | EMPLOYEE | 2 | 0.8 | 05/01/2025 | 04/19/2023 | 2 | M | WCH | WCH | Patient Data Module w/Display | 20-784 | Physiologic Monitor Modules, Multiparameter | 440964 | GE Healthcare Technologies | Carescape One | SNA22410101SA |  |  | 102-21500 | WCH-PACU | 16 | IU | Active
WCH1484 | P10123 | -Pm Device Using Mfg Procedure | Rafael Baxcajay | RABAX | EMPLOYEE | 2 | 0.8 | 05/01/2025 | 04/19/2023 | 2 | M | WCH | WCH | Patient Data Module w/Display | 20-784 | Physiologic Monitor Modules, Multiparameter | 440964 | GE Healthcare Technologies | Carescape One | SNA22400197SA |  |  | 102-21500 | WCH-PACU | 16 | IU | Active
WCH1485 | P10123 | -Pm Device Using Mfg Procedure | Rafael Baxcajay | RABAX | EMPLOYEE | 2 | 0.8 | 05/01/2025 | 04/19/2023 | 2 | M | WCH | WCH | Patient Data Module w/Display | 20-784 | Physiologic Monitor Modules, Multiparameter | 440964 | GE Healthcare Technologies | Carescape One | SNA22410096SA |  |  | 102-21500 | WCH-PACU | 16 | IU | Active
WCH1486 | P10123 | -Pm Device Using Mfg Procedure | Rafael Baxcajay | RABAX | EMPLOYEE | 2 | 0.8 | 05/01/2025 | 04/19/2023 | 2 | M | WCH | WCH | Patient Data Module w/Display | 20-784 | Physiologic Monitor Modules, Multiparameter | 440964 | GE Healthcare Technologies | Carescape One | SNA22410089SA |  |  | 102-21500 | WCH-PACU | 16 | IU | Active
WCH1487 | P10123 | -Pm Device Using Mfg Procedure | Rafael Baxcajay | RABAX | EMPLOYEE | 2 | 0.8 | 05/01/2025 | 04/18/2023 | 2 | M | WCH | WCH | Patient Data Module w/Display | 20-784 | Physiologic Monitor Modules, Multiparameter | 440964 | GE Healthcare Technologies | Carescape One | SNA22410082SA |  |  | 102-21500 | WCH-PACU | 16 | IU | Active
WCH1488 | P10123 | -Pm Device Using Mfg Procedure | Rafael Baxcajay | RABAX | EMPLOYEE | 2 | 0.8 | 05/01/2025 | 04/18/2023 | 2 | M | WCH | WCH | Patient Data Module w/Display | 20-784 | Physiologic Monitor Modules, Multiparameter | 440964 | GE Healthcare Technologies | Carescape One | SNA22410099SA |  |  | 102-21500 | WCH-PACU | 16 | IU | Active
WCH1489 | P10123 | -Pm Device Using Mfg Procedure | Rafael Baxcajay | RABAX | EMPLOYEE | 2 | 0.8 | 05/01/2025 | 04/18/2023 | 2 | M | WCH | WCH | Patient Data Module w/Display | 20-784 | Physiologic Monitor Modules, Multiparameter | 440964 | GE Healthcare Technologies | Carescape One | SNA22410104SA |  |  | 102-21500 | WCH-PACU | 16 | IU | Active
WCH1490 | P10123 | -Pm Device Using Mfg Procedure | Rafael Baxcajay | RABAX | EMPLOYEE | 2 | 0.8 | 05/01/2025 | 04/18/2023 | 2 | M | WCH | WCH | Patient Data Module w/Display | 20-784 | Physiologic Monitor Modules, Multiparameter | 440964 | GE Healthcare Technologies | Carescape One | SNA22410091SA |  |  | 102-21500 | WCH-PACU | 16 | IU | Active
WCH1491 | P10123 | -Pm Device Using Mfg Procedure | Rafael Baxcajay | RABAX | EMPLOYEE | 2 | 0.8 | 05/01/2025 | 04/18/2023 | 2 | M | WCH | WCH | Patient Data Module w/Display | 20-784 | Physiologic Monitor Modules, Multiparameter | 440964 | GE Healthcare Technologies | Carescape One | SNA22410095SA |  |  | 102-21500 | WCH-PACU | 16 | IU | Active
WCH1492 | P10123 | -Pm Device Using Mfg Procedure | Rafael Baxcajay | RABAX | EMPLOYEE | 2 | 0.8 | 05/01/2025 | 04/24/2023 | 2 | M | WCH | WCH | Patient Data Module w/Display | 20-784 | Physiologic Monitor Modules, Multiparameter | 440964 | GE Healthcare Technologies | Carescape One | SNA22410088SA |  |  | 102-21500 | WCH-PACU | 16 | IU | Active
WCH1493 | P10123 | -Pm Device Using Mfg Procedure | Rafael Baxcajay | RABAX | EMPLOYEE | 2 | 0.8 | 05/01/2025 | 04/24/2023 | 2 | M | WCH | WCH | Patient Data Module w/Display | 20-784 | Physiologic Monitor Modules, Multiparameter | 440964 | GE Healthcare Technologies | Carescape One | SNA22410034SA |  |  | 102-21500 | WCH-PACU | 16 | IU | Active
WCH1494 | P10123 | -Pm Device Using Mfg Procedure | Rafael Baxcajay | RABAX | EMPLOYEE | 2 | 0.8 | 05/01/2025 | 04/24/2023 | 2 | M | WCH | WCH | Patient Data Module w/Display | 20-784 | Physiologic Monitor Modules, Multiparameter | 440964 | GE Healthcare Technologies | Carescape One | SNA22410055SA |  |  | 102-21500 | WCH-PACU | 16 | IU | Active
WCH1495 | P10123 | -Pm Device Using Mfg Procedure | Rafael Baxcajay | RABAX | EMPLOYEE | 2 | 0.8 | 05/01/2025 | 04/20/2023 | 2 | M | WCH | WCH | Patient Data Module w/Display | 20-784 | Physiologic Monitor Modules, Multiparameter | 440964 | GE Healthcare Technologies | Carescape One | SNA22410094SA |  |  | 102-21500 | WCH-PACU | 16 | IU | Active
WCH1496 | P10123 | -Pm Device Using Mfg Procedure | Rafael Baxcajay | RABAX | EMPLOYEE | 2 | 0.8 | 05/01/2025 | 04/19/2023 | 2 | M | WCH | WCH | Patient Data Module w/Display | 20-784 | Physiologic Monitor Modules, Multiparameter | 440964 | GE Healthcare Technologies | Carescape One | SNA22410081SA |  |  | 102-21500 | WCH-PACU | 16 | IU | Active
WCH1497 | P10123 | -Pm Device Using Mfg Procedure | Rafael Baxcajay | RABAX | EMPLOYEE | 2 | 0.8 | 05/01/2025 | 04/20/2023 | 2 | M | WCH | WCH | Patient Data Module w/Display | 20-784 | Physiologic Monitor Modules, Multiparameter | 440964 | GE Healthcare Technologies | Carescape One | SNA22410107SA |  |  | 102-21500 | WCH-PACU | 16 | IU | Active
WCH1498 | P10123 | -Pm Device Using Mfg Procedure | Rafael Baxcajay | RABAX | EMPLOYEE | 2 | 0.8 | 05/01/2025 | 04/20/2023 | 2 | M | WCH | WCH | Patient Data Module w/Display | 20-784 | Physiologic Monitor Modules, Multiparameter | 440964 | GE Healthcare Technologies | Carescape One | SNA22420209SA |  |  | 102-21500 | WCH-PACU | 16 | IU | Active
WCH1499 | P10123 | -Pm Device Using Mfg Procedure | Rafael Baxcajay | RABAX | EMPLOYEE | 2 | 0.8 | 05/01/2025 | 04/20/2023 | 2 | M | WCH | WCH | Patient Data Module w/Display | 20-784 | Physiologic Monitor Modules, Multiparameter | 440964 | GE Healthcare Technologies | Carescape One | SNA22410106SA |  |  | 102-21500 | WCH-PACU | 16 | IU | Active
WCH1500 | P10123 | -Pm Device Using Mfg Procedure | Rafael Baxcajay | RABAX | EMPLOYEE | 2 | 0.8 | 05/01/2025 | 04/19/2023 | 2 | M | WCH | WCH | Patient Data Module w/Display | 20-784 | Physiologic Monitor Modules, Multiparameter | 440964 | GE Healthcare Technologies | Carescape One | SNA22420176SA |  |  | 102-21500 | WCH-PACU | 16 | IU | Active
WCH1501 | P10123 | -Pm Device Using Mfg Procedure | Rafael Baxcajay | RABAX | EMPLOYEE | 2 | 0.8 | 05/01/2025 | 04/19/2023 | 2 | M | WCH | WCH | Patient Data Module w/Display | 20-784 | Physiologic Monitor Modules, Multiparameter | 440964 | GE Healthcare Technologies | Carescape One | SNA22410093SA |  |  | 102-21500 | WCH-PACU | 16 | IU | Active
WCH1502 | P10123 | -Pm Device Using Mfg Procedure | Rafael Baxcajay | RABAX | EMPLOYEE | 2 | 0.8 | 05/01/2025 | 04/20/2023 | 2 | M | WCH | WCH | Patient Data Module w/Display | 20-784 | Physiologic Monitor Modules, Multiparameter | 440964 | GE Healthcare Technologies | Carescape One | SNA22420160SA |  |  | 102-21500 | WCH-PACU | 16 | IU | Active
WCH1505 | P10123 | -Pm Device Using Mfg Procedure | Laurence Rawski | LARAW | EMPLOYEE | 1 | 4 | 03/01/2025 | 04/01/2024 | 2 | M | WCH | WCH | Digital Portable X-ray System | 13-272 | Radiographic Units, Mobile | 439946 | GE Healthcare USA | 6555000-64 | AMXNV2200210WK |  |  | 102-34000 | WCH-Diagnostic Imaging | 19 | IU | Active
WCH1506 | P10123 | -Pm Device Using Mfg Procedure | Laurence Rawski | LARAW | EMPLOYEE | 1 | 4 | 03/01/2025 | 04/01/2024 | 2 | M | WCH | WCH | Digital Portable X-ray System | 13-272 | Radiographic Units, Mobile | 439946 | GE Healthcare USA | 6555000-64 | AMXNV2200211WK |  |  | 102-34000 | WCH-Diagnostic Imaging | 19 | IU | Active
WCH1507 | P10123 | -Pm Device Using Mfg Procedure | Laurence Rawski | LARAW | EMPLOYEE | 1 | 0.5 | 05/01/2025 | 05/10/2024 | 2 | M | WCH | WCH | Nurse Call Console | 15-614 | Hospital Communication Systems, Nurse Call | 103070 | Rauland-Borg Corp | 351205 | M837320202110225225 |  |  | 102-33900 | WCH-Ultrasound | 13 | IU | Active
WCH1509 | P10123 | -Pm Device Using Mfg Procedure | Rafael Baxcajay | RABAX | EMPLOYEE | 1 | 0.5 | 05/01/2025 | 04/25/2024 | 2 | M | WCH | WCH | Nurse Call Console | 15-614 | Hospital Communication Systems, Nurse Call | 103070 | Rauland-Borg Corp | 351205 | M880110202201328887 |  |  | 102-21500 | WCH-PACU | 14 | IU | Active
WCH1510 | P10123 | -Pm Device Using Mfg Procedure | Rafael Baxcajay | RABAX | EMPLOYEE | 1 | 0.5 | 05/01/2025 | 05/13/2024 | 2 | M | WCH | WCH | Nurse Call Console | 15-614 | Hospital Communication Systems, Nurse Call | 103070 | Rauland-Borg Corp | 351205 | M880110202201328901 |  |  | 102-21500 | WCH-PACU | 14 | IU | Active
WCH1511 | P10123 | -Pm Device Using Mfg Procedure | Rafael Baxcajay | RABAX | EMPLOYEE | 1 | 0.5 | 05/01/2025 | 04/25/2024 | 2 | M | WCH | WCH | Nurse Call Console | 15-614 | Hospital Communication Systems, Nurse Call | 103070 | Rauland-Borg Corp | 351205 | M880110202201328903 |  |  | 102-13100 | WCH-Intensive Care Unit I | 14 | IU | Active
WCH1512 | P10123 | -Pm Device Using Mfg Procedure | Rafael Baxcajay | RABAX | EMPLOYEE | 1 | 0.5 | 05/01/2025 | 04/25/2024 | 2 | M | WCH | WCH | Nurse Call Console | 15-614 | Hospital Communication Systems, Nurse Call | 103070 | Rauland-Borg Corp | 351205 | M880110202201328882 |  |  | 102-13100 | WCH-Intensive Care Unit I | 14 | IU | Active
WCH1513 | P10123 | -Pm Device Using Mfg Procedure | Rafael Baxcajay | RABAX | EMPLOYEE | 1 | 0.5 | 05/01/2025 | 04/25/2024 | 2 | M | WCH | WCH | Nurse Call Console | 15-614 | Hospital Communication Systems, Nurse Call | 103070 | Rauland-Borg Corp | 351205 | M896530202211931351 |  |  | 102-13100 | WCH-Intensive Care Unit I | 14 | IU | Active
WCH1514 | P10123 | -Pm Device Using Mfg Procedure | Rafael Baxcajay | RABAX | EMPLOYEE | 1 | 0.5 | 05/01/2025 | 04/25/2024 | 2 | M | WCH | WCH | Nurse Call Console | 15-614 | Hospital Communication Systems, Nurse Call | 103070 | Rauland-Borg Corp | 351205 | M880110202201328877 |  |  | 102-13100 | WCH-Intensive Care Unit I | 14 | IU | Active
WCH1515 | P10123 | -Pm Device Using Mfg Procedure | Holly Robinson | HOLROB | EMPLOYEE | 1 | 0.5 | 05/01/2025 | 04/22/2024 | 2 | M | WCH | WCH | Nurse Call Console | 15-614 | Hospital Communication Systems, Nurse Call | 103070 | Rauland-Borg Corp | 351205 | M837320202110225258 |  |  | 102-12250 | WCH-MED/SURG/TELE UNIT | 13 | IU | Active
WCH1516 | P10123 | -Pm Device Using Mfg Procedure | Holly Robinson | HOLROB | EMPLOYEE | 1 | 0.5 | 05/01/2025 | 04/22/2024 | 2 | M | WCH | WCH | Nurse Call Console | 15-614 | Hospital Communication Systems, Nurse Call | 103070 | Rauland-Borg Corp | 351205 | M844350202113925770 |  |  | 102-12250 | WCH-MED/SURG/TELE UNIT | 13 | IU | Active
WCH1517 | P10123 | -Pm Device Using Mfg Procedure | Holly Robinson | HOLROB | EMPLOYEE | 1 | 0.5 | 05/01/2025 | 04/22/2024 | 2 | M | WCH | WCH | Nurse Call Console | 15-614 | Hospital Communication Systems, Nurse Call | 103070 | Rauland-Borg Corp | 351205 | M875320202133927863 |  |  | 102-12250 | WCH-MED/SURG/TELE UNIT | 13 | IU | Active
WCH1518 | P10123 | -Pm Device Using Mfg Procedure | Holly Robinson | HOLROB | EMPLOYEE | 1 | 0.5 | 05/01/2025 | 04/22/2024 | 2 | M | WCH | WCH | Nurse Call Console | 15-614 | Hospital Communication Systems, Nurse Call | 103070 | Rauland-Borg Corp | 351205 | M880110202201328886 |  |  | 102-12250 | WCH-MED/SURG/TELE UNIT | 13 | IU | Active
WCH1519 | P10123 | -Pm Device Using Mfg Procedure | Laurence Rawski | LARAW | EMPLOYEE | 1 | 0.5 | 05/01/2025 | 05/01/2024 | 2 | M | WCH | WCH | Nurse Call Console | 15-614 | Hospital Communication Systems, Nurse Call | 103070 | Rauland-Borg Corp | 351205 | M880110202201328878 |  |  | 102-12252 | WCH-MED/SURG/TELE UNIT II | 13 | IU | Active
WCH1520 | P10123 | -Pm Device Using Mfg Procedure | Laurence Rawski | LARAW | EMPLOYEE | 1 | 0.5 | 05/01/2025 | 05/01/2024 | 2 | M | WCH | WCH | Nurse Call Console | 15-614 | Hospital Communication Systems, Nurse Call | 103070 | Rauland-Borg Corp | 351205 | M818330202034623819 |  |  | 102-12252 | WCH-MED/SURG/TELE UNIT II | 13 | IU | Active
WCH1521 | P10123 | -Pm Device Using Mfg Procedure | Laurence Rawski | LARAW | EMPLOYEE | 1 | 0.5 | 05/01/2025 | 05/01/2024 | 2 | M | WCH | WCH | Nurse Call Console | 15-614 | Hospital Communication Systems, Nurse Call | 103070 | Rauland-Borg Corp | 351205 | M818330202034623812 |  |  | 102-12252 | WCH-MED/SURG/TELE UNIT II | 13 | IU | Active
WCH1522 | P10123 | -Pm Device Using Mfg Procedure | Laurence Rawski | LARAW | EMPLOYEE | 1 | 0.5 | 05/01/2025 | 05/01/2024 | 2 | M | WCH | WCH | Nurse Call Console | 15-614 | Hospital Communication Systems, Nurse Call | 103070 | Rauland-Borg Corp | 351205 | M896530202211931346 |  |  | 102-12252 | WCH-MED/SURG/TELE UNIT II | 13 | IU | Active
WCH1525 | PMOPHM | Monitors, Physiologic, Multipurpose | Rafael Baxcajay | RABAX | EMPLOYEE | 1 | 0.5 | 04/01/2025 | 03/28/2024 | 2 | M | WCH | WCH | Bedside Physiologic Monitor | 20-171 | Monitors, Physiologic, Multipurpose, Bedside, Modular | 440964 | GE Healthcare Technologies | B450 V3 | SNT22363064SA |  |  | 102-13100 | WCH-Intensive Care Unit I | 16 | IU | Active
WCH1530 | P10123 | -Pm Device Using Mfg Procedure | Laurence Rawski | LARAW | EMPLOYEE | 6 | 1 | 09/01/2024 | 02/23/2024 | 2 | M | WCH | WCH | MRI 1.5 Tesla | 16-260 | Scanning Systems, Magnetic Resonance Imaging (MRI) | 399199 | Siemens Medical Solutions USA | MAGNETOM SOLA | 183580 |  |  | 102-33700 | WCH-MRI | 19 | IU | Active
WCH1531 | PMOPHC | Monitors, Physiologic, Central Station | Rafael Baxcajay | RABAX | EMPLOYEE | 1 | 0.9 | 04/01/2025 | 04/03/2024 | 2 | M | WCH | WCH | Central MGMT Console | 20-179 | Monitors, Physiologic, Central Station | 371567 | Masimo Corp | 25107 | R22HF76 |  |  | 102-13100 | WCH-Intensive Care Unit I | 16 | IU | Active
WCH1534 | P-VPM | -Vendor PM | Laurence Rawski | LARAW | EMPLOYEE | 1 | 1 | 02/01/2025 | 02/05/2024 | 2 | M | WCH | WCH | Angiographic/Interventional Sy | 16-597 | Radiographic/Fluoroscopic Systems, Angiographic/Interventional | 399199 | Siemens Medical Solutions USA | 11327600 | 180456 |  |  | 102-30695 | WCH-Interventional Services | 32 | IU | Active
WCH1551 | P10123 | -Pm Device Using Mfg Procedure | Rafael Baxcajay | RABAX | EMPLOYEE | 1 | 0.5 | 04/01/2025 | 03/28/2024 | 2 | M | WCH | WCH | Central Alarm Monitor CO2 SPO2 | 20-171 | Monitors, Physiologic, Multipurpose, Bedside, Modular | 371567 | Masimo Corp | RDS7A | 2000142893 |  |  | 102-13100 | WCH-Intensive Care Unit I | 16 | IU | Active
WCH1552 | P10123 | -Pm Device Using Mfg Procedure | Rafael Baxcajay | RABAX | EMPLOYEE | 1 | 0.5 | 04/01/2025 | 04/01/2024 | 2 | M | WCH | WCH | Central Alarm Monitor CO2 SPO2 | 20-171 | Monitors, Physiologic, Multipurpose, Bedside, Modular | 371567 | Masimo Corp | RDS7A | 2000142611 |  |  | 102-13100 | WCH-Intensive Care Unit I | 16 | IU | Active
WCH1553 | P10123 | -Pm Device Using Mfg Procedure | Rafael Baxcajay | RABAX | EMPLOYEE | 1 | 0.5 | 04/01/2025 | 03/28/2024 | 2 | M | WCH | WCH | Central Alarm Monitor CO2 SPO2 | 20-171 | Monitors, Physiologic, Multipurpose, Bedside, Modular | 371567 | Masimo Corp | RDS7A | 2000142759 |  |  | 102-13100 | WCH-Intensive Care Unit I | 16 | IU | Active
WCH1554 | P10123 | -Pm Device Using Mfg Procedure | Rafael Baxcajay | RABAX | EMPLOYEE | 1 | 0.5 | 04/01/2025 | 04/01/2024 | 2 | M | WCH | WCH | Central Alarm Monitor CO2 SPO2 | 20-171 | Monitors, Physiologic, Multipurpose, Bedside, Modular | 371567 | Masimo Corp | RDS7A | 2000141993 |  |  | 102-13100 | WCH-Intensive Care Unit I | 16 | IU | Active
WCH1555 | P10123 | -Pm Device Using Mfg Procedure | Rafael Baxcajay | RABAX | EMPLOYEE | 1 | 0.5 | 04/01/2025 | 04/01/2024 | 2 | M | WCH | WCH | Central Alarm Monitor CO2 SPO2 | 20-171 | Monitors, Physiologic, Multipurpose, Bedside, Modular | 371567 | Masimo Corp | RDS7A | 2000144327 |  |  | 102-13100 | WCH-Intensive Care Unit I | 16 | IU | Active
WCH1556 | P10123 | -Pm Device Using Mfg Procedure | Holly Robinson | HOLROB | EMPLOYEE | 1 | 0.5 | 06/01/2024 | 05/23/2023 | 2 | M | WCH | WCH | Central Alarm Monitor CO2 SPO2 | 20-171 | Monitors, Physiologic, Multipurpose, Bedside, Modular | 371567 | Masimo Corp | RDS7A | 2000145673 |  |  | 102-12250 | WCH-MED/SURG/TELE UNIT | 15 | IU | Active
WCH1557 | P10123 | -Pm Device Using Mfg Procedure | Holly Robinson | HOLROB | EMPLOYEE | 1 | 0.5 | 06/01/2024 | 05/23/2023 | 2 | M | WCH | WCH | Central Alarm Monitor CO2 SPO2 | 20-171 | Monitors, Physiologic, Multipurpose, Bedside, Modular | 371567 | Masimo Corp | RDS7A | 2000142584 |  |  | 102-12252 | WCH-MED/SURG/TELE UNIT II | 15 | IU | Active
WCH1558 | P10123 | -Pm Device Using Mfg Procedure | Holly Robinson | HOLROB | EMPLOYEE | 1 | 0.5 | 06/01/2024 | 05/23/2023 | 2 | M | WCH | WCH | Central Alarm Monitor CO2 SPO2 | 20-171 | Monitors, Physiologic, Multipurpose, Bedside, Modular | 371567 | Masimo Corp | RDS7A | 2000141996 |  |  | 102-12252 | WCH-MED/SURG/TELE UNIT II | 15 | IU | Active
WCH1559 | P10123 | -Pm Device Using Mfg Procedure | Holly Robinson | HOLROB | EMPLOYEE | 1 | 0.5 | 06/01/2024 | 05/24/2023 | 2 | M | WCH | WCH | Central Alarm Monitor CO2 SPO2 | 20-171 | Monitors, Physiologic, Multipurpose, Bedside, Modular | 371567 | Masimo Corp | RDS7A | 2000142488 |  |  | 102-12252 | WCH-MED/SURG/TELE UNIT II | 15 | IU | Active
WCH1560 | P10123 | -Pm Device Using Mfg Procedure | Holly Robinson | HOLROB | EMPLOYEE | 1 | 0.5 | 06/01/2024 | 05/23/2023 | 2 | M | WCH | WCH | Central Alarm Monitor CO2 SPO2 | 20-171 | Monitors, Physiologic, Multipurpose, Bedside, Modular | 371567 | Masimo Corp | RDS7A | 2000144286 |  |  | 102-12252 | WCH-MED/SURG/TELE UNIT II | 15 | IU | Active
WCH1561 | P10123 | -Pm Device Using Mfg Procedure | Holly Robinson | HOLROB | EMPLOYEE | 1 | 0.5 | 06/01/2024 | 06/05/2023 | 2 | M | WCH | WCH | Central Alarm Monitor CO2 SPO2 | 20-171 | Monitors, Physiologic, Multipurpose, Bedside, Modular | 371567 | Masimo Corp | RDS7A | 2000142700 |  |  | 102-12250 | WCH-MED/SURG/TELE UNIT | 15 | IU | Active
WCH1562 | P10123 | -Pm Device Using Mfg Procedure | Holly Robinson | HOLROB | EMPLOYEE | 1 | 0.5 | 06/01/2024 | 05/22/2023 | 2 | M | WCH | WCH | Central Alarm Monitor CO2 SPO2 | 20-171 | Monitors, Physiologic, Multipurpose, Bedside, Modular | 371567 | Masimo Corp | RDS7A | 2000144288 |  |  | 102-12250 | WCH-MED/SURG/TELE UNIT | 15 | IU | Active
WCH1563 | P10123 | -Pm Device Using Mfg Procedure | Holly Robinson | HOLROB | EMPLOYEE | 1 | 0.5 | 06/01/2024 | 05/23/2023 | 2 | M | WCH | WCH | Touch Screen Pulse Oximeter | 17-148 | Oximeters, Pulse | 371567 | Masimo Corp | Radical 7 | 1000285208 |  |  | 102-12252 | WCH-MED/SURG/TELE UNIT II | 15 | IU | Active
WCH1564 | P10123 | -Pm Device Using Mfg Procedure | Rafael Baxcajay | RABAX | EMPLOYEE | 1 | 0.5 | 04/01/2025 | 03/28/2024 | 2 | M | WCH | WCH | Touch Screen Pulse Oximeter | 17-148 | Oximeters, Pulse | 371567 | Masimo Corp | Radical 7 | 1000285080 |  |  | 102-13100 | WCH-Intensive Care Unit I | 16 | IU | Active
WCH1565 | P10123 | -Pm Device Using Mfg Procedure | Holly Robinson | HOLROB | EMPLOYEE | 1 | 0.5 | 06/01/2024 | 05/23/2023 | 2 | M | WCH | WCH | Touch Screen Pulse Oximeter | 17-148 | Oximeters, Pulse | 371567 | Masimo Corp | Radical 7 | 1000285931 |  |  | 102-12252 | WCH-MED/SURG/TELE UNIT II | 15 | IU | Active
WCH1566 | P10123 | -Pm Device Using Mfg Procedure | Holly Robinson | HOLROB | EMPLOYEE | 1 | 0.5 | 06/01/2024 | 05/22/2023 | 2 | M | WCH | WCH | Touch Screen Pulse Oximeter | 17-148 | Oximeters, Pulse | 371567 | Masimo Corp | Radical 7 | 1000284837 |  |  | 102-12250 | WCH-MED/SURG/TELE UNIT | 15 | IU | Active
WCH1567 | P10123 | -Pm Device Using Mfg Procedure | Holly Robinson | HOLROB | EMPLOYEE | 1 | 0.5 | 06/01/2024 | 06/16/2023 | 2 | M | WCH | WCH | Touch Screen Pulse Oximeter | 17-148 | Oximeters, Pulse | 371567 | Masimo Corp | Radical 7 | 1000284817 |  |  | 102-12250 | WCH-MED/SURG/TELE UNIT | 15 | IU | Active
WCH1568 | P10123 | -Pm Device Using Mfg Procedure | Rafael Baxcajay | RABAX | EMPLOYEE | 1 | 0.5 | 04/01/2025 | 04/01/2024 | 2 | M | WCH | WCH | Touch Screen Pulse Oximeter | 17-148 | Oximeters, Pulse | 371567 | Masimo Corp | Radical 7 | 1000284891 |  |  | 102-13100 | WCH-Intensive Care Unit I | 16 | IU | Active
WCH1569 | P10123 | -Pm Device Using Mfg Procedure | Holly Robinson | HOLROB | EMPLOYEE | 1 | 0.5 | 06/01/2024 | 05/24/2023 | 2 | M | WCH | WCH | Touch Screen Pulse Oximeter | 17-148 | Oximeters, Pulse | 371567 | Masimo Corp | Radical 7 | 1000284857 |  |  | 102-12252 | WCH-MED/SURG/TELE UNIT II | 15 | IU | Active
WCH1570 | P10123 | -Pm Device Using Mfg Procedure | Holly Robinson | HOLROB | EMPLOYEE | 1 | 0.5 | 06/01/2024 | 05/23/2023 | 2 | M | WCH | WCH | Touch Screen Pulse Oximeter | 17-148 | Oximeters, Pulse | 371567 | Masimo Corp | Radical 7 | 1000284749 |  |  | 102-12250 | WCH-MED/SURG/TELE UNIT | 15 | IU | Active
WCH1571 | P10123 | -Pm Device Using Mfg Procedure | Rafael Baxcajay | RABAX | EMPLOYEE | 1 | 0.5 | 04/01/2025 | 04/01/2024 | 2 | M | WCH | WCH | Touch Screen Pulse Oximeter | 17-148 | Oximeters, Pulse | 371567 | Masimo Corp | Radical 7 | 1000284839 |  |  | 102-13100 | WCH-Intensive Care Unit I | 16 | IU | Active
WCH1572 | P10123 | -Pm Device Using Mfg Procedure | Holly Robinson | HOLROB | EMPLOYEE | 1 | 0.5 | 06/01/2024 | 06/05/2023 | 2 | M | WCH | WCH | Touch Screen Pulse Oximeter | 17-148 | Oximeters, Pulse | 371567 | Masimo Corp | Radical 7 | 1000284822 |  |  | 102-12250 | WCH-MED/SURG/TELE UNIT | 15 | IU | Active
WCH1573 | P10123 | -Pm Device Using Mfg Procedure | Holly Robinson | HOLROB | EMPLOYEE | 1 | 0.5 | 06/01/2024 | 05/23/2023 | 2 | M | WCH | WCH | Touch Screen Pulse Oximeter | 17-148 | Oximeters, Pulse | 371567 | Masimo Corp | Radical 7 | 1000284829 |  |  | 102-12252 | WCH-MED/SURG/TELE UNIT II | 15 | IU | Active
WCH1574 | P10123 | -Pm Device Using Mfg Procedure | Rafael Baxcajay | RABAX | EMPLOYEE | 1 | 0.5 | 04/01/2025 | 04/01/2024 | 2 | M | WCH | WCH | Touch Screen Pulse Oximeter | 17-148 | Oximeters, Pulse | 371567 | Masimo Corp | Radical 7 | 1000285082 |  |  | 102-13100 | WCH-Intensive Care Unit I | 16 | IU | Active
WCH1575 | P10123 | -Pm Device Using Mfg Procedure | Rafael Baxcajay | RABAX | EMPLOYEE | 1 | 0.5 | 09/01/2024 | 08/28/2023 | 2 | M | WCH | WCH | Handheld Pulse Ox | 17-148 | Oximeters, Pulse | 371567 | Masimo Corp | RAD-57 | 880912 |  |  | 102-35000 | WCH-Respiratory Care Services | 15 | IU | Active
WCH1576 | P10123 | -Pm Device Using Mfg Procedure | Holly Robinson | HOLROB | EMPLOYEE | 1 | 1 | 01/01/2025 | 01/03/2024 | 2 | M | WCH | WCH | EKG Mulitchannel Interp | 16-231 | Electrocardiographs, Multichannel, Interpretive | 440964 | GE Healthcare Technologies | MAC VU360 | VU222400058SA |  |  | 102-23100 | WCH-Emergency Service | 16 | IU | Active
WCH1577 | P10123 | -Pm Device Using Mfg Procedure | Holly Robinson | HOLROB | EMPLOYEE | 1 | 1 | 06/01/2025 | 05/13/2024 | 2 | M | WCH | WCH | EKG Mulitchannel Interp | 16-231 | Electrocardiographs, Multichannel, Interpretive | 440964 | GE Healthcare Technologies | MAC VU360 | VU222400059SA |  |  | 102-12250 | WCH-MED/SURG/TELE UNIT | 16 | IU | Active
WCH1578 | P10123 | -Pm Device Using Mfg Procedure | Rafael Baxcajay | RABAX | EMPLOYEE | 1 | 1 | 04/01/2025 | 04/01/2024 | 2 | M | WCH | WCH | EKG Mulitchannel Interp | 16-231 | Electrocardiographs, Multichannel, Interpretive | 440964 | GE Healthcare Technologies | MAC VU360 | VU222400012SA |  |  | 102-13100 | WCH-Intensive Care Unit I | 16 | IU | Active
WCH1579 | P10123 | -Pm Device Using Mfg Procedure | Laurence Rawski | LARAW | EMPLOYEE | 1 | 1 | 06/01/2024 | 06/05/2023 | 2 | M | WCH | WCH | EKG Mulitchannel Interp | 16-231 | Electrocardiographs, Multichannel, Interpretive | 440964 | GE Healthcare Technologies | MAC VU360 | VU222400052SA |  |  | 102-12252 | WCH-MED/SURG/TELE UNIT II | 16 | IU | Active
WCH1581 | P10123 | -Pm Device Using Mfg Procedure | Laurence Rawski | LARAW | EMPLOYEE | 1 | 1 | 08/01/2024 | 08/02/2023 | 2 | M | WCH | WCH | Single Glass Warming Cabinet | 10-414 | Warmers, Blanket | 107114 | STERIS Corp | DJ060124131 | 430122026 | BLAWAR | BLANKET WARMER | 102-34000 | WCH-Diagnostic Imaging | 13 | IU | Active
WCH1583 | P10123 | -Pm Device Using Mfg Procedure | Laurence Rawski | LARAW | EMPLOYEE | 1 | 1 | 08/01/2024 | 08/02/2023 | 2 | M | WCH | WCH | Single Glass Warming Cabinet | 10-414 | Warmers, Blanket | 107114 | STERIS Corp | DJ060124131 | 430122020 | BLAWAR | BLANKET WARMER | 102-33900 | WCH-Ultrasound | 13 | IU | Active
WCH1584 | P10123 | -Pm Device Using Mfg Procedure | Holly Robinson | HOLROB | EMPLOYEE | 1 | 1 | 08/01/2024 | 08/10/2023 | 2 | M | WCH | WCH | Single Glass Warming Cabinet | 10-414 | Warmers, Blanket | 107114 | STERIS Corp | DJ060124131 | 430122025 | BLAWAR | BLANKET WARMER | 102-23100 | WCH-Emergency Service | 13 | IU | Active
WCH1585 | P10123 | -Pm Device Using Mfg Procedure | Holly Robinson | HOLROB | EMPLOYEE | 1 | 1 | 08/01/2024 | 08/10/2023 | 2 | M | WCH | WCH | Single Glass Warming Cabinet | 10-414 | Warmers, Blanket | 107114 | STERIS Corp | DJ060124131 | 430122012 | BLAWAR | BLANKET WARMER | 102-23100 | WCH-Emergency Service | 13 | IU | Active
WCH1587 | P10123 | -Pm Device Using Mfg Procedure | Rafael Baxcajay | RABAX | EMPLOYEE | 1 | 1 | 08/01/2024 | 08/07/2023 | 2 | M | WCH | WCH | Single Glass Warming Cabinet | 10-414 | Warmers, Blanket | 107114 | STERIS Corp | DJ060124131 | 430722005 | BLAWAR | BLANKET WARMER | 102-21500 | WCH-PACU | 13 | IU | Active
WCH1589 | P10123 | -Pm Device Using Mfg Procedure | Laurence Rawski | LARAW | EMPLOYEE | 1 | 1 | 08/01/2024 | 08/02/2023 | 2 | M | WCH | WCH | Single Glass Warming Cabinet | 10-414 | Warmers, Blanket | 107114 | STERIS Corp | DJ060124131 | 430122018 | BLAWAR | BLANKET WARMER | 102-30695 | WCH-Interventional Services | 26 | IU | Active
WCH1591 | P10123 | -Pm Device Using Mfg Procedure | Rafael Baxcajay | RABAX | EMPLOYEE | 1 | 0.5 | 09/01/2024 | 08/28/2023 | 2 | M | WCH | WCH | Handheld Pulse Ox | 17-148 | Oximeters, Pulse | 371567 | Masimo Corp | RAD-57 | 880966 |  |  | 102-35000 | WCH-Respiratory Care Services | 15 | IU | Active
WCH1592 | P10123 | -Pm Device Using Mfg Procedure | Rafael Baxcajay | RABAX | EMPLOYEE | 1 | 0.5 | 09/01/2024 | 08/28/2023 | 2 | M | WCH | WCH | Handheld Pulse Ox | 17-148 | Oximeters, Pulse | 371567 | Masimo Corp | RAD-57 | 881030 |  |  | 102-35000 | WCH-Respiratory Care Services | 15 | IU | Active
WCH1593 | P10123 | -Pm Device Using Mfg Procedure | Rafael Baxcajay | RABAX | EMPLOYEE | 1 | 0.5 | 09/01/2024 | 08/28/2023 | 2 | M | WCH | WCH | Handheld Pulse Ox | 17-148 | Oximeters, Pulse | 371567 | Masimo Corp | RAD-57 | 880863 |  |  | 102-35000 | WCH-Respiratory Care Services | 15 | IU | Active
WCH1594 | P10123 | -Pm Device Using Mfg Procedure | Rafael Baxcajay | RABAX | EMPLOYEE | 1 | 0.5 | 09/01/2024 | 08/28/2023 | 2 | M | WCH | WCH | Handheld Pulse Ox | 17-148 | Oximeters, Pulse | 371567 | Masimo Corp | RAD-57 | 881065 |  |  | 102-35000 | WCH-Respiratory Care Services | 15 | IU | Active
WCH1595 | P10123 | -Pm Device Using Mfg Procedure | Rafael Baxcajay | RABAX | EMPLOYEE | 1 | 0.5 | 09/01/2024 | 08/28/2023 | 2 | M | WCH | WCH | Handheld Pulse Ox | 17-148 | Oximeters, Pulse | 371567 | Masimo Corp | RAD-57 | 880955 |  |  | 102-35000 | WCH-Respiratory Care Services | 15 | IU | Active
WCH1596 | P10123 | -Pm Device Using Mfg Procedure | Rafael Baxcajay | RABAX | EMPLOYEE | 1 | 0.5 | 09/01/2024 | 08/29/2023 | 2 | M | WCH | WCH | Touch Screen Pulse Oximeter | 17-148 | Oximeters, Pulse | 371567 | Masimo Corp | Radical 7 | 1000285936 |  |  | 102-35000 | WCH-Respiratory Care Services | 15 | IU | Active
WCH1597 | P10123 | -Pm Device Using Mfg Procedure | Rafael Baxcajay | RABAX | EMPLOYEE | 1 | 0.5 | 09/01/2024 | 09/08/2023 | 2 | M | WCH | WCH | Touch Screen Pulse Oximeter | 17-148 | Oximeters, Pulse | 371567 | Masimo Corp | Radical 7 | 1000285937 |  |  | 102-35000 | WCH-Respiratory Care Services | 15 | IU | Active
WCH1598 | P10123 | -Pm Device Using Mfg Procedure | Rafael Baxcajay | RABAX | EMPLOYEE | 1 | 0.5 | 09/01/2024 | 08/29/2023 | 2 | M | WCH | WCH | Touch Screen Pulse Oximeter | 17-148 | Oximeters, Pulse | 371567 | Masimo Corp | Radical 7 | 1000285908 |  |  | 102-35000 | WCH-Respiratory Care Services | 15 | IU | Active
WCH1599 | P10123 | -Pm Device Using Mfg Procedure | Rafael Baxcajay | RABAX | EMPLOYEE | 1 | 0.5 | 09/01/2024 | 08/29/2023 | 2 | M | WCH | WCH | Touch Screen Pulse Oximeter | 17-148 | Oximeters, Pulse | 371567 | Masimo Corp | Radical 7 | 1000285889 |  |  | 102-35000 | WCH-Respiratory Care Services | 15 | IU | Active
WCH1600 | P10123 | -Pm Device Using Mfg Procedure | Rafael Baxcajay | RABAX | EMPLOYEE | 1 | 0.5 | 09/01/2024 | 08/29/2023 | 2 | M | WCH | WCH | Touch Screen Pulse Oximeter | 17-148 | Oximeters, Pulse | 371567 | Masimo Corp | Radical 7 | 1000285938 |  |  | 102-35000 | WCH-Respiratory Care Services | 15 | IU | Active
WCH1601 | P10123 | -Pm Device Using Mfg Procedure | Rafael Baxcajay | RABAX | EMPLOYEE | 1 | 0.5 | 09/01/2024 | 08/29/2023 | 2 | M | WCH | WCH | Touch Screen Pulse Oximeter | 17-148 | Oximeters, Pulse | 371567 | Masimo Corp | Radical 7 | 1000285941 |  |  | 102-35000 | WCH-Respiratory Care Services | 15 | IU | Active
WCH1602 | P10123 | -Pm Device Using Mfg Procedure | Rafael Baxcajay | RABAX | EMPLOYEE | 1 | 0.5 | 09/01/2024 | 08/29/2023 | 2 | M | WCH | WCH | Touch Screen Pulse Oximeter | 17-148 | Oximeters, Pulse | 371567 | Masimo Corp | Radical 7 | 1000285211 |  |  | 102-35000 | WCH-Respiratory Care Services | 15 | IU | Active
WCH1603 | P10123 | -Pm Device Using Mfg Procedure | Rafael Baxcajay | RABAX | EMPLOYEE | 1 | 0.5 | 09/01/2024 | 08/29/2023 | 2 | M | WCH | WCH | Touch Screen Pulse Oximeter | 17-148 | Oximeters, Pulse | 371567 | Masimo Corp | Radical 7 | 1000285916 |  |  | 102-35000 | WCH-Respiratory Care Services | 15 | IU | Active
WCH1604 | P10123 | -Pm Device Using Mfg Procedure | Rafael Baxcajay | RABAX | EMPLOYEE | 1 | 0.5 | 09/01/2024 | 08/29/2023 | 2 | M | WCH | WCH | Touch Screen Pulse Oximeter | 17-148 | Oximeters, Pulse | 371567 | Masimo Corp | Radical 7 | 1000285925 |  |  | 102-35000 | WCH-Respiratory Care Services | 15 | IU | Active
WCH1605 | P10123 | -Pm Device Using Mfg Procedure | Rafael Baxcajay | RABAX | EMPLOYEE | 1 | 0.5 | 09/01/2024 | 08/29/2023 | 2 | M | WCH | WCH | Touch Screen Pulse Oximeter | 17-148 | Oximeters, Pulse | 371567 | Masimo Corp | Radical 7 | 1000285212 |  |  | 102-35000 | WCH-Respiratory Care Services | 15 | IU | Active
WCH1672 | P10123 | -Pm Device Using Mfg Procedure | Laurence Rawski | LARAW | EMPLOYEE | 1 | 1 | 08/01/2024 | 08/02/2023 | 2 | M | WCH | WCH | Single Glass Warming Cabinet | 10-414 | Warmers, Blanket | 107114 | STERIS Corp | DJ060124131 | 430122011 | BLAWAR | BLANKET WARMER | 102-21100 | WCH-Surgery | 26 | IU | Active
WCH1675 | P10123 | -Pm Device Using Mfg Procedure | Rafael Baxcajay | RABAX | EMPLOYEE | 1 | 1 | 08/01/2024 | 08/07/2023 | 2 | M | WCH | WCH | Single Glass Warming Cabinet | 10-414 | Warmers, Blanket | 107114 | STERIS Corp | DJ060124131 | 430122017 | BLAWAR | BLANKET WARMER | 102-21500 | WCH-PACU | 13 | IU | Active
WCH1676 | P10123 | -Pm Device Using Mfg Procedure | Rafael Baxcajay | RABAX | EMPLOYEE | 1 | 1 | 08/01/2024 | 08/07/2023 | 2 | M | WCH | WCH | Single Glass Warming Cabinet | 10-414 | Warmers, Blanket | 107114 | STERIS Corp | DJ060124131 | 430722002 | BLAWAR | BLANKET WARMER | 102-13100 | WCH-Intensive Care Unit I | 13 | IU | Active
WCH1677 | P10123 | -Pm Device Using Mfg Procedure | Holly Robinson | HOLROB | EMPLOYEE | 1 | 1 | 08/01/2024 | 08/07/2023 | 2 | M | WCH | WCH | Single Glass Warming Cabinet | 10-414 | Warmers, Blanket | 107114 | STERIS Corp | DJ060124131 | 430722003 | BLAWAR | BLANKET WARMER | 102-12250 | WCH-MED/SURG/TELE UNIT | 13 | IU | Active
WCH1678 | P10123 | -Pm Device Using Mfg Procedure | Holly Robinson | HOLROB | EMPLOYEE | 1 | 1 | 08/01/2024 | 08/07/2023 | 2 | M | WCH | WCH | Single Glass Warming Cabinet | 10-414 | Warmers, Blanket | 107114 | STERIS Corp | DJ060124131 | 430722001 | BLAWAR | BLANKET WARMER | 102-12252 | WCH-MED/SURG/TELE UNIT II | 13 | IU | Active
WCH1680 | P10123 | -Pm Device Using Mfg Procedure | Holly Robinson | HOLROB | EMPLOYEE | 1 | 0.5 | 01/01/2025 | 01/04/2024 | 2 | M | WCH | WCH | Handheld Video Laryngoscope | 23-532 | Laryngoscopes, Rigid, Video | 451928 | Verathon Inc | GlideScope Core 15 | CN221925 |  |  | 102-23100 | WCH-Emergency Service | 12 | IU | Active
WCH1681 | P10123 | -Pm Device Using Mfg Procedure | Rafael Baxcajay | RABAX | EMPLOYEE | 1 | 0.5 | 04/01/2025 | 03/28/2024 | 2 | M | WCH | WCH | Handheld Video Laryngoscope | 23-532 | Laryngoscopes, Rigid, Video | 451928 | Verathon Inc | GlideScope Core 15 | CN221863 |  |  | 102-13100 | WCH-Intensive Care Unit I | 12 | IU | Active
WCH1713 | P10123 | -Pm Device Using Mfg Procedure | Rafael Baxcajay | RABAX | EMPLOYEE | 1 | 0.5 | 04/01/2025 | 04/01/2024 | 2 | M | WCH | WCH | Bladder Vol and Mass Ultrasnd | 34-698 | Scanning Systems, Ultrasonic, Small-Parts, Urinary Bladder | 451928 | Verathon Inc | Bladderscan i10 | CT221363 |  |  | 102-13100 | WCH-Intensive Care Unit I | 17 | IU | Active
WCH1714 | P10123 | -Pm Device Using Mfg Procedure | Rafael Baxcajay | RABAX | EMPLOYEE | 1 | 0.5 | 05/01/2025 | 04/25/2024 | 2 | M | WCH | WCH | Bladder Vol and Mass Ultrasnd | 34-698 | Scanning Systems, Ultrasonic, Small-Parts, Urinary Bladder | 451928 | Verathon Inc | Bladderscan i10 | CT221491 |  |  | 102-21500 | WCH-PACU | 17 | IU | Active
WCH1715 | P10123 | -Pm Device Using Mfg Procedure | Holly Robinson | HOLROB | EMPLOYEE | 1 | 0.5 | 06/01/2024 | 05/23/2023 | 2 | M | WCH | WCH | Bladder Vol and Mass Ultrasnd | 34-698 | Scanning Systems, Ultrasonic, Small-Parts, Urinary Bladder | 451928 | Verathon Inc | Bladderscan i10 | CT221452 |  |  | 102-12250 | WCH-MED/SURG/TELE UNIT | 17 | IU | Active
WCH1716 | P10123 | -Pm Device Using Mfg Procedure | Holly Robinson | HOLROB | EMPLOYEE | 1 | 0.5 | 06/01/2024 | 05/23/2023 | 2 | M | WCH | WCH | Bladder Vol and Mass Ultrasnd | 34-698 | Scanning Systems, Ultrasonic, Small-Parts, Urinary Bladder | 451928 | Verathon Inc | Bladderscan i10 | CT221453 |  |  | 102-12250 | WCH-MED/SURG/TELE UNIT | 17 | IU | Active
WCH1717 | P10123 | -Pm Device Using Mfg Procedure | Holly Robinson | HOLROB | EMPLOYEE | 1 | 0.5 | 01/01/2025 | 12/20/2023 | 2 | M | WCH | WCH | Bladder Vol and Mass Ultrasnd | 34-698 | Scanning Systems, Ultrasonic, Small-Parts, Urinary Bladder | 451928 | Verathon Inc | Bladderscan i10 | CT221490 |  |  | 102-23100 | WCH-Emergency Service | 17 | IU | Active
WCH1718 | P10123 | -Pm Device Using Mfg Procedure | Rafael Baxcajay | RABAX | EMPLOYEE | 1 | 1 | 05/01/2025 | 04/25/2024 | 2 | M | WCH | WCH | EKG Mulitchannel Interp | 16-231 | Electrocardiographs, Multichannel, Interpretive | 440964 | GE Healthcare Technologies | MAC VU360 | VU222400060SA |  |  | 102-21500 | WCH-PACU | 16 | IU | Active
WCH1719 | P10123 | -Pm Device Using Mfg Procedure | Holly Robinson | HOLROB | EMPLOYEE | 1 | 1 | 01/01/2025 | 12/19/2023 | 2 | M | WCH | WCH | EKG Mulitchannel Interp | 16-231 | Electrocardiographs, Multichannel, Interpretive | 440964 | GE Healthcare Technologies | MAC VU360 | VU222400034SA |  |  | 102-23100 | WCH-Emergency Service | 16 | IU | Active
WCH1720 | P10123 | -Pm Device Using Mfg Procedure | Holly Robinson | HOLROB | EMPLOYEE | 1 | 1 | 01/01/2025 | 12/20/2023 | 2 | M | WCH | WCH | EKG Mulitchannel Interp | 16-231 | Electrocardiographs, Multichannel, Interpretive | 440964 | GE Healthcare Technologies | MAC VU360 | VU222400055SA |  |  | 102-23100 | WCH-Emergency Service | 16 | IU | Active
WCH1721 | P10123 | -Pm Device Using Mfg Procedure | Rafael Baxcajay | RABAX | EMPLOYEE | 1 | 1 | 05/01/2025 | 04/30/2024 | 2 | M | WCH | WCH | EKG Mulitchannel Interp | 16-231 | Electrocardiographs, Multichannel, Interpretive | 440964 | GE Healthcare Technologies | MAC VU360 | VU222400057SA |  |  | 102-21500 | WCH-PACU | 16 | IU | Active
WCH1722 | P10123 | -Pm Device Using Mfg Procedure | Rafael Baxcajay | RABAX | EMPLOYEE | 2 | 0.8 | 05/01/2025 | 04/29/2024 | 2 | M | WCH | WCH | Patient Data Module w/Display | 20-784 | Physiologic Monitor Modules, Multiparameter | 440964 | GE Healthcare Technologies | Carescape One | SNA22390029SA |  |  | 102-21500 | WCH-PACU | 16 | IU | Active
WCH1723 | P10123 | -Pm Device Using Mfg Procedure | Holly Robinson | HOLROB | EMPLOYEE | 1 | 1 | 08/01/2024 | 08/07/2023 | 2 | M | WCH | WCH | Dual Warming Cabinet | 10-414 | Warmers, Blanket | 107114 | STERIS Corp | DJ060124331 | 0430722006 | BLAWAR | BLANKET WARMER | 102-12252 | WCH-MED/SURG/TELE UNIT II | 13 | IU | Active
WCH1729 | P10123 | -Pm Device Using Mfg Procedure | Holly Robinson | HOLROB | EMPLOYEE | 2 | 0.8 | 01/01/2025 | 01/26/2023 | 2 | M | WCH | WCH | Patient Data Module w/Display | 20-784 | Physiologic Monitor Modules, Multiparameter | 440964 | GE Healthcare Technologies | Carescape One | SNA22420248SA |  |  | 102-23100 | WCH-Emergency Service | 16 | IU | Active
WCH1730 | P10123 | -Pm Device Using Mfg Procedure | Holly Robinson | HOLROB | EMPLOYEE | 2 | 0.8 | 01/01/2025 | 01/26/2023 | 2 | M | WCH | WCH | Patient Data Module w/Display | 20-784 | Physiologic Monitor Modules, Multiparameter | 440964 | GE Healthcare Technologies | Carescape One | SNA22420239SA |  |  | 102-23100 | WCH-Emergency Service | 16 | IU | Active
WCH1731 | P10123 | -Pm Device Using Mfg Procedure | Holly Robinson | HOLROB | EMPLOYEE | 2 | 0.8 | 01/01/2025 | 01/26/2023 | 2 | M | WCH | WCH | Patient Data Module w/Display | 20-784 | Physiologic Monitor Modules, Multiparameter | 440964 | GE Healthcare Technologies | Carescape One | SNA22420234SA |  |  | 102-23100 | WCH-Emergency Service | 16 | IU | Active
WCH1732 | P10123 | -Pm Device Using Mfg Procedure | Holly Robinson | HOLROB | EMPLOYEE | 2 | 0.8 | 01/01/2025 | 01/26/2023 | 2 | M | WCH | WCH | Patient Data Module w/Display | 20-784 | Physiologic Monitor Modules, Multiparameter | 440964 | GE Healthcare Technologies | Carescape One | SNA22420244SA |  |  | 102-23100 | WCH-Emergency Service | 16 | IU | Active
WCH1733 | P10123 | -Pm Device Using Mfg Procedure | Holly Robinson | HOLROB | EMPLOYEE | 2 | 0.8 | 01/01/2025 | 01/26/2023 | 2 | M | WCH | WCH | Patient Data Module w/Display | 20-784 | Physiologic Monitor Modules, Multiparameter | 440964 | GE Healthcare Technologies | Carescape One | SNA22420236SA |  |  | 102-23100 | WCH-Emergency Service | 16 | IU | Active
WCH1734 | P10123 | -Pm Device Using Mfg Procedure | Holly Robinson | HOLROB | EMPLOYEE | 2 | 0.8 | 01/01/2025 | 01/26/2023 | 2 | M | WCH | WCH | Patient Data Module w/Display | 20-784 | Physiologic Monitor Modules, Multiparameter | 440964 | GE Healthcare Technologies | Carescape One | SNA22420227SA |  |  | 102-23100 | WCH-Emergency Service | 16 | IU | Active
WCH1735 | P10123 | -Pm Device Using Mfg Procedure | Holly Robinson | HOLROB | EMPLOYEE | 2 | 0.8 | 01/01/2025 | 01/26/2023 | 2 | M | WCH | WCH | Patient Data Module w/Display | 20-784 | Physiologic Monitor Modules, Multiparameter | 440964 | GE Healthcare Technologies | Carescape One | SNA22420235SA |  |  | 102-23100 | WCH-Emergency Service | 16 | IU | Active
WCH1736 | P10123 | -Pm Device Using Mfg Procedure | Holly Robinson | HOLROB | EMPLOYEE | 2 | 0.8 | 01/01/2025 | 01/27/2023 | 2 | M | WCH | WCH | Patient Data Module w/Display | 20-784 | Physiologic Monitor Modules, Multiparameter | 440964 | GE Healthcare Technologies | Carescape One | SNA22420243SA |  |  | 102-23100 | WCH-Emergency Service | 16 | IU | Active
WCH1737 | P10123 | -Pm Device Using Mfg Procedure | Holly Robinson | HOLROB | EMPLOYEE | 2 | 0.8 | 01/01/2025 | 01/27/2023 | 2 | M | WCH | WCH | Patient Data Module w/Display | 20-784 | Physiologic Monitor Modules, Multiparameter | 440964 | GE Healthcare Technologies | Carescape One | SNA22420217SA |  |  | 102-23100 | WCH-Emergency Service | 16 | IU | Active
WCH1738 | P10123 | -Pm Device Using Mfg Procedure | Holly Robinson | HOLROB | EMPLOYEE | 2 | 0.8 | 01/01/2025 | 01/27/2023 | 2 | M | WCH | WCH | Patient Data Module w/Display | 20-784 | Physiologic Monitor Modules, Multiparameter | 440964 | GE Healthcare Technologies | Carescape One | SNA22410103SA |  |  | 102-23100 | WCH-Emergency Service | 16 | IU | Active
WCH1739 | P10123 | -Pm Device Using Mfg Procedure | Holly Robinson | HOLROB | EMPLOYEE | 2 | 0.8 | 01/01/2025 | 01/27/2023 | 2 | M | WCH | WCH | Patient Data Module w/Display | 20-784 | Physiologic Monitor Modules, Multiparameter | 440964 | GE Healthcare Technologies | Carescape One | SNA22420220SA |  |  | 102-23100 | WCH-Emergency Service | 16 | IU | Active
WCH1740 | P10123 | -Pm Device Using Mfg Procedure | Holly Robinson | HOLROB | EMPLOYEE | 2 | 0.8 | 01/01/2025 | 01/27/2023 | 2 | M | WCH | WCH | Patient Data Module w/Display | 20-784 | Physiologic Monitor Modules, Multiparameter | 440964 | GE Healthcare Technologies | Carescape One | SNA22420245SA |  |  | 102-23100 | WCH-Emergency Service | 16 | IU | Active
WCH1741 | P10123 | -Pm Device Using Mfg Procedure | Holly Robinson | HOLROB | EMPLOYEE | 2 | 0.8 | 01/01/2025 | 01/27/2023 | 2 | M | WCH | WCH | Patient Data Module w/Display | 20-784 | Physiologic Monitor Modules, Multiparameter | 440964 | GE Healthcare Technologies | Carescape One | SNA22420224SA |  |  | 102-23100 | WCH-Emergency Service | 16 | IU | Active
WCH1742 | P10123 | -Pm Device Using Mfg Procedure | Holly Robinson | HOLROB | EMPLOYEE | 2 | 0.8 | 01/01/2025 | 01/27/2023 | 2 | M | WCH | WCH | Patient Data Module w/Display | 20-784 | Physiologic Monitor Modules, Multiparameter | 440964 | GE Healthcare Technologies | Carescape One | SNA22420240SA |  |  | 102-23100 | WCH-Emergency Service | 16 | IU | Active
WCH1743 | P10123 | -Pm Device Using Mfg Procedure | Holly Robinson | HOLROB | EMPLOYEE | 2 | 0.8 | 01/01/2025 | 01/27/2023 | 2 | M | WCH | WCH | Patient Data Module w/Display | 20-784 | Physiologic Monitor Modules, Multiparameter | 440964 | GE Healthcare Technologies | Carescape One | SNA22420237SA |  |  | 102-23100 | WCH-Emergency Service | 16 | IU | Active
WCH1744 | P10123 | -Pm Device Using Mfg Procedure | Holly Robinson | HOLROB | EMPLOYEE | 2 | 0.8 | 01/01/2025 | 01/30/2023 | 2 | M | WCH | WCH | Patient Data Module w/Display | 20-784 | Physiologic Monitor Modules, Multiparameter | 440964 | GE Healthcare Technologies | Carescape One | SNA22420154SA |  |  | 102-23100 | WCH-Emergency Service | 16 | IU | Active
WCH1745 | P10123 | -Pm Device Using Mfg Procedure | Holly Robinson | HOLROB | EMPLOYEE | 2 | 0.8 | 01/01/2025 | 01/30/2023 | 2 | M | WCH | WCH | Patient Data Module w/Display | 20-784 | Physiologic Monitor Modules, Multiparameter | 440964 | GE Healthcare Technologies | Carescape One | SNA22413010SA |  |  | 102-23100 | WCH-Emergency Service | 16 | IU | Active
WCH1746 | P10123 | -Pm Device Using Mfg Procedure | Holly Robinson | HOLROB | EMPLOYEE | 2 | 0.8 | 01/01/2025 | 01/28/2023 | 2 | M | WCH | WCH | Patient Data Module w/Display | 20-784 | Physiologic Monitor Modules, Multiparameter | 440964 | GE Healthcare Technologies | Carescape One | SNA22420223SA |  |  | 102-23100 | WCH-Emergency Service | 16 | IU | Active
WCH1747 | P10123 | -Pm Device Using Mfg Procedure | Holly Robinson | HOLROB | EMPLOYEE | 2 | 0.8 | 01/01/2025 | 01/28/2023 | 2 | M | WCH | WCH | Patient Data Module w/Display | 20-784 | Physiologic Monitor Modules, Multiparameter | 440964 | GE Healthcare Technologies | Carescape One | SNA22420250SA |  |  | 102-23100 | WCH-Emergency Service | 16 | IU | Active
WCH1748 | P10123 | -Pm Device Using Mfg Procedure | Holly Robinson | HOLROB | EMPLOYEE | 2 | 0.8 | 01/01/2025 | 01/28/2023 | 2 | M | WCH | WCH | Patient Data Module w/Display | 20-784 | Physiologic Monitor Modules, Multiparameter | 440964 | GE Healthcare Technologies | Carescape One | SNA22410105SA |  |  | 102-23100 | WCH-Emergency Service | 16 | IU | Active
WCH1749 | P-VPM | -Vendor PM | Laurence Rawski | LARAW | EMPLOYEE | 1 | 0.5 | 11/01/2024 | 11/13/2023 | 2 | M | WCH | WCH | Weight GHDL 25lb | CC-040 | Test Equipment | 171595 | Rice Lake Weighing Systems | 12833 | NSNWCH1749 |  |  | 102-88570 | WCH-Clinical Engineering | 13 | IU | Active
WCH1750 | P-VPM | -Vendor PM | Laurence Rawski | LARAW | EMPLOYEE | 1 | 0.5 | 11/01/2024 | 10/23/2023 | 2 | M | WCH | WCH | Weight GHDL 25lb | CC-040 | Test Equipment | 171595 | Rice Lake Weighing Systems | 12833 | NSNWCH1750 |  |  | 102-88570 | WCH-Clinical Engineering | 13 | IU | Active
WCH1751 | P-VPM | -Vendor PM | Laurence Rawski | LARAW | EMPLOYEE | 1 | 0.5 | 11/01/2024 | 10/23/2023 | 2 | M | WCH | WCH | 10 LB 5kg Weight | CC-040 | Test Equipment | 171595 | Rice Lake Weighing Systems | 12828 | NSNWCH1751 |  |  | 102-88570 | WCH-Clinical Engineering | 13 | IU | Active
WCH1752 | P-VPM | -Vendor PM | Laurence Rawski | LARAW | EMPLOYEE | 1 | 0.5 | 11/01/2024 | 10/23/2023 | 2 | M | WCH | WCH | 10 LB 5kg Weight | CC-040 | Test Equipment | 171595 | Rice Lake Weighing Systems | 12828 | NSNWCH1752 |  |  | 102-88570 | WCH-Clinical Engineering | 13 | IU | Active
WCH1753 | P-VPM | -Vendor PM | Laurence Rawski | LARAW | EMPLOYEE | 1 | 0.5 | 11/01/2024 | 11/02/2023 | 2 | M | WCH | WCH | Weight Set 5kg - 1g | CC-040 | Test Equipment | 171595 | Rice Lake Weighing Systems | 12535 | A6JC |  |  | 102-88570 | WCH-Clinical Engineering | 13 | IU | Active
WCH1759 | P5YEBA | 5 Year Battery Replacement | Holly Robinson | HOLROB | EMPLOYEE | 5 | 0.4 | 12/01/2027 |  | 2 | M | WCH | WCH | Power Supply w/Battery Backup | 16-936 | Power Systems, Uninterruptible | 103070 | Rauland-Borg Corp | 351003 | NSNWCH1759 |  |  | 102-23100 | WCH-Emergency Service | 13 | IU | Active
WCH1760 | P5YEBA | 5 Year Battery Replacement | Holly Robinson | HOLROB | EMPLOYEE | 5 | 0.4 | 12/01/2027 |  | 2 | M | WCH | WCH | Power Supply w/Battery Backup | 16-936 | Power Systems, Uninterruptible | 103070 | Rauland-Borg Corp | 351003 | NSNWCH1760 |  |  | 102-23100 | WCH-Emergency Service | 13 | IU | Active
WCH1763 | P5YEBA | 5 Year Battery Replacement | Holly Robinson | HOLROB | EMPLOYEE | 5 | 0.4 | 12/01/2027 |  | 2 | M | WCH | WCH | Power Supply w/Battery Backup | 16-936 | Power Systems, Uninterruptible | 103070 | Rauland-Borg Corp | 351003 | NSNWCH1763 |  |  | 102-23100 | WCH-Emergency Service | 13 | IU | Active
WCH1764 | P5YEBA | 5 Year Battery Replacement | Holly Robinson | HOLROB | EMPLOYEE | 5 | 0.4 | 12/01/2027 |  | 2 | M | WCH | WCH | Power Supply w/Battery Backup | 16-936 | Power Systems, Uninterruptible | 103070 | Rauland-Borg Corp | 351003 | NSNWCH1764 |  |  | 102-23100 | WCH-Emergency Service | 13 | IU | Active
WCH1765 | P5YEBA | 5 Year Battery Replacement | Holly Robinson | HOLROB | EMPLOYEE | 5 | 0.4 | 12/01/2027 |  | 2 | M | WCH | WCH | Power Supply w/Battery Backup | 16-936 | Power Systems, Uninterruptible | 103070 | Rauland-Borg Corp | 351003 | NSNWCH1765 |  |  | 102-23100 | WCH-Emergency Service | 13 | IU | Active
WCH1766 | P5YEBA | 5 Year Battery Replacement | Holly Robinson | HOLROB | EMPLOYEE | 5 | 0.4 | 12/01/2027 |  | 2 | M | WCH | WCH | Power Supply w/Battery Backup | 16-936 | Power Systems, Uninterruptible | 103070 | Rauland-Borg Corp | 351003 | NSNWCH1766 |  |  | 102-23100 | WCH-Emergency Service | 13 | IU | Active
WCH1767 | PRABR7 | Rauland BRC 7 Year Coin Replacement | Holly Robinson | HOLROB | EMPLOYEE | 7 | 1 | 12/01/2029 |  | 2 | M | WCH | WCH | Branch Regional Controller | 15-614 | Hospital Communication Systems, Nurse Call | 103070 | Rauland-Borg Corp | 351001 | NSNWCH1767 |  |  | 102-23100 | WCH-Emergency Service | 14 | IU | Active
WCH1768 | P5YEBA | 5 Year Battery Replacement | Holly Robinson | HOLROB | EMPLOYEE | 5 | 0.4 | 12/01/2027 |  | 2 | M | WCH | WCH | Power Supply w/Battery Backup | 16-936 | Power Systems, Uninterruptible | 103070 | Rauland-Borg Corp | 351003 | NSNWCH1768 |  |  | 102-23100 | WCH-Emergency Service | 13 | IU | Active
WCH1769 | P5YEBA | 5 Year Battery Replacement | Holly Robinson | HOLROB | EMPLOYEE | 5 | 0.4 | 12/01/2027 |  | 2 | M | WCH | WCH | Power Supply w/Battery Backup | 16-936 | Power Systems, Uninterruptible | 103070 | Rauland-Borg Corp | 351003 | NSNWCH1769 |  |  | 102-23100 | WCH-Emergency Service | 13 | IU | Active
WCH1770 | P5YEBA | 5 Year Battery Replacement | Holly Robinson | HOLROB | EMPLOYEE | 5 | 0.4 | 12/01/2027 |  | 2 | M | WCH | WCH | Power Supply w/Battery Backup | 16-936 | Power Systems, Uninterruptible | 103070 | Rauland-Borg Corp | 351003 | NSNWCH1770 |  |  | 102-23100 | WCH-Emergency Service | 13 | IU | Active
WCH1771 | P5YEBA | 5 Year Battery Replacement | Holly Robinson | HOLROB | EMPLOYEE | 5 | 0.4 | 12/01/2027 |  | 2 | M | WCH | WCH | Power Supply w/Battery Backup | 16-936 | Power Systems, Uninterruptible | 103070 | Rauland-Borg Corp | 351003 | NSNWCH1771 |  |  | 102-23100 | WCH-Emergency Service | 13 | IU | Active
WCH1772 | P5YEBA | 5 Year Battery Replacement | Holly Robinson | HOLROB | EMPLOYEE | 5 | 0.4 | 12/01/2027 |  | 2 | M | WCH | WCH | Power Supply w/Battery Backup | 16-936 | Power Systems, Uninterruptible | 103070 | Rauland-Borg Corp | 351003 | NSNWCH1772 |  |  | 102-23100 | WCH-Emergency Service | 13 | IU | Active
WCH1773 | P5YEBA | 5 Year Battery Replacement | Holly Robinson | HOLROB | EMPLOYEE | 5 | 0.4 | 12/01/2027 |  | 2 | M | WCH | WCH | Power Supply w/Battery Backup | 16-936 | Power Systems, Uninterruptible | 103070 | Rauland-Borg Corp | 351003 | NSNWCH1773 |  |  | 102-23100 | WCH-Emergency Service | 13 | IU | Active
WCH1774 | P5YEBA | 5 Year Battery Replacement | Holly Robinson | HOLROB | EMPLOYEE | 5 | 0.4 | 12/01/2027 |  | 2 | M | WCH | WCH | Power Supply w/Battery Backup | 16-936 | Power Systems, Uninterruptible | 103070 | Rauland-Borg Corp | 351003 | NSNWCH1774 |  |  | 102-23100 | WCH-Emergency Service | 13 | IU | Active
WCH1775 | P5YEBA | 5 Year Battery Replacement | Holly Robinson | HOLROB | EMPLOYEE | 5 | 0.4 | 12/01/2027 |  | 2 | M | WCH | WCH | Power Supply w/Battery Backup | 16-936 | Power Systems, Uninterruptible | 103070 | Rauland-Borg Corp | 351003 | NSNWCH1775 |  |  | 102-23100 | WCH-Emergency Service | 13 | IU | Active
WCH1776 | PRABR7 | Rauland BRC 7 Year Coin Replacement | Laurence Rawski | LARAW | EMPLOYEE | 7 | 1 | 12/01/2029 |  | 2 | M | WCH | WCH | Branch Regional Controller V3 | 15-614 | Hospital Communication Systems, Nurse Call | 103070 | Rauland-Borg Corp | 351005 | NSNWCH1776 |  |  | 102-10000 | WCH-Nursing Administration | 13 | IU | Active
WCH1777 | P5YEBA | 5 Year Battery Replacement | Holly Robinson | HOLROB | EMPLOYEE | 5 | 0.4 | 12/01/2027 |  | 2 | M | WCH | WCH | Power Supply w/Battery Backup | 16-936 | Power Systems, Uninterruptible | 103070 | Rauland-Borg Corp | 351003 | NSNWCH1777 |  |  | 102-23100 | WCH-Emergency Service | 13 | IU | Active
WCH1778 | P5YEBA | 5 Year Battery Replacement | Holly Robinson | HOLROB | EMPLOYEE | 5 | 0.4 | 12/01/2027 |  | 2 | M | WCH | WCH | Power Supply w/Battery Backup | 16-936 | Power Systems, Uninterruptible | 103070 | Rauland-Borg Corp | 351003 | NSNWCH1778 |  |  | 102-23100 | WCH-Emergency Service | 13 | IU | Active
WCH1779 | P5YEBA | 5 Year Battery Replacement | Holly Robinson | HOLROB | EMPLOYEE | 5 | 0.4 | 12/01/2027 |  | 2 | M | WCH | WCH | Power Supply w/Battery Backup | 16-936 | Power Systems, Uninterruptible | 103070 | Rauland-Borg Corp | 351003 | NSNWCH1779 |  |  | 102-23100 | WCH-Emergency Service | 13 | IU | Active
WCH1780 | P5YEBA | 5 Year Battery Replacement | Holly Robinson | HOLROB | EMPLOYEE | 5 | 0.4 | 12/01/2027 |  | 2 | M | WCH | WCH | Power Supply w/Battery Backup | 16-936 | Power Systems, Uninterruptible | 103070 | Rauland-Borg Corp | 351003 | NSNWCH1780 |  |  | 102-23100 | WCH-Emergency Service | 13 | IU | Active
WCH1781 | P5YEBA | 5 Year Battery Replacement | Holly Robinson | HOLROB | EMPLOYEE | 5 | 0.4 | 12/01/2027 |  | 2 | M | WCH | WCH | Power Supply w/Battery Backup | 16-936 | Power Systems, Uninterruptible | 103070 | Rauland-Borg Corp | 351003 | NSNWCH1781 |  |  | 102-23100 | WCH-Emergency Service | 13 | IU | Active
WCH1782 | P5YEBA | 5 Year Battery Replacement | Holly Robinson | HOLROB | EMPLOYEE | 5 | 0.4 | 12/01/2027 |  | 2 | M | WCH | WCH | Power Supply w/Battery Backup | 16-936 | Power Systems, Uninterruptible | 103070 | Rauland-Borg Corp | 351003 | NSNWCH1782 |  |  | 102-23100 | WCH-Emergency Service | 13 | IU | Active
WCH1783 | PRABR7 | Rauland BRC 7 Year Coin Replacement | Laurence Rawski | LARAW | EMPLOYEE | 7 | 1 | 12/01/2029 |  | 2 | M | WCH | WCH | Branch Regional Controller | 15-614 | Hospital Communication Systems, Nurse Call | 103070 | Rauland-Borg Corp | 351001 | NSNWCH1783 |  |  | 102-21100 | WCH-Surgery | 26 | IU | Active
WCH1784 | P5YEBA | 5 Year Battery Replacement | Holly Robinson | HOLROB | EMPLOYEE | 5 | 0.4 | 12/01/2027 |  | 2 | M | WCH | WCH | Power Supply w/Battery Backup | 16-936 | Power Systems, Uninterruptible | 103070 | Rauland-Borg Corp | 351003 | NSNWCH1784 |  |  | 102-23100 | WCH-Emergency Service | 13 | IU | Active
WCH1785 | P5YEBA | 5 Year Battery Replacement | Holly Robinson | HOLROB | EMPLOYEE | 5 | 0.4 | 12/01/2027 |  | 2 | M | WCH | WCH | Power Supply w/Battery Backup | 16-936 | Power Systems, Uninterruptible | 103070 | Rauland-Borg Corp | 351003 | NSNWCH1785 |  |  | 102-23100 | WCH-Emergency Service | 13 | IU | Active
WCH1786 | P5YEBA | 5 Year Battery Replacement | Holly Robinson | HOLROB | EMPLOYEE | 5 | 0.4 | 12/01/2027 |  | 2 | M | WCH | WCH | Power Supply w/Battery Backup | 16-936 | Power Systems, Uninterruptible | 103070 | Rauland-Borg Corp | 351003 | NSNWCH1786 |  |  | 102-23100 | WCH-Emergency Service | 13 | IU | Active
WCH1787 | P5YEBA | 5 Year Battery Replacement | Holly Robinson | HOLROB | EMPLOYEE | 5 | 0.4 | 12/01/2027 |  | 2 | M | WCH | WCH | Power Supply w/Battery Backup | 16-936 | Power Systems, Uninterruptible | 103070 | Rauland-Borg Corp | 351003 | NSNWCH1787 |  |  | 102-23100 | WCH-Emergency Service | 13 | IU | Active
WCH1788 | PRABR7 | Rauland BRC 7 Year Coin Replacement | Rafael Baxcajay | RABAX | EMPLOYEE | 7 | 1 | 12/01/2029 |  | 2 | M | WCH | WCH | Branch Regional Controller | 15-614 | Hospital Communication Systems, Nurse Call | 103070 | Rauland-Borg Corp | 351001 | NSNWCH1788 |  |  | 102-13100 | WCH-Intensive Care Unit I | 14 | IU | Active
WCH1789 | P5YEBA | 5 Year Battery Replacement | Holly Robinson | HOLROB | EMPLOYEE | 5 | 0.4 | 12/01/2027 |  | 2 | M | WCH | WCH | Power Supply w/Battery Backup | 16-936 | Power Systems, Uninterruptible | 103070 | Rauland-Borg Corp | 351003 | NSNWCH1789 |  |  | 102-23100 | WCH-Emergency Service | 13 | IU | Active
WCH1790 | P5YEBA | 5 Year Battery Replacement | Holly Robinson | HOLROB | EMPLOYEE | 5 | 0.4 | 12/01/2027 |  | 2 | M | WCH | WCH | Power Supply w/Battery Backup | 16-936 | Power Systems, Uninterruptible | 103070 | Rauland-Borg Corp | 351003 | NSNWCH1790 |  |  | 102-23100 | WCH-Emergency Service | 13 | IU | Active
WCH1791 | P5YEBA | 5 Year Battery Replacement | Holly Robinson | HOLROB | EMPLOYEE | 5 | 0.4 | 12/01/2027 |  | 2 | M | WCH | WCH | Power Supply w/Battery Backup | 16-936 | Power Systems, Uninterruptible | 103070 | Rauland-Borg Corp | 351003 | NSNWCH1791 |  |  | 102-23100 | WCH-Emergency Service | 13 | IU | Active
WCH1792 | P5YEBA | 5 Year Battery Replacement | Holly Robinson | HOLROB | EMPLOYEE | 5 | 0.4 | 12/01/2027 |  | 2 | M | WCH | WCH | Power Supply w/Battery Backup | 16-936 | Power Systems, Uninterruptible | 103070 | Rauland-Borg Corp | 351003 | NSNWCH1792 |  |  | 102-23100 | WCH-Emergency Service | 13 | IU | Active
WCH1793 | P5YEBA | 5 Year Battery Replacement | Holly Robinson | HOLROB | EMPLOYEE | 5 | 0.4 | 12/01/2027 |  | 2 | M | WCH | WCH | Power Supply w/Battery Backup | 16-936 | Power Systems, Uninterruptible | 103070 | Rauland-Borg Corp | 351003 | NSNWCH1793 |  |  | 102-23100 | WCH-Emergency Service | 13 | IU | Active
WCH1794 | P5YEBA | 5 Year Battery Replacement | Holly Robinson | HOLROB | EMPLOYEE | 5 | 0.4 | 12/01/2027 |  | 2 | M | WCH | WCH | Power Supply w/Battery Backup | 16-936 | Power Systems, Uninterruptible | 103070 | Rauland-Borg Corp | 351003 | NSNWCH1794 |  |  | 102-23100 | WCH-Emergency Service | 13 | IU | Active
WCH1795 | PRABR7 | Rauland BRC 7 Year Coin Replacement | Rafael Baxcajay | RABAX | EMPLOYEE | 7 | 1 | 12/01/2029 |  | 2 | M | WCH | WCH | Branch Regional Controller | 15-614 | Hospital Communication Systems, Nurse Call | 103070 | Rauland-Borg Corp | 351001 | NSNWCH1795 |  |  | 102-13100 | WCH-Intensive Care Unit I | 14 | IU | Active
WCH1796 | P5YEBA | 5 Year Battery Replacement | Holly Robinson | HOLROB | EMPLOYEE | 5 | 0.4 | 12/01/2027 |  | 2 | M | WCH | WCH | Power Supply w/Battery Backup | 16-936 | Power Systems, Uninterruptible | 103070 | Rauland-Borg Corp | 351003 | NSNWCH1796 |  |  | 102-23100 | WCH-Emergency Service | 13 | IU | Active
WCH1797 | P5YEBA | 5 Year Battery Replacement | Holly Robinson | HOLROB | EMPLOYEE | 5 | 0.4 | 12/01/2027 |  | 2 | M | WCH | WCH | Power Supply w/Battery Backup | 16-936 | Power Systems, Uninterruptible | 103070 | Rauland-Borg Corp | 351003 | NSNWCH1797 |  |  | 102-23100 | WCH-Emergency Service | 13 | IU | Active
WCH1798 | P5YEBA | 5 Year Battery Replacement | Holly Robinson | HOLROB | EMPLOYEE | 5 | 0.4 | 12/01/2027 |  | 2 | M | WCH | WCH | Power Supply w/Battery Backup | 16-936 | Power Systems, Uninterruptible | 103070 | Rauland-Borg Corp | 351003 | NSNWCH1798 |  |  | 102-23100 | WCH-Emergency Service | 13 | IU | Active
WCH1799 | P5YEBA | 5 Year Battery Replacement | Holly Robinson | HOLROB | EMPLOYEE | 5 | 0.4 | 12/01/2027 |  | 2 | M | WCH | WCH | Power Supply w/Battery Backup | 16-936 | Power Systems, Uninterruptible | 103070 | Rauland-Borg Corp | 351003 | NSNWCH1799 |  |  | 102-23100 | WCH-Emergency Service | 13 | IU | Active
WCH1800 | P5YEBA | 5 Year Battery Replacement | Holly Robinson | HOLROB | EMPLOYEE | 5 | 0.4 | 12/01/2027 |  | 2 | M | WCH | WCH | Power Supply w/Battery Backup | 16-936 | Power Systems, Uninterruptible | 103070 | Rauland-Borg Corp | 351003 | NSNWCH1800 |  |  | 102-23100 | WCH-Emergency Service | 13 | IU | Active
WCH1801 | P5YEBA | 5 Year Battery Replacement | Holly Robinson | HOLROB | EMPLOYEE | 5 | 0.4 | 12/01/2027 |  | 2 | M | WCH | WCH | Power Supply w/Battery Backup | 16-936 | Power Systems, Uninterruptible | 103070 | Rauland-Borg Corp | 351003 | NSNWCH1801 |  |  | 102-23100 | WCH-Emergency Service | 13 | IU | Active
WCH1802 | P5YEBA | 5 Year Battery Replacement | Holly Robinson | HOLROB | EMPLOYEE | 5 | 0.4 | 12/01/2027 |  | 2 | M | WCH | WCH | Power Supply w/Battery Backup | 16-936 | Power Systems, Uninterruptible | 103070 | Rauland-Borg Corp | 351003 | NSNWCH1802 |  |  | 102-23100 | WCH-Emergency Service | 13 | IU | Active
WCH1803 | PRABR7 | Rauland BRC 7 Year Coin Replacement | Holly Robinson | HOLROB | EMPLOYEE | 7 | 1 | 12/01/2029 |  | 2 | M | WCH | WCH | Branch Regional Controller | 15-614 | Hospital Communication Systems, Nurse Call | 103070 | Rauland-Borg Corp | 351001 | NSNWCH1803 |  |  | 102-12250 | WCH-MED/SURG/TELE UNIT | 13 | IU | Active
WCH1804 | P5YEBA | 5 Year Battery Replacement | Holly Robinson | HOLROB | EMPLOYEE | 5 | 0.4 | 12/01/2027 |  | 2 | M | WCH | WCH | Power Supply w/Battery Backup | 16-936 | Power Systems, Uninterruptible | 103070 | Rauland-Borg Corp | 351003 | NSNWCH1804 |  |  | 102-23100 | WCH-Emergency Service | 13 | IU | Active
WCH1805 | P5YEBA | 5 Year Battery Replacement | Holly Robinson | HOLROB | EMPLOYEE | 5 | 0.4 | 12/01/2027 |  | 2 | M | WCH | WCH | Power Supply w/Battery Backup | 16-936 | Power Systems, Uninterruptible | 103070 | Rauland-Borg Corp | 351003 | NSNWCH1805 |  |  | 102-23100 | WCH-Emergency Service | 13 | IU | Active
WCH1806 | P5YEBA | 5 Year Battery Replacement | Holly Robinson | HOLROB | EMPLOYEE | 5 | 0.4 | 12/01/2027 |  | 2 | M | WCH | WCH | Power Supply w/Battery Backup | 16-936 | Power Systems, Uninterruptible | 103070 | Rauland-Borg Corp | 351003 | NSNWCH1806 |  |  | 102-23100 | WCH-Emergency Service | 13 | IU | Active
WCH1807 | P5YEBA | 5 Year Battery Replacement | Holly Robinson | HOLROB | EMPLOYEE | 5 | 0.4 | 12/01/2027 |  | 2 | M | WCH | WCH | Power Supply w/Battery Backup | 16-936 | Power Systems, Uninterruptible | 103070 | Rauland-Borg Corp | 351003 | NSNWCH1807 |  |  | 102-23100 | WCH-Emergency Service | 13 | IU | Active
WCH1808 | P5YEBA | 5 Year Battery Replacement | Holly Robinson | HOLROB | EMPLOYEE | 5 | 0.4 | 12/01/2027 |  | 2 | M | WCH | WCH | Power Supply w/Battery Backup | 16-936 | Power Systems, Uninterruptible | 103070 | Rauland-Borg Corp | 351003 | NSNWCH1808 |  |  | 102-23100 | WCH-Emergency Service | 13 | IU | Active
WCH1809 | P5YEBA | 5 Year Battery Replacement | Holly Robinson | HOLROB | EMPLOYEE | 5 | 0.4 | 12/01/2027 |  | 2 | M | WCH | WCH | Power Supply w/Battery Backup | 16-936 | Power Systems, Uninterruptible | 103070 | Rauland-Borg Corp | 351003 | NSNWCH1809 |  |  | 102-23100 | WCH-Emergency Service | 13 | IU | Active
WCH1810 | PRABR7 | Rauland BRC 7 Year Coin Replacement | Holly Robinson | HOLROB | EMPLOYEE | 7 | 1 | 12/01/2029 |  | 2 | M | WCH | WCH | Branch Regional Controller | 15-614 | Hospital Communication Systems, Nurse Call | 103070 | Rauland-Borg Corp | 351001 | NSNWCH1810 |  |  | 102-12250 | WCH-MED/SURG/TELE UNIT | 13 | IU | Active
WCH1811 | P5YEBA | 5 Year Battery Replacement | Holly Robinson | HOLROB | EMPLOYEE | 5 | 0.4 | 12/01/2027 |  | 2 | M | WCH | WCH | Power Supply w/Battery Backup | 16-936 | Power Systems, Uninterruptible | 103070 | Rauland-Borg Corp | 351003 | NSNWCH1811 |  |  | 102-23100 | WCH-Emergency Service | 13 | IU | Active
WCH1812 | P5YEBA | 5 Year Battery Replacement | Holly Robinson | HOLROB | EMPLOYEE | 5 | 0.4 | 12/01/2027 |  | 2 | M | WCH | WCH | Power Supply w/Battery Backup | 16-936 | Power Systems, Uninterruptible | 103070 | Rauland-Borg Corp | 351003 | NSNWCH1812 |  |  | 102-23100 | WCH-Emergency Service | 13 | IU | Active
WCH1813 | P5YEBA | 5 Year Battery Replacement | Holly Robinson | HOLROB | EMPLOYEE | 5 | 0.4 | 12/01/2027 |  | 2 | M | WCH | WCH | Power Supply w/Battery Backup | 16-936 | Power Systems, Uninterruptible | 103070 | Rauland-Borg Corp | 351003 | NSNWCH1813 |  |  | 102-23100 | WCH-Emergency Service | 13 | IU | Active
WCH1814 | P5YEBA | 5 Year Battery Replacement | Holly Robinson | HOLROB | EMPLOYEE | 5 | 0.4 | 12/01/2027 |  | 2 | M | WCH | WCH | Power Supply w/Battery Backup | 16-936 | Power Systems, Uninterruptible | 103070 | Rauland-Borg Corp | 351003 | NSNWCH1814 |  |  | 102-23100 | WCH-Emergency Service | 13 | IU | Active
WCH1815 | P5YEBA | 5 Year Battery Replacement | Holly Robinson | HOLROB | EMPLOYEE | 5 | 0.4 | 12/01/2027 |  | 2 | M | WCH | WCH | Power Supply w/Battery Backup | 16-936 | Power Systems, Uninterruptible | 103070 | Rauland-Borg Corp | 351003 | NSNWCH1815 |  |  | 102-23100 | WCH-Emergency Service | 13 | IU | Active
WCH1816 | P5YEBA | 5 Year Battery Replacement | Holly Robinson | HOLROB | EMPLOYEE | 5 | 0.4 | 12/01/2027 |  | 2 | M | WCH | WCH | Power Supply w/Battery Backup | 16-936 | Power Systems, Uninterruptible | 103070 | Rauland-Borg Corp | 351003 | NSNWCH1816 |  |  | 102-23100 | WCH-Emergency Service | 13 | IU | Active
WCH1817 | P5YEBA | 5 Year Battery Replacement | Holly Robinson | HOLROB | EMPLOYEE | 5 | 0.4 | 12/01/2027 |  | 2 | M | WCH | WCH | Power Supply w/Battery Backup | 16-936 | Power Systems, Uninterruptible | 103070 | Rauland-Borg Corp | 351003 | NSNWCH1817 |  |  | 102-23100 | WCH-Emergency Service | 13 | IU | Active
WCH1818 | PRABR7 | Rauland BRC 7 Year Coin Replacement | Holly Robinson | HOLROB | EMPLOYEE | 7 | 1 | 12/01/2029 |  | 2 | M | WCH | WCH | Branch Regional Controller | 15-614 | Hospital Communication Systems, Nurse Call | 103070 | Rauland-Borg Corp | 351001 | NSNWCH1818 |  |  | 102-12252 | WCH-MED/SURG/TELE UNIT II | 13 | IU | Active
WCH1819 | P5YEBA | 5 Year Battery Replacement | Holly Robinson | HOLROB | EMPLOYEE | 5 | 0.4 | 12/01/2027 |  | 2 | M | WCH | WCH | Power Supply w/Battery Backup | 16-936 | Power Systems, Uninterruptible | 103070 | Rauland-Borg Corp | 351003 | NSNWCH1819 |  |  | 102-23100 | WCH-Emergency Service | 13 | IU | Active
WCH1820 | P5YEBA | 5 Year Battery Replacement | Holly Robinson | HOLROB | EMPLOYEE | 5 | 0.4 | 12/01/2027 |  | 2 | M | WCH | WCH | Power Supply w/Battery Backup | 16-936 | Power Systems, Uninterruptible | 103070 | Rauland-Borg Corp | 351003 | NSNWCH1820 |  |  | 102-23100 | WCH-Emergency Service | 13 | IU | Active
WCH1821 | P5YEBA | 5 Year Battery Replacement | Holly Robinson | HOLROB | EMPLOYEE | 5 | 0.4 | 12/01/2027 |  | 2 | M | WCH | WCH | Power Supply w/Battery Backup | 16-936 | Power Systems, Uninterruptible | 103070 | Rauland-Borg Corp | 351003 | NSNWCH1821 |  |  | 102-23100 | WCH-Emergency Service | 13 | IU | Active
WCH1822 | P5YEBA | 5 Year Battery Replacement | Holly Robinson | HOLROB | EMPLOYEE | 5 | 0.4 | 12/01/2027 |  | 2 | M | WCH | WCH | Power Supply w/Battery Backup | 16-936 | Power Systems, Uninterruptible | 103070 | Rauland-Borg Corp | 351003 | NSNWCH1822 |  |  | 102-23100 | WCH-Emergency Service | 13 | IU | Active
WCH1823 | P5YEBA | 5 Year Battery Replacement | Holly Robinson | HOLROB | EMPLOYEE | 5 | 0.4 | 12/01/2027 |  | 2 | M | WCH | WCH | Power Supply w/Battery Backup | 16-936 | Power Systems, Uninterruptible | 103070 | Rauland-Borg Corp | 351003 | NSNWCH1823 |  |  | 102-23100 | WCH-Emergency Service | 13 | IU | Active
WCH1824 | P5YEBA | 5 Year Battery Replacement | Holly Robinson | HOLROB | EMPLOYEE | 5 | 0.4 | 12/01/2027 |  | 2 | M | WCH | WCH | Power Supply w/Battery Backup | 16-936 | Power Systems, Uninterruptible | 103070 | Rauland-Borg Corp | 351003 | NSNWCH1824 |  |  | 102-23100 | WCH-Emergency Service | 13 | IU | Active
WCH1825 | PRABR7 | Rauland BRC 7 Year Coin Replacement | Holly Robinson | HOLROB | EMPLOYEE | 7 | 1 | 12/01/2029 |  | 2 | M | WCH | WCH | Branch Regional Controller | 15-614 | Hospital Communication Systems, Nurse Call | 103070 | Rauland-Borg Corp | 351001 | NSNWCH1825 |  |  | 102-12252 | WCH-MED/SURG/TELE UNIT II | 13 | IU | Active
WCH1826 | P5YEBA | 5 Year Battery Replacement | Holly Robinson | HOLROB | EMPLOYEE | 5 | 0.4 | 12/01/2027 |  | 2 | M | WCH | WCH | Power Supply w/Battery Backup | 16-936 | Power Systems, Uninterruptible | 103070 | Rauland-Borg Corp | 351003 | NSNWCH1826 |  |  | 102-23100 | WCH-Emergency Service | 13 | IU | Active
WCH1827 | P5YEBA | 5 Year Battery Replacement | Holly Robinson | HOLROB | EMPLOYEE | 5 | 0.4 | 12/01/2027 |  | 2 | M | WCH | WCH | Power Supply w/Battery Backup | 16-936 | Power Systems, Uninterruptible | 103070 | Rauland-Borg Corp | 351003 | NSNWCH1827 |  |  | 102-23100 | WCH-Emergency Service | 13 | IU | Active
WCH1828 | P5YEBA | 5 Year Battery Replacement | Holly Robinson | HOLROB | EMPLOYEE | 5 | 0.4 | 12/01/2027 |  | 2 | M | WCH | WCH | Power Supply w/Battery Backup | 16-936 | Power Systems, Uninterruptible | 103070 | Rauland-Borg Corp | 351003 | NSNWCH1828 |  |  | 102-23100 | WCH-Emergency Service | 13 | IU | Active
WCH1829 | P5YEBA | 5 Year Battery Replacement | Holly Robinson | HOLROB | EMPLOYEE | 5 | 0.4 | 12/01/2027 |  | 2 | M | WCH | WCH | Power Supply w/Battery Backup | 16-936 | Power Systems, Uninterruptible | 103070 | Rauland-Borg Corp | 351003 | NSNWCH1829 |  |  | 102-23100 | WCH-Emergency Service | 13 | IU | Active
WCH1830 | P5YEBA | 5 Year Battery Replacement | Holly Robinson | HOLROB | EMPLOYEE | 5 | 0.4 | 12/01/2027 |  | 2 | M | WCH | WCH | Power Supply w/Battery Backup | 16-936 | Power Systems, Uninterruptible | 103070 | Rauland-Borg Corp | 351003 | NSNWCH1830 |  |  | 102-23100 | WCH-Emergency Service | 13 | IU | Active
WCH1831 | P5YEBA | 5 Year Battery Replacement | Holly Robinson | HOLROB | EMPLOYEE | 5 | 0.4 | 12/01/2027 |  | 2 | M | WCH | WCH | Power Supply w/Battery Backup | 16-936 | Power Systems, Uninterruptible | 103070 | Rauland-Borg Corp | 351003 | NSNWCH1831 |  |  | 102-23100 | WCH-Emergency Service | 13 | IU | Active
WCH1832 | P5YEBA | 5 Year Battery Replacement | Holly Robinson | HOLROB | EMPLOYEE | 5 | 0.4 | 12/01/2027 |  | 2 | M | WCH | WCH | Power Supply w/Battery Backup | 16-936 | Power Systems, Uninterruptible | 103070 | Rauland-Borg Corp | 351003 | NSNWCH1832 |  |  | 102-23100 | WCH-Emergency Service | 13 | IU | Active
WCH1833 | P5YEBA | 5 Year Battery Replacement | Holly Robinson | HOLROB | EMPLOYEE | 5 | 0.4 | 12/01/2027 |  | 2 | M | WCH | WCH | Power Supply w/Battery Backup | 16-936 | Power Systems, Uninterruptible | 103070 | Rauland-Borg Corp | 351003 | NSNWCH1833 |  |  | 102-23100 | WCH-Emergency Service | 13 | IU | Active
WCH1834 | PRABR7 | Rauland BRC 7 Year Coin Replacement | Laurence Rawski | LARAW | EMPLOYEE | 7 | 1 | 12/01/2029 |  | 2 | M | WCH | WCH | Branch Regional Controller V3 | 15-614 | Hospital Communication Systems, Nurse Call | 103070 | Rauland-Borg Corp | 351005 | NSNWCH1834 |  |  | 102-21100 | WCH-Surgery | 26 | IU | Active
WCH1835 | PRABR7 | Rauland BRC 7 Year Coin Replacement | Laurence Rawski | LARAW | EMPLOYEE | 7 | 1 | 12/01/2029 |  | 2 | M | WCH | WCH | Branch Regional Controller | 15-614 | Hospital Communication Systems, Nurse Call | 103070 | Rauland-Borg Corp | 351001 | NSNWCH1835 |  |  | 102-21100 | WCH-Surgery | 26 | IU | Active
WCH1836 | P5YEBA | 5 Year Battery Replacement | Holly Robinson | HOLROB | EMPLOYEE | 5 | 0.4 | 12/01/2027 |  | 2 | M | WCH | WCH | Power Supply w/Battery Backup | 16-936 | Power Systems, Uninterruptible | 103070 | Rauland-Borg Corp | 351003 | NSNWCH1836 |  |  | 102-23100 | WCH-Emergency Service | 13 | IU | Active
WCH1837 | P5YEBA | 5 Year Battery Replacement | Holly Robinson | HOLROB | EMPLOYEE | 5 | 0.4 | 12/01/2027 |  | 2 | M | WCH | WCH | Power Supply w/Battery Backup | 16-936 | Power Systems, Uninterruptible | 103070 | Rauland-Borg Corp | 351003 | NSNWCH1837 |  |  | 102-23100 | WCH-Emergency Service | 13 | IU | Active
WCH1838 | P5YEBA | 5 Year Battery Replacement | Holly Robinson | HOLROB | EMPLOYEE | 5 | 0.4 | 12/01/2027 |  | 2 | M | WCH | WCH | Power Supply w/Battery Backup | 16-936 | Power Systems, Uninterruptible | 103070 | Rauland-Borg Corp | 351003 | NSNWCH1838 |  |  | 102-23100 | WCH-Emergency Service | 13 | IU | Active
WCH1839 | P5YEBA | 5 Year Battery Replacement | Holly Robinson | HOLROB | EMPLOYEE | 5 | 0.4 | 12/01/2027 |  | 2 | M | WCH | WCH | Power Supply w/Battery Backup | 16-936 | Power Systems, Uninterruptible | 103070 | Rauland-Borg Corp | 351003 | NSNWCH1839 |  |  | 102-23100 | WCH-Emergency Service | 13 | IU | Active
WCH1840 | P5YEBA | 5 Year Battery Replacement | Holly Robinson | HOLROB | EMPLOYEE | 5 | 0.4 | 12/01/2027 |  | 2 | M | WCH | WCH | Power Supply w/Battery Backup | 16-936 | Power Systems, Uninterruptible | 103070 | Rauland-Borg Corp | 351003 | NSNWCH1840 |  |  | 102-23100 | WCH-Emergency Service | 13 | IU | Active
WCH1841 | P5YEBA | 5 Year Battery Replacement | Holly Robinson | HOLROB | EMPLOYEE | 5 | 0.4 | 12/01/2027 |  | 2 | M | WCH | WCH | Power Supply w/Battery Backup | 16-936 | Power Systems, Uninterruptible | 103070 | Rauland-Borg Corp | 351003 | NSNWCH1841 |  |  | 102-23100 | WCH-Emergency Service | 13 | IU | Active
WCH1842 | P5YEBA | 5 Year Battery Replacement | Holly Robinson | HOLROB | EMPLOYEE | 5 | 0.4 | 12/01/2027 |  | 2 | M | WCH | WCH | Power Supply w/Battery Backup | 16-936 | Power Systems, Uninterruptible | 103070 | Rauland-Borg Corp | 351003 | NSNWCH1842 |  |  | 102-23100 | WCH-Emergency Service | 13 | IU | Active
WCH1843 | P5YEBA | 5 Year Battery Replacement | Holly Robinson | HOLROB | EMPLOYEE | 5 | 0.4 | 12/01/2027 |  | 2 | M | WCH | WCH | Power Supply w/Battery Backup | 16-936 | Power Systems, Uninterruptible | 103070 | Rauland-Borg Corp | 351003 | NSNWCH1843 |  |  | 102-23100 | WCH-Emergency Service | 13 | IU | Active
WCH1844 | P5YEBA | 5 Year Battery Replacement | Holly Robinson | HOLROB | EMPLOYEE | 5 | 0.4 | 12/01/2027 |  | 2 | M | WCH | WCH | Power Supply w/Battery Backup | 16-936 | Power Systems, Uninterruptible | 103070 | Rauland-Borg Corp | 351003 | NSNWCH1844 |  |  | 102-23100 | WCH-Emergency Service | 13 | IU | Active
WCH1845 | P5YEBA | 5 Year Battery Replacement | Holly Robinson | HOLROB | EMPLOYEE | 5 | 0.4 | 12/01/2027 |  | 2 | M | WCH | WCH | Power Supply w/Battery Backup | 16-936 | Power Systems, Uninterruptible | 103070 | Rauland-Borg Corp | 351003 | NSNWCH1845 |  |  | 102-23100 | WCH-Emergency Service | 13 | IU | Active
WCH1846 | P5YEBA | 5 Year Battery Replacement | Holly Robinson | HOLROB | EMPLOYEE | 5 | 0.4 | 12/01/2027 |  | 2 | M | WCH | WCH | Power Supply w/Battery Backup | 16-936 | Power Systems, Uninterruptible | 103070 | Rauland-Borg Corp | 351003 | NSNWCH1846 |  |  | 102-23100 | WCH-Emergency Service | 13 | IU | Active
WCH1847 | PRABR7 | Rauland BRC 7 Year Coin Replacement | Laurence Rawski | LARAW | EMPLOYEE | 7 | 1 | 12/01/2029 |  | 2 | M | WCH | WCH | Branch Regional Controller V3 | 15-614 | Hospital Communication Systems, Nurse Call | 103070 | Rauland-Borg Corp | 351005 | NSNWCH1847 |  |  | 102-34000 | WCH-Diagnostic Imaging | 13 | IU | Active
WCH1848 | PRABR7 | Rauland BRC 7 Year Coin Replacement | Laurence Rawski | LARAW | EMPLOYEE | 7 | 1 | 12/01/2029 |  | 2 | M | WCH | WCH | Branch Regional Controller V3 | 15-614 | Hospital Communication Systems, Nurse Call | 103070 | Rauland-Borg Corp | 351005 | NSNWCH1848 |  |  | 102-34000 | WCH-Diagnostic Imaging | 13 | IU | Active
WCH1849 | P5YEBA | 5 Year Battery Replacement | Holly Robinson | HOLROB | EMPLOYEE | 5 | 0.4 | 12/01/2027 |  | 2 | M | WCH | WCH | Power Supply w/Battery Backup | 16-936 | Power Systems, Uninterruptible | 103070 | Rauland-Borg Corp | 351003 | NSNWCH1849 |  |  | 102-23100 | WCH-Emergency Service | 13 | IU | Active
WCH1850 | P5YEBA | 5 Year Battery Replacement | Holly Robinson | HOLROB | EMPLOYEE | 5 | 0.4 | 12/01/2027 |  | 2 | M | WCH | WCH | Power Supply w/Battery Backup | 16-936 | Power Systems, Uninterruptible | 103070 | Rauland-Borg Corp | 351003 | NSNWCH1850 |  |  | 102-23100 | WCH-Emergency Service | 13 | IU | Active
WCH1851 | P5YEBA | 5 Year Battery Replacement | Holly Robinson | HOLROB | EMPLOYEE | 5 | 0.4 | 12/01/2027 |  | 2 | M | WCH | WCH | Power Supply w/Battery Backup | 16-936 | Power Systems, Uninterruptible | 103070 | Rauland-Borg Corp | 351003 | NSNWCH1851 |  |  | 102-23100 | WCH-Emergency Service | 13 | IU | Active
WCH1852 | P5YEBA | 5 Year Battery Replacement | Holly Robinson | HOLROB | EMPLOYEE | 5 | 0.4 | 12/01/2027 |  | 2 | M | WCH | WCH | Power Supply w/Battery Backup | 16-936 | Power Systems, Uninterruptible | 103070 | Rauland-Borg Corp | 351003 | NSNWCH1852 |  |  | 102-23100 | WCH-Emergency Service | 13 | IU | Active
WCH1860 | PPOAIA | Portable Airway Aspirator with 3 YEAR BATTERY Replacement | Holly Robinson | HOLROB | EMPLOYEE | 3 | 1 | 09/01/2028 |  | 2 | M | WCH | WCH | Portable Suction | 27-657 | Aspirators, Airway | 105171 | Allied Healthcare Products Inc | G180 | NSNWCH1860 |  |  | 102-85160 | WCH-Sterile Processing | 12 | IU | Active
WCH1860 | P10 | Portable Airway Aspirator | Holly Robinson | HOLROB | EMPLOYEE | 1 | 0.5 | 09/01/2024 | 09/07/2023 | 2 | M | WCH | WCH | Portable Suction | 27-657 | Aspirators, Airway | 105171 | Allied Healthcare Products Inc | G180 | NSNWCH1860 |  |  | 102-85160 | WCH-Sterile Processing | 12 | IU | Active
WCH1864 | P10123 | -Pm Device Using Mfg Procedure | Holly Robinson | HOLROB | EMPLOYEE | 1 | 1 | 08/01/2024 | 08/07/2023 | 2 | M | WCH | WCH | Dual Warming Cabinet | 10-414 | Warmers, Blanket | 107114 | STERIS Corp | DJ060124331 | 0430722008 | BLAWAR | BLANKET WARMER | 102-12250 | WCH-MED/SURG/TELE UNIT | 13 | IU | Active
WCH1867 | P10123 | -Pm Device Using Mfg Procedure | Laurence Rawski | LARAW | EMPLOYEE | 1 | 0.45 | 02/01/2025 |  | 2 | M | WCH | WCH | POC Whole Blood Oximeter | 18-635 | Oximeters, In Vitro, Point-of-Care | 590066 | Werfen United States | 1000E | 7661 |  |  | 102-30695 | WCH-Interventional Services | 28 | IU | Active
WCH1868 | P10123 | -Pm Device Using Mfg Procedure | Laurence Rawski | LARAW | EMPLOYEE | 1 | 0.45 | 02/01/2025 |  | 2 | M | WCH | WCH | POC Whole Blood Oximeter | 18-635 | Oximeters, In Vitro, Point-of-Care | 590066 | Werfen United States | 1000E | 7687 |  |  | 102-30695 | WCH-Interventional Services | 28 | IU | Active
WCH1869 | P-SAGP | -Service Agreement PM | Laurence Rawski | LARAW | EMPLOYEE | 6 | 0.5 | 10/01/2024 | 04/23/2024 | 2 | M | WCH | WCH | Rover Waste Management | 23-151 | Waste-Disposal Units, Liquid | 101991 | Stryker Instruments | 0703-001-000 | 2232702093 |  |  | 102-21100 | WCH-Surgery | 33 | IU | Active
WCH1870 | P-SAGP | -Service Agreement PM | Laurence Rawski | LARAW | EMPLOYEE | 6 | 0.5 | 10/01/2024 | 04/23/2024 | 2 | M | WCH | WCH | Rover Waste Management | 23-151 | Waste-Disposal Units, Liquid | 101991 | Stryker Instruments | 0703-001-000 | 2232205123 |  |  | 102-21100 | WCH-Surgery | 33 | IU | Active
WCH1871 | P-SAGP | -Service Agreement PM | Laurence Rawski | LARAW | EMPLOYEE | 6 | 0.5 | 10/01/2024 | 04/23/2024 | 2 | M | WCH | WCH | Rover Waste Management | 23-151 | Waste-Disposal Units, Liquid | 101991 | Stryker Instruments | 0703-001-000 | 2232613873 |  |  | 102-21100 | WCH-Surgery | 33 | IU | Active
WCH1872 | P-SAGP | -Service Agreement PM | Laurence Rawski | LARAW | EMPLOYEE | 6 | 0.5 | 10/01/2024 | 04/23/2024 | 2 | M | WCH | WCH | Rover Waste Management | 23-151 | Waste-Disposal Units, Liquid | 101991 | Stryker Instruments | 0703-001-000 | 2232702043 |  |  | 102-21100 | WCH-Surgery | 33 | IU | Active
WCH1873 | P-SAGP | -Service Agreement PM | Laurence Rawski | LARAW | EMPLOYEE | 6 | 0.5 | 10/01/2024 | 04/23/2024 | 2 | M | WCH | WCH | Docking Station Waste Managemt | 23-151 | Waste-Disposal Units, Liquid | 101991 | Stryker Instruments | 702-014-000 | 2231205573 |  |  | 102-21100 | WCH-Surgery | 33 | IU | Active
WCH1874 | P194 | Sterilizer, Steam, Bulk. | Holly Robinson | HOLROB | EMPLOYEE | 6 | 2 | 08/01/2024 | 03/04/2024 | 2 | M | WCH | WCH | Steam Sterilizer, 20in. | 13-746 | Sterilizing Units, Steam | 107114 | STERIS Corp | 400 20in | 030842228 |  |  | 102-85160 | WCH-Sterile Processing | 17 | IU | Active
WCH1894 | P--ORS | --- OR Safety Inspection --- | Laurence Rawski | LARAW | EMPLOYEE | 6 | 0.25 | 10/01/2024 | 04/01/2024 | 1 | M | WCH | WCH | Circulatory Assist Unit, Ventr | 10-847 | Circulatory Assist Units, Cardiac, Ventricular | 105738 | ABIOMED Inc | 0042-0040 | IC10083 |  |  | 102-30695 | WCH-Interventional Services | 40 | LS | High Risk
WCH1894 | P-SAGP | -Service Agreement PM | Laurence Rawski | LARAW | EMPLOYEE | 1 | 0.5 | 10/01/2024 | 11/09/2023 | 1 | M | WCH | WCH | Circulatory Assist Unit, Ventr | 10-847 | Circulatory Assist Units, Cardiac, Ventricular | 105738 | ABIOMED Inc | 0042-0040 | IC10083 |  |  | 102-30695 | WCH-Interventional Services | 40 | LS | High Risk
WCH1895 | P-SAGP | -Service Agreement PM | Laurence Rawski | LARAW | EMPLOYEE | 1 | 0.5 | 10/01/2024 | 11/09/2023 | 1 | M | WCH | WCH | Circulatory Assist Unit, Ventr | 10-847 | Circulatory Assist Units, Cardiac, Ventricular | 105738 | ABIOMED Inc | 0042-0040 | IC10085 |  |  | 102-30695 | WCH-Interventional Services | 40 | LS | High Risk
WCH1895 | P--ORS | --- OR Safety Inspection --- | Laurence Rawski | LARAW | EMPLOYEE | 6 | 0.25 | 10/01/2024 | 03/28/2024 | 1 | M | WCH | WCH | Circulatory Assist Unit, Ventr | 10-847 | Circulatory Assist Units, Cardiac, Ventricular | 105738 | ABIOMED Inc | 0042-0040 | IC10085 |  |  | 102-30695 | WCH-Interventional Services | 40 | LS | High Risk
WCH1896 | P-VPM | -Vendor PM | Laurence Rawski | LARAW | EMPLOYEE | 1 | 0.5 | 11/01/2024 | 10/18/2023 | 2 | M | WCH | WCH | Electrical Safety Analyzer | CC-040 | Test Equipment | 451211 | Pronk Technologies Inc | ST-1 | 4764 |  |  | 102-88570 | WCH-Clinical Engineering | 13 | IU | Active
WCH1897 | P-VPM | -Vendor PM | Laurence Rawski | LARAW | EMPLOYEE | 1 | 0.5 | 11/01/2024 | 10/23/2023 | 2 | M | WCH | WCH | Electrical Safety Analyzer | CC-040 | Test Equipment | 451211 | Pronk Technologies Inc | ST-1 | 4763 |  |  | 102-88570 | WCH-Clinical Engineering | 13 | IU | Active
WCH1898 | P-VPM | -Vendor PM | Laurence Rawski | LARAW | EMPLOYEE | 1 | 0.5 | 11/01/2024 | 10/20/2023 | 2 | M | WCH | WCH | SPO2 Simulator | CC-040 | Test Equipment | 451211 | Pronk Technologies Inc | OXSIM OX-2 | 4343 |  |  | 102-88570 | WCH-Clinical Engineering | 13 | IU | Active
WCH1899 | P-VPM | -Vendor PM | Laurence Rawski | LARAW | EMPLOYEE | 1 | 0.5 | 11/01/2024 | 10/18/2023 | 2 | M | WCH | WCH | Simulators, Noninvasive Blood | CC-040 | Test Equipment | 451211 | Pronk Technologies Inc | SC-5 | 13802 |  |  | 102-88570 | WCH-Clinical Engineering | 13 | IU | Active
WCH1900 | P-VPM | -Vendor PM | Laurence Rawski | LARAW | EMPLOYEE | 1 | 0.5 | 11/01/2024 | 10/23/2023 | 2 | M | WCH | WCH | SPO2 Simulator | CC-040 | Test Equipment | 451211 | Pronk Technologies Inc | OXSIM OX-2 | 4345 |  |  | 102-88570 | WCH-Clinical Engineering | 13 | IU | Active
WCH1901 | P-VPM | -Vendor PM | Laurence Rawski | LARAW | EMPLOYEE | 1 | 0.5 | 11/01/2024 | 10/18/2023 | 2 | M | WCH | WCH | Simulators, Noninvasive Blood | CC-040 | Test Equipment | 451211 | Pronk Technologies Inc | SC-5 | 13804 |  |  | 102-88570 | WCH-Clinical Engineering | 13 | IU | Active
WCH1902 | P-VPM | -Vendor PM | Laurence Rawski | LARAW | EMPLOYEE | 1 | 0.5 | 11/01/2024 | 10/23/2023 | 2 | M | WCH | WCH | Multi-Parameter Patient Simula | CC-040 | Test Equipment | 451211 | Pronk Technologies Inc | SL-8 SimSlim | 9820 |  |  | 102-88570 | WCH-Clinical Engineering | 13 | IU | Active
WCH1903 | P-VPM | -Vendor PM | Laurence Rawski | LARAW | EMPLOYEE | 1 | 0.5 | 11/01/2024 | 10/18/2023 | 2 | M | WCH | WCH | Multi-Parameter Patient Simula | CC-040 | Test Equipment | 451211 | Pronk Technologies Inc | SL-8 SimSlim | 9822 |  |  | 102-88570 | WCH-Clinical Engineering | 13 | IU | Active
WCH1904 | P10 | Portable Airway Aspirator | Holly Robinson | HOLROB | EMPLOYEE | 1 | 0.5 | 09/01/2024 | 09/07/2023 | 2 | M | WCH | WCH | Portable Suction | 27-657 | Aspirators, Airway | 105171 | Allied Healthcare Products Inc | G180 | NSNWCH1904 |  |  | 102-85160 | WCH-Sterile Processing | 12 | IU | Active
WCH1904 | PPOAIA | Portable Airway Aspirator with 3 YEAR BATTERY Replacement | Holly Robinson | HOLROB | EMPLOYEE | 3 | 1 | 09/01/2028 |  | 2 | M | WCH | WCH | Portable Suction | 27-657 | Aspirators, Airway | 105171 | Allied Healthcare Products Inc | G180 | NSNWCH1904 |  |  | 102-85160 | WCH-Sterile Processing | 12 | IU | Active
WCH1905 | PPOAIA | Portable Airway Aspirator with 3 YEAR BATTERY Replacement | Holly Robinson | HOLROB | EMPLOYEE | 3 | 1 | 09/01/2028 |  | 2 | M | WCH | WCH | Portable Suction | 27-657 | Aspirators, Airway | 105171 | Allied Healthcare Products Inc | G180 | NSNWCH1905 |  |  | 102-85160 | WCH-Sterile Processing | 12 | IU | Active
WCH1905 | P10 | Portable Airway Aspirator | Holly Robinson | HOLROB | EMPLOYEE | 1 | 0.5 | 09/01/2024 | 09/11/2023 | 2 | M | WCH | WCH | Portable Suction | 27-657 | Aspirators, Airway | 105171 | Allied Healthcare Products Inc | G180 | NSNWCH1905 |  |  | 102-85160 | WCH-Sterile Processing | 12 | IU | Active
WCH1906 | PPOAIA | Portable Airway Aspirator with 3 YEAR BATTERY Replacement | Holly Robinson | HOLROB | EMPLOYEE | 3 | 1 | 09/01/2028 |  | 2 | M | WCH | WCH | Portable Suction | 27-657 | Aspirators, Airway | 105171 | Allied Healthcare Products Inc | G180 | NSNWCH1906 |  |  | 102-85160 | WCH-Sterile Processing | 12 | IU | Active
WCH1906 | P10 | Portable Airway Aspirator | Holly Robinson | HOLROB | EMPLOYEE | 1 | 0.5 | 09/01/2024 | 09/11/2023 | 2 | M | WCH | WCH | Portable Suction | 27-657 | Aspirators, Airway | 105171 | Allied Healthcare Products Inc | G180 | NSNWCH1906 |  |  | 102-85160 | WCH-Sterile Processing | 12 | IU | Active
WCH1907 | P-VPM | -Vendor PM | Laurence Rawski | LARAW | EMPLOYEE | 1 | 0.5 | 11/01/2024 | 10/20/2023 | 2 | M | WCH | WCH | True RMS Digital Multimeter | CC-040 | Test Equipment | 178848 | Fluke Biomedical | 87V | 58740034 |  |  | 102-88570 | WCH-Clinical Engineering | 13 | IU | Active
WCH1908 | P10123 | -Pm Device Using Mfg Procedure | Holly Robinson | HOLROB | EMPLOYEE | 1 | 0.5 | 01/01/2025 | 01/05/2024 | 2 | M | WCH | WCH | Intra-Compart Pressure Monitor | 17-196 | Manometers, Muscle Compartment | 101991 | Stryker Instruments | 0295-001-000 | 22172838010 |  |  | 102-23100 | WCH-Emergency Service | 17 | IU | Active
WCH1909 | P--ORS | --- OR Safety Inspection --- | Laurence Rawski | LARAW | EMPLOYEE | 6 | 0.25 | 11/01/2024 | 05/01/2024 | 2 | M | WCH | WCH | Vision System Cart | 18-600 | Telemanipulation Systems, Surgical, Minimally Invasive | 377602 | Intuitive Surgical Inc | VS4000 | VBM2149245 |  |  | 102-21100 | WCH-Surgery | 40 | LS | High Risk
WCH1909 | P-SAGP | -Service Agreement PM | Laurence Rawski | LARAW | EMPLOYEE | 1 | 0.5 | 12/01/2024 | 01/09/2024 | 2 | M | WCH | WCH | Vision System Cart | 18-600 | Telemanipulation Systems, Surgical, Minimally Invasive | 377602 | Intuitive Surgical Inc | VS4000 | VBM2149245 |  |  | 102-21100 | WCH-Surgery | 40 | LS | High Risk
WCH1910 | PQUBLC | Quarterly BLANKETROL CSZ | Rafael Baxcajay | RABAX | EMPLOYEE | 3 | 2 | 07/01/2024 | 04/02/2024 | 2 | M | WCH | WCH | Hypo-Hyperthermia Unit | 12-074 | Warming/Cooling Units, Patient, Circulating-Fluid | 513842 | Gentherm | 233 | 224-3-153696 |  |  | 102-13100 | WCH-Intensive Care Unit I | 19 | IU | Active
WCH1913 | P-VPM | -Vendor PM | Laurence Rawski | LARAW | EMPLOYEE | 1 | 0.5 | 11/01/2024 | 10/19/2023 | 2 | M | WCH | WCH | 0-60 Digital Pressure Gauge | CC-040 | Test Equipment | 451564 | Ashcroft Inc | 302089SD02L60 | 22090912 |  |  | 102-88570 | WCH-Clinical Engineering | 13 | IU | Active
WCH1914 | P-VPM | -Vendor PM | Rafael Baxcajay | RABAX | EMPLOYEE | 1 | 0.5 | 09/01/2024 | 12/18/2023 | 2 | M | WCH | WCH | 3 L Calibration Syringe | 17-250 | Syringes, Plunger, Calibration, Spirometer/Pulmonary Function Analyzer | 103334 | Hans Rudolph Inc | 5530 | 553-59748 |  |  | 102-35000 | WCH-Respiratory Care Services | 13 | IU | Active
WCH1919 | P10123 | -Pm Device Using Mfg Procedure | Tim McElrath | 11619 | EMPLOYEE | 1 | 0.5 | 07/01/2024 | 08/10/2023 | 2 | M | WCH | WCH | 32 Ch Head Box Amplifier | 36-486 | Electric Signal Amplifiers, Biosignal, Brain | 103629 | Cadwell Laboratories Inc | Arc Essentia E3 | 19029003E3A0722008 |  |  | 102-39500 | WCH-Neurodiagnostics | 16 | IU | Active
WCH1923 | P134 | Monitor, Physiological. | Laurence Rawski | LARAW | EMPLOYEE | 1 | 0.75 | 02/01/2025 | 01/31/2024 | 2 | M | WCH | WCH | XPER Physio Monitor w ETCO2 | 20-170 | Monitors, Physiologic, Multipurpose, Bedside | 453551 | Philips Healthcare | IntelliVue X3 | DE752R5882 |  |  | 102-30695 | WCH-Interventional Services | 29 | IU | Active
WCH1924 | P10123 | -Pm Device Using Mfg Procedure | Laurence Rawski | LARAW | EMPLOYEE | 1 | 0.5 | 02/01/2025 | 01/31/2024 | 2 | M | WCH | WCH | Capnograph Extension Module | 20-776 | Physiologic Monitor Modules, Exhaled Carbon Dioxide | 453551 | Philips Healthcare | 867040 | DE742B6400 |  |  | 102-30695 | WCH-Interventional Services | 29 | IU | Active
WCH1927 | P134 | Monitor, Physiological. | Laurence Rawski | LARAW | EMPLOYEE | 1 | 0.75 | 02/01/2025 | 01/31/2024 | 2 | M | WCH | WCH | XPER Physio Monitor w ETCO2 | 20-170 | Monitors, Physiologic, Multipurpose, Bedside | 453551 | Philips Healthcare | IntelliVue X3 | DE752R5876 |  |  | 102-30695 | WCH-Interventional Services | 29 | IU | Active
WCH1928 | P10123 | -Pm Device Using Mfg Procedure | Laurence Rawski | LARAW | EMPLOYEE | 1 | 0.5 | 02/01/2025 | 01/31/2024 | 2 | M | WCH | WCH | Capnograph Extension Module | 20-776 | Physiologic Monitor Modules, Exhaled Carbon Dioxide | 453551 | Philips Healthcare | 867040 | DE742B5618 |  |  | 102-30695 | WCH-Interventional Services | 29 | IU | Active
WCH1929 | P104 | Light, Surgical, Ceiling Mounted. | Laurence Rawski | LARAW | EMPLOYEE | 1 | 0.7 | 02/01/2025 | 01/26/2024 | 2 | M | WCH | WCH | LED Interventional Exam Lamp | 15-866 | Lights, Examination, Ceiling-Mounted | 152525 | Dr Mach Gmbh & Co | YLED-1F | 33000001 |  |  | 102-30695 | WCH-Interventional Services | 25 | IU | Active
WCH1930 | P104 | Light, Surgical, Ceiling Mounted. | Laurence Rawski | LARAW | EMPLOYEE | 6 | 0.6 | 08/01/2024 | 01/30/2024 | 2 | M | WCH | WCH | LED Surgical Light | 12-282 | Lights, Surgical | 452594 | Stryker Communications | F628 | 3351462 |  |  | 102-30695 | WCH-Interventional Services | 25 | IU | Active
WCH1933 | P--ORS | --- OR Safety Inspection --- | Tim McElrath | 11619 | EMPLOYEE | 6 | 0.25 | 11/01/2024 | 11/10/2023 | 1 | M | WCH | WCH | Anesthesia Machine | 10-134 | Anesthesia Units | 351254 | Datex-Ohmeda Inc Div GE Health | AISYS CS2 | APWB02183 |  |  | 102-20100 | WCH-Anesthesiology | 40 | LS | High Risk
WCH1934 | PMOPHM | Monitors, Physiologic, Multipurpose | Tim McElrath | 11619 | EMPLOYEE | 1 | 0.9 | 05/01/2025 | 04/22/2024 | 2 | M | WCH | WCH | Acute Care Physiologic Monitor | 12-647 | Monitoring Systems, Physiologic, Acute Care | 440964 | GE Healthcare Technologies | B850 v3 | SNR22380047SA |  |  | 102-20100 | WCH-Anesthesiology | 29 | IU | Active
WCH1936 | P10123 | -Pm Device Using Mfg Procedure | Tim McElrath | 11619 | EMPLOYEE | 1 | 0.5 | 05/01/2025 | 05/01/2024 | 2 | M | WCH | WCH | 2 Invasive BP Module | 20-772 | Physiologic Monitor Modules, Invasive Blood Pressure | 440964 | GE Healthcare Technologies | E-PP-00 | 8243832 |  |  | 102-20100 | WCH-Anesthesiology | 29 | IU | Active
WCH1937 | P10123 | -Pm Device Using Mfg Procedure | Tim McElrath | 11619 | EMPLOYEE | 1 | 0.5 | 05/01/2025 | 04/22/2024 | 2 | M | WCH | WCH | Module Housing Assy | 22-856 | Physiologic Monitor Module Housing | 440964 | GE Healthcare Technologies | M1115512 | SEG22100131HX |  |  | 102-20100 | WCH-Anesthesiology | 18 | IU | Active
WCH1938 | P10123 | -Pm Device Using Mfg Procedure | Tim McElrath | 11619 | EMPLOYEE | 2 | 0.8 | 05/01/2025 | 05/10/2023 | 2 | M | WCH | WCH | Patient Data Module w/Display | 20-784 | Physiologic Monitor Modules, Multiparameter | 440964 | GE Healthcare Technologies | Carescape One | SNA22410008SA |  |  | 102-20100 | WCH-Anesthesiology | 29 | IU | Active
WCH1939 | P10123 | -Pm Device Using Mfg Procedure | Tim McElrath | 11619 | EMPLOYEE | 1 | 0.5 | 05/01/2025 | 04/22/2024 | 2 | M | WCH | WCH | Module Housing Assy | 22-856 | Physiologic Monitor Module Housing | 440964 | GE Healthcare Technologies | 2062475-001 | SNB22330103SA |  |  | 102-20100 | WCH-Anesthesiology | 18 | IU | Active
WCH1940 | P--ORS | --- OR Safety Inspection --- | Tim McElrath | 11619 | EMPLOYEE | 6 | 0.25 | 11/01/2024 | 04/22/2024 | 2 | M | WCH | WCH | Digital Recorder/Printer | 22-852 | Printer/Graphic Recorders | 440964 | GE Healthcare Technologies | PRN-50-M+ | B2474805 |  |  | 102-20100 | WCH-Anesthesiology | 22 | IU | Active
WCH1941 | P--ORS | --- OR Safety Inspection --- | Tim McElrath | 11619 | EMPLOYEE | 6 | 0.25 | 11/01/2024 | 04/22/2024 | 2 | M | WCH | WCH | Digital Recorder/Printer | 22-852 | Printer/Graphic Recorders | 440964 | GE Healthcare Technologies | PRN-50-M+ | B2475030 |  |  | 102-20100 | WCH-Anesthesiology | 22 | IU | Active
WCH1942 | P--ORS | --- OR Safety Inspection --- | Tim McElrath | 11619 | EMPLOYEE | 6 | 0.25 | 11/01/2024 | 04/22/2024 | 2 | M | WCH | WCH | Video Monitor Display | 16-603 | Monitors, Video | 440964 | GE Healthcare Technologies | D19KT | DTV270126061 |  |  | 102-20100 | WCH-Anesthesiology | 18 | IU | Active
WCH1943 | PMOPHM | Monitors, Physiologic, Multipurpose | Tim McElrath | 11619 | EMPLOYEE | 1 | 0.9 | 05/01/2025 | 04/22/2024 | 2 | M | WCH | WCH | Acute Care Physiologic Monitor | 12-647 | Monitoring Systems, Physiologic, Acute Care | 440964 | GE Healthcare Technologies | B850 v3 | SNR22380023SA |  |  | 102-20100 | WCH-Anesthesiology | 29 | IU | Active
WCH1944 | P--ORS | --- OR Safety Inspection --- | Tim McElrath | 11619 | EMPLOYEE | 6 | 0.25 | 11/01/2024 | 11/13/2023 | 1 | M | WCH | WCH | Anesthesia Machine | 10-134 | Anesthesia Units | 351254 | Datex-Ohmeda Inc Div GE Health | AISYS CS2 | APWB02037 |  |  | 102-20100 | WCH-Anesthesiology | 40 | LS | High Risk
WCH1945 | P10123 | -Pm Device Using Mfg Procedure | Tim McElrath | 11619 | EMPLOYEE | 1 | 0.5 | 05/01/2025 | 04/22/2024 | 2 | M | WCH | WCH | Module Housing Assy | 22-856 | Physiologic Monitor Module Housing | 440964 | GE Healthcare Technologies | M1115512 | SEG22240016HX |  |  | 102-20100 | WCH-Anesthesiology | 18 | IU | Active
WCH1946 | P10123 | -Pm Device Using Mfg Procedure | Tim McElrath | 11619 | EMPLOYEE | 1 | 0.5 | 05/01/2025 | 04/22/2024 | 2 | M | WCH | WCH | 2 Invasive BP Module | 20-772 | Physiologic Monitor Modules, Invasive Blood Pressure | 440964 | GE Healthcare Technologies | E-PP-00 | 8244209 |  |  | 102-20100 | WCH-Anesthesiology | 29 | IU | Active
WCH1947 | P10123 | -Pm Device Using Mfg Procedure | Tim McElrath | 11619 | EMPLOYEE | 2 | 0.8 | 05/01/2025 | 05/10/2023 | 2 | M | WCH | WCH | Patient Data Module w/Display | 20-784 | Physiologic Monitor Modules, Multiparameter | 440964 | GE Healthcare Technologies | Carescape One | SNA22410086SA |  |  | 102-20100 | WCH-Anesthesiology | 29 | IU | Active
WCH1948 | P10123 | -Pm Device Using Mfg Procedure | Tim McElrath | 11619 | EMPLOYEE | 1 | 0.5 | 05/01/2025 | 04/22/2024 | 2 | M | WCH | WCH | Module Housing Assy | 22-856 | Physiologic Monitor Module Housing | 440964 | GE Healthcare Technologies | 2062475-001 | SNB22330209SA |  |  | 102-20100 | WCH-Anesthesiology | 18 | IU | Active
WCH1949 | PMOPHM | Monitors, Physiologic, Multipurpose | Tim McElrath | 11619 | EMPLOYEE | 1 | 0.9 | 05/01/2025 | 05/15/2024 | 2 | M | WCH | WCH | Acute Care Physiologic Monitor | 12-647 | Monitoring Systems, Physiologic, Acute Care | 440964 | GE Healthcare Technologies | B850 v3 | SNR22410068SA |  |  | 102-20100 | WCH-Anesthesiology | 29 | IU | Active
WCH1950 | P10123 | -Pm Device Using Mfg Procedure | Tim McElrath | 11619 | EMPLOYEE | 1 | 0.5 | 05/01/2025 | 04/22/2024 | 2 | M | WCH | WCH | 2 Invasive BP Module | 20-772 | Physiologic Monitor Modules, Invasive Blood Pressure | 440964 | GE Healthcare Technologies | E-PP-00 | 8244222 |  |  | 102-20100 | WCH-Anesthesiology | 29 | IU | Active
WCH1951 | P10123 | -Pm Device Using Mfg Procedure | Tim McElrath | 11619 | EMPLOYEE | 1 | 0.5 | 05/01/2025 | 05/15/2024 | 2 | M | WCH | WCH | Module Housing Assy | 22-856 | Physiologic Monitor Module Housing | 440964 | GE Healthcare Technologies | M1115512 | SEG22240021HX |  |  | 102-20100 | WCH-Anesthesiology | 18 | IU | Active
WCH1952 | P--ORS | --- OR Safety Inspection --- | Tim McElrath | 11619 | EMPLOYEE | 6 | 0.25 | 11/01/2024 | 05/15/2024 | 2 | M | WCH | WCH | Video Monitor Display | 16-603 | Monitors, Video | 440964 | GE Healthcare Technologies | D19KT | DTV27012604 |  |  | 102-20100 | WCH-Anesthesiology | 18 | IU | Active
WCH1953 | P--ORS | --- OR Safety Inspection --- | Tim McElrath | 11619 | EMPLOYEE | 6 | 0.25 | 11/01/2024 | 05/15/2024 | 2 | M | WCH | WCH | Digital Recorder/Printer | 22-852 | Printer/Graphic Recorders | 440964 | GE Healthcare Technologies | PRN-50-M+ | B2474905 |  |  | 102-20100 | WCH-Anesthesiology | 22 | IU | Active
WCH1954 | PGEAN2 | GE Annual E-sCAiO | Tim McElrath | 11619 | EMPLOYEE | 1 | 1.5 | 01/01/2025 | 01/10/2024 | 2 | M | WCH | WCH | Airway Gas Module w/Agent Id | 20-778 | Physiologic Monitor Modules, Anesthetic Gas | 440964 | GE Healthcare Technologies | E-sCAiO-00 | SGV22100030HA |  |  | 102-20100 | WCH-Anesthesiology | 29 | IU | Active
WCH1954 | PGE4Y2 | GE 4 YEAR E-sCAiO | Tim McElrath | 11619 | EMPLOYEE | 4 | 1.5 | 01/01/2027 |  | 2 | M | WCH | WCH | Airway Gas Module w/Agent Id | 20-778 | Physiologic Monitor Modules, Anesthetic Gas | 440964 | GE Healthcare Technologies | E-sCAiO-00 | SGV22100030HA |  |  | 102-20100 | WCH-Anesthesiology | 29 | IU | Active
WCH1955 | PGEAN2 | GE Annual E-sCAiO | Tim McElrath | 11619 | EMPLOYEE | 1 | 1.5 | 01/01/2025 | 01/10/2024 | 2 | M | WCH | WCH | Airway Gas Module w/Agent Id | 20-778 | Physiologic Monitor Modules, Anesthetic Gas | 440964 | GE Healthcare Technologies | E-sCAiO-00 | SGV22170097HA |  |  | 102-20100 | WCH-Anesthesiology | 29 | IU | Active
WCH1955 | PGE4Y2 | GE 4 YEAR E-sCAiO | Tim McElrath | 11619 | EMPLOYEE | 4 | 1.5 | 01/01/2027 |  | 2 | M | WCH | WCH | Airway Gas Module w/Agent Id | 20-778 | Physiologic Monitor Modules, Anesthetic Gas | 440964 | GE Healthcare Technologies | E-sCAiO-00 | SGV22170097HA |  |  | 102-20100 | WCH-Anesthesiology | 29 | IU | Active
WCH1956 | PMOPHM | Monitors, Physiologic, Multipurpose | Tim McElrath | 11619 | EMPLOYEE | 1 | 0.9 | 05/01/2025 | 05/01/2024 | 2 | M | WCH | WCH | Acute Care Physiologic Monitor | 12-647 | Monitoring Systems, Physiologic, Acute Care | 440964 | GE Healthcare Technologies | B850 v3 | SNR22380050SA |  |  | 102-20100 | WCH-Anesthesiology | 29 | IU | Active
WCH1957 | P10123 | -Pm Device Using Mfg Procedure | Tim McElrath | 11619 | EMPLOYEE | 1 | 0.5 | 05/01/2025 | 05/01/2024 | 2 | M | WCH | WCH | Module Housing Assy | 22-856 | Physiologic Monitor Module Housing | 440964 | GE Healthcare Technologies | M1115512 | SEG22420155HX |  |  | 102-20100 | WCH-Anesthesiology | 18 | IU | Active
WCH1958 | P10123 | -Pm Device Using Mfg Procedure | Tim McElrath | 11619 | EMPLOYEE | 1 | 0.5 | 05/01/2025 | 05/15/2024 | 2 | M | WCH | WCH | 2 Invasive BP Module | 20-772 | Physiologic Monitor Modules, Invasive Blood Pressure | 440964 | GE Healthcare Technologies | E-PP-00 | 8244216 |  |  | 102-20100 | WCH-Anesthesiology | 29 | IU | Active
WCH1959 | P--ORS | --- OR Safety Inspection --- | Tim McElrath | 11619 | EMPLOYEE | 6 | 0.25 | 11/01/2024 | 05/01/2024 | 2 | M | WCH | WCH | Digital Recorder/Printer | 22-852 | Printer/Graphic Recorders | 440964 | GE Healthcare Technologies | PRN-50-M+ | B2476498 |  |  | 102-20100 | WCH-Anesthesiology | 22 | IU | Active
WCH1960 | P10123 | -Pm Device Using Mfg Procedure | Tim McElrath | 11619 | EMPLOYEE | 2 | 0.8 | 05/01/2025 | 05/10/2023 | 2 | M | WCH | WCH | Patient Data Module w/Display | 20-784 | Physiologic Monitor Modules, Multiparameter | 440964 | GE Healthcare Technologies | Carescape One | SNA22390026SA |  |  | 102-20100 | WCH-Anesthesiology | 29 | IU | Active
WCH1961 | PGEAN2 | GE Annual E-sCAiO | Tim McElrath | 11619 | EMPLOYEE | 1 | 1.5 | 01/01/2025 | 01/10/2024 | 2 | M | WCH | WCH | Airway Gas Module w/Agent Id | 20-778 | Physiologic Monitor Modules, Anesthetic Gas | 440964 | GE Healthcare Technologies | E-sCAiO-00 | SGV22170058HA |  |  | 102-20100 | WCH-Anesthesiology | 29 | IU | Active
WCH1961 | PGE4Y2 | GE 4 YEAR E-sCAiO | Tim McElrath | 11619 | EMPLOYEE | 4 | 1.5 | 01/01/2027 |  | 2 | M | WCH | WCH | Airway Gas Module w/Agent Id | 20-778 | Physiologic Monitor Modules, Anesthetic Gas | 440964 | GE Healthcare Technologies | E-sCAiO-00 | SGV22170058HA |  |  | 102-20100 | WCH-Anesthesiology | 29 | IU | Active
WCH1962 | P10123 | -Pm Device Using Mfg Procedure | Tim McElrath | 11619 | EMPLOYEE | 1 | 0.5 | 05/01/2025 | 05/15/2024 | 2 | M | WCH | WCH | Module Housing Assy | 22-856 | Physiologic Monitor Module Housing | 440964 | GE Healthcare Technologies | 2062475-001 | SNB22330104SA |  |  | 102-20100 | WCH-Anesthesiology | 18 | IU | Active
WCH1963 | P--ORS | --- OR Safety Inspection --- | Tim McElrath | 11619 | EMPLOYEE | 6 | 0.25 | 11/01/2024 | 10/31/2023 | 1 | M | WCH | WCH | Anesthesia Machine | 10-134 | Anesthesia Units | 351254 | Datex-Ohmeda Inc Div GE Health | AISYS CS2 | APWB02039 |  |  | 102-20100 | WCH-Anesthesiology | 40 | LS | High Risk
WCH1964 | P--ORS | --- OR Safety Inspection --- | Tim McElrath | 11619 | EMPLOYEE | 6 | 0.25 | 11/01/2024 | 11/13/2023 | 1 | M | WCH | WCH | Anesthesia Machine | 10-134 | Anesthesia Units | 351254 | Datex-Ohmeda Inc Div GE Health | AISYS CS2 | APWB02187 |  |  | 102-20100 | WCH-Anesthesiology | 40 | LS | High Risk
WCH1965 | P--ORS | --- OR Safety Inspection --- | Tim McElrath | 11619 | EMPLOYEE | 6 | 0.25 | 11/01/2024 | 11/10/2023 | 1 | M | WCH | WCH | Anesthesia Machine | 10-134 | Anesthesia Units | 351254 | Datex-Ohmeda Inc Div GE Health | AISYS CS2 | APWB02036 |  |  | 102-20100 | WCH-Anesthesiology | 40 | LS | High Risk
WCH1966 | P--ORS | --- OR Safety Inspection --- | Tim McElrath | 11619 | EMPLOYEE | 6 | 0.25 | 11/01/2024 | 05/14/2024 | 2 | M | WCH | WCH | Digital Recorder/Printer | 22-852 | Printer/Graphic Recorders | 440964 | GE Healthcare Technologies | PRN-50-M+ | B2476274 |  |  | 102-20100 | WCH-Anesthesiology | 22 | IU | Active
WCH1967 | P--ORS | --- OR Safety Inspection --- | Tim McElrath | 11619 | EMPLOYEE | 6 | 0.25 | 11/01/2024 | 11/07/2023 | 1 | M | WCH | WCH | Anesthesia Machine | 10-134 | Anesthesia Units | 351254 | Datex-Ohmeda Inc Div GE Health | AISYS CS2 | APWB02035 |  |  | 102-20100 | WCH-Anesthesiology | 40 | LS | High Risk
WCH1968 | P--ORS | --- OR Safety Inspection --- | Tim McElrath | 11619 | EMPLOYEE | 6 | 0.25 | 11/01/2024 | 11/13/2023 | 1 | M | WCH | WCH | Anesthesia Machine | 10-134 | Anesthesia Units | 351254 | Datex-Ohmeda Inc Div GE Health | AISYS CS2 | APWB02185 |  |  | 102-20100 | WCH-Anesthesiology | 40 | LS | High Risk
WCH1969 | P10123 | -Pm Device Using Mfg Procedure | Tim McElrath | 11619 | EMPLOYEE | 1 | 0.5 | 05/01/2025 | 05/01/2024 | 2 | M | WCH | WCH | 2 Invasive BP Module | 20-772 | Physiologic Monitor Modules, Invasive Blood Pressure | 440964 | GE Healthcare Technologies | E-PP-00 | 8244220 |  |  | 102-20100 | WCH-Anesthesiology | 29 | IU | Active
WCH1970 | P10123 | -Pm Device Using Mfg Procedure | Tim McElrath | 11619 | EMPLOYEE | 1 | 0.5 | 05/01/2025 | 04/22/2024 | 2 | M | WCH | WCH | Module Housing Assy | 22-856 | Physiologic Monitor Module Housing | 440964 | GE Healthcare Technologies | M1115512 | SEG22230185HX |  |  | 102-20100 | WCH-Anesthesiology | 18 | IU | Active
WCH1971 | P10123 | -Pm Device Using Mfg Procedure | Tim McElrath | 11619 | EMPLOYEE | 2 | 0.8 | 05/01/2025 | 05/02/2023 | 2 | M | WCH | WCH | Patient Data Module w/Display | 20-784 | Physiologic Monitor Modules, Multiparameter | 440964 | GE Healthcare Technologies | Carescape One | SNA22410003SA |  |  | 102-20100 | WCH-Anesthesiology | 29 | IU | Active
WCH1972 | P10123 | -Pm Device Using Mfg Procedure | Tim McElrath | 11619 | EMPLOYEE | 1 | 0.5 | 05/01/2025 | 04/22/2024 | 2 | M | WCH | WCH | Module Housing Assy | 22-856 | Physiologic Monitor Module Housing | 440964 | GE Healthcare Technologies | 2062475-001 | SNB22330102SA |  |  | 102-20100 | WCH-Anesthesiology | 18 | IU | Active
WCH1973 | PGEAN2 | GE Annual E-sCAiO | Tim McElrath | 11619 | EMPLOYEE | 1 | 1.5 | 01/01/2025 | 01/09/2024 | 2 | M | WCH | WCH | Airway Gas Module w/Agent Id | 20-778 | Physiologic Monitor Modules, Anesthetic Gas | 440964 | GE Healthcare Technologies | E-sCAiO-00 | SGV22170119HA |  |  | 102-20100 | WCH-Anesthesiology | 29 | IU | Active
WCH1973 | PGE4Y2 | GE 4 YEAR E-sCAiO | Tim McElrath | 11619 | EMPLOYEE | 4 | 1.5 | 01/01/2027 |  | 2 | M | WCH | WCH | Airway Gas Module w/Agent Id | 20-778 | Physiologic Monitor Modules, Anesthetic Gas | 440964 | GE Healthcare Technologies | E-sCAiO-00 | SGV22170119HA |  |  | 102-20100 | WCH-Anesthesiology | 29 | IU | Active
WCH1974 | PMOPHM | Monitors, Physiologic, Multipurpose | Tim McElrath | 11619 | EMPLOYEE | 1 | 0.9 | 05/01/2025 | 05/01/2024 | 2 | M | WCH | WCH | Acute Care Physiologic Monitor | 12-647 | Monitoring Systems, Physiologic, Acute Care | 440964 | GE Healthcare Technologies | B850 v3 | SNR22410071SA |  |  | 102-20100 | WCH-Anesthesiology | 29 | IU | Active
WCH1975 | PMOPHM | Monitors, Physiologic, Multipurpose | Tim McElrath | 11619 | EMPLOYEE | 1 | 0.9 | 05/01/2025 | 05/09/2024 | 2 | M | WCH | WCH | Acute Care Physiologic Monitor | 12-647 | Monitoring Systems, Physiologic, Acute Care | 440964 | GE Healthcare Technologies | B850 v3 | SNR22380022SA |  |  | 102-20100 | WCH-Anesthesiology | 29 | IU | Active
WCH1976 | PMOPHM | Monitors, Physiologic, Multipurpose | Tim McElrath | 11619 | EMPLOYEE | 1 | 0.9 | 05/01/2025 | 05/14/2024 | 2 | M | WCH | WCH | Acute Care Physiologic Monitor | 12-647 | Monitoring Systems, Physiologic, Acute Care | 440964 | GE Healthcare Technologies | B850 v3 | SNR22410005SA |  |  | 102-20100 | WCH-Anesthesiology | 29 | IU | Active
WCH1977 | P--ORS | --- OR Safety Inspection --- | Tim McElrath | 11619 | EMPLOYEE | 6 | 0.25 | 11/01/2024 | 05/01/2024 | 2 | M | WCH | WCH | Digital Recorder/Printer | 22-852 | Printer/Graphic Recorders | 440964 | GE Healthcare Technologies | PRN-50-M+ | B2475049 |  |  | 102-20100 | WCH-Anesthesiology | 22 | IU | Active
WCH1978 | PGEAN2 | GE Annual E-sCAiO | Tim McElrath | 11619 | EMPLOYEE | 1 | 1.5 | 01/01/2025 | 01/11/2024 | 2 | M | WCH | WCH | Airway Gas Module w/Agent Id | 20-778 | Physiologic Monitor Modules, Anesthetic Gas | 440964 | GE Healthcare Technologies | E-sCAiO-00 | SGV22170062HA |  |  | 102-20100 | WCH-Anesthesiology | 29 | IU | Active
WCH1978 | PGE4Y2 | GE 4 YEAR E-sCAiO | Tim McElrath | 11619 | EMPLOYEE | 4 | 1.5 | 01/01/2027 |  | 2 | M | WCH | WCH | Airway Gas Module w/Agent Id | 20-778 | Physiologic Monitor Modules, Anesthetic Gas | 440964 | GE Healthcare Technologies | E-sCAiO-00 | SGV22170062HA |  |  | 102-20100 | WCH-Anesthesiology | 29 | IU | Active
WCH1979 | P--ORS | --- OR Safety Inspection --- | Tim McElrath | 11619 | EMPLOYEE | 6 | 0.25 | 11/01/2024 | 05/14/2024 | 2 | M | WCH | WCH | Video Monitor Display | 16-603 | Monitors, Video | 440964 | GE Healthcare Technologies | D19KT | DTV27012589 |  |  | 102-20100 | WCH-Anesthesiology | 18 | IU | Active
WCH1980 | P--ORS | --- OR Safety Inspection --- | Tim McElrath | 11619 | EMPLOYEE | 6 | 0.25 | 11/01/2024 | 05/09/2024 | 2 | M | WCH | WCH | Video Monitor Display | 16-603 | Monitors, Video | 440964 | GE Healthcare Technologies | D19KT | DTV27012704 |  |  | 102-20100 | WCH-Anesthesiology | 18 | IU | Active
WCH1981 | P10123 | -Pm Device Using Mfg Procedure | Tim McElrath | 11619 | EMPLOYEE | 1 | 0.5 | 05/01/2025 | 05/14/2024 | 2 | M | WCH | WCH | 2 Invasive BP Module | 20-772 | Physiologic Monitor Modules, Invasive Blood Pressure | 440964 | GE Healthcare Technologies | E-PP-00 | 8243802 |  |  | 102-20100 | WCH-Anesthesiology | 29 | IU | Active
WCH1982 | P10123 | -Pm Device Using Mfg Procedure | Tim McElrath | 11619 | EMPLOYEE | 1 | 0.5 | 05/01/2025 | 05/01/2024 | 2 | M | WCH | WCH | Module Housing Assy | 22-856 | Physiologic Monitor Module Housing | 440964 | GE Healthcare Technologies | M1115512 | SEG22100136HX |  |  | 102-20100 | WCH-Anesthesiology | 18 | IU | Active
WCH1983 | PGE4Y2 | GE 4 YEAR E-sCAiO | Tim McElrath | 11619 | EMPLOYEE | 4 | 1.5 | 01/01/2027 |  | 2 | M | WCH | WCH | Airway Gas Module w/Agent Id | 20-778 | Physiologic Monitor Modules, Anesthetic Gas | 440964 | GE Healthcare Technologies | E-sCAiO-00 | SGV22100041HA |  |  | 102-20100 | WCH-Anesthesiology | 29 | IU | Active
WCH1983 | PGEAN2 | GE Annual E-sCAiO | Tim McElrath | 11619 | EMPLOYEE | 1 | 1.5 | 01/01/2025 | 01/11/2024 | 2 | M | WCH | WCH | Airway Gas Module w/Agent Id | 20-778 | Physiologic Monitor Modules, Anesthetic Gas | 440964 | GE Healthcare Technologies | E-sCAiO-00 | SGV22100041HA |  |  | 102-20100 | WCH-Anesthesiology | 29 | IU | Active
WCH1984 | P10123 | -Pm Device Using Mfg Procedure | Tim McElrath | 11619 | EMPLOYEE | 2 | 0.8 | 05/01/2025 | 05/09/2023 | 2 | M | WCH | WCH | Patient Data Module w/Display | 20-784 | Physiologic Monitor Modules, Multiparameter | 440964 | GE Healthcare Technologies | Carescape One | SNA22410080SA |  |  | 102-20100 | WCH-Anesthesiology | 29 | IU | Active
WCH1985 | P--ORS | --- OR Safety Inspection --- | Tim McElrath | 11619 | EMPLOYEE | 6 | 0.25 | 11/01/2024 | 05/09/2024 | 2 | M | WCH | WCH | Digital Recorder/Printer | 22-852 | Printer/Graphic Recorders | 440964 | GE Healthcare Technologies | PRN-50-M+ | B2476290 |  |  | 102-20100 | WCH-Anesthesiology | 22 | IU | Active
WCH1986 | P10123 | -Pm Device Using Mfg Procedure | Tim McElrath | 11619 | EMPLOYEE | 1 | 0.5 | 05/01/2025 | 05/01/2024 | 2 | M | WCH | WCH | Module Housing Assy | 22-856 | Physiologic Monitor Module Housing | 440964 | GE Healthcare Technologies | 2062475-001 | SNB22390030SA |  |  | 102-20100 | WCH-Anesthesiology | 18 | IU | Active
WCH1987 | PGE4Y2 | GE 4 YEAR E-sCAiO | Tim McElrath | 11619 | EMPLOYEE | 4 | 1.5 | 01/01/2027 |  | 2 | M | WCH | WCH | Airway Gas Module w/Agent Id | 20-778 | Physiologic Monitor Modules, Anesthetic Gas | 440964 | GE Healthcare Technologies | E-sCAiO-00 | SUA22480123HA |  |  | 102-20100 | WCH-Anesthesiology | 29 | IU | Active
WCH1987 | PGEAN2 | GE Annual E-sCAiO | Tim McElrath | 11619 | EMPLOYEE | 1 | 1.5 | 01/01/2025 | 01/11/2024 | 2 | M | WCH | WCH | Airway Gas Module w/Agent Id | 20-778 | Physiologic Monitor Modules, Anesthetic Gas | 440964 | GE Healthcare Technologies | E-sCAiO-00 | SUA22480123HA |  |  | 102-20100 | WCH-Anesthesiology | 29 | IU | Active
WCH1988 | P10123 | -Pm Device Using Mfg Procedure | Tim McElrath | 11619 | EMPLOYEE | 2 | 0.8 | 05/01/2025 | 05/09/2023 | 2 | M | WCH | WCH | Patient Data Module w/Display | 20-784 | Physiologic Monitor Modules, Multiparameter | 440964 | GE Healthcare Technologies | Carescape One | SNA22400201SA |  |  | 102-20100 | WCH-Anesthesiology | 29 | IU | Active
WCH1989 | P10123 | -Pm Device Using Mfg Procedure | Tim McElrath | 11619 | EMPLOYEE | 1 | 0.5 | 05/01/2025 | 05/09/2024 | 2 | M | WCH | WCH | Module Housing Assy | 22-856 | Physiologic Monitor Module Housing | 440964 | GE Healthcare Technologies | 2062475-001 | SNB22330101SA |  |  | 102-20100 | WCH-Anesthesiology | 18 | IU | Active
WCH1990 | P10123 | -Pm Device Using Mfg Procedure | Tim McElrath | 11619 | EMPLOYEE | 1 | 0.5 | 05/01/2025 | 05/09/2024 | 2 | M | WCH | WCH | 2 Invasive BP Module | 20-772 | Physiologic Monitor Modules, Invasive Blood Pressure | 440964 | GE Healthcare Technologies | E-PP-00 | 8244360 |  |  | 102-20100 | WCH-Anesthesiology | 29 | IU | Active
WCH1991 | P10123 | -Pm Device Using Mfg Procedure | Tim McElrath | 11619 | EMPLOYEE | 1 | 0.5 | 05/01/2025 | 05/09/2024 | 2 | M | WCH | WCH | Module Housing Assy | 22-856 | Physiologic Monitor Module Housing | 440964 | GE Healthcare Technologies | M1115512 | SEG22240046HX |  |  | 102-20100 | WCH-Anesthesiology | 18 | IU | Active
WCH1992 | P10123 | -Pm Device Using Mfg Procedure | Tim McElrath | 11619 | EMPLOYEE | 2 | 0.8 | 05/01/2025 | 05/09/2023 | 2 | M | WCH | WCH | Patient Data Module w/Display | 20-784 | Physiologic Monitor Modules, Multiparameter | 440964 | GE Healthcare Technologies | Carescape One | SNA22410090SA |  |  | 102-20100 | WCH-Anesthesiology | 29 | IU | Active
WCH1993 | P10123 | -Pm Device Using Mfg Procedure | Tim McElrath | 11619 | EMPLOYEE | 1 | 0.5 | 05/01/2025 | 05/01/2024 | 2 | M | WCH | WCH | Module Housing Assy | 22-856 | Physiologic Monitor Module Housing | 440964 | GE Healthcare Technologies | 2062475-001 | SNB22330105SA |  |  | 102-20100 | WCH-Anesthesiology | 18 | IU | Active
WCH1994 | P--ORS | --- OR Safety Inspection --- | Tim McElrath | 11619 | EMPLOYEE | 6 | 0.25 | 11/01/2024 | 05/01/2024 | 2 | M | WCH | WCH | Video Monitor Display | 16-603 | Monitors, Video | 440964 | GE Healthcare Technologies | D19KT | DTV27012693 |  |  | 102-20100 | WCH-Anesthesiology | 18 | IU | Active
WCH1995 | P--ORS | --- OR Safety Inspection --- | Tim McElrath | 11619 | EMPLOYEE | 6 | 0.25 | 11/01/2024 | 05/01/2024 | 2 | M | WCH | WCH | Video Monitor Display | 16-603 | Monitors, Video | 440964 | GE Healthcare Technologies | D19KT | DTV27012597 |  |  | 102-20100 | WCH-Anesthesiology | 18 | IU | Active
WCH1996 | P--ORS | --- OR Safety Inspection --- | Laurence Rawski | LARAW | EMPLOYEE | 6 | 0.25 | 11/01/2024 | 04/22/2024 | 2 | M | WCH | WCH | 55in Video Monitor | 28-170 | Monitors, Video, High Definition | 150179 | NEC Corp America Inc | MA551 | NSNWCH1996 |  |  | 102-21100 | WCH-Surgery | 20 | IU | Active
WCH1997 | P--ORS | --- OR Safety Inspection --- | Laurence Rawski | LARAW | EMPLOYEE | 6 | 0.25 | 11/01/2024 | 04/30/2024 | 2 | M | WCH | WCH | 55in Video Monitor | 28-170 | Monitors, Video, High Definition | 150179 | NEC Corp America Inc | MA551 | NSNWCH1997 |  |  | 102-21100 | WCH-Surgery | 20 | IU | Active
WCH1998 | P--ORS | --- OR Safety Inspection --- | Laurence Rawski | LARAW | EMPLOYEE | 6 | 0.25 | 11/01/2024 | 05/03/2024 | 2 | M | WCH | WCH | 55in Video Monitor | 28-170 | Monitors, Video, High Definition | 150179 | NEC Corp America Inc | MA551 | NSNWCH1998 |  |  | 102-21100 | WCH-Surgery | 20 | IU | Active
WCH2001 | P--ORS | --- OR Safety Inspection --- | Rafael Baxcajay | RABAX | EMPLOYEE | 6 | 0.25 | 07/01/2024 | 12/26/2023 | 2 | M | WCH | WCH | Video Processor, Endo | 18-034 | Image Processors, Video, Endoscopy | 276750 | Olympus America Inc | CV-190 | 049531702953170298622 |  |  | 102-21221 | WCH-Endoscopy | 25 | IU | Active
WCH2002 | P--ORS | --- OR Safety Inspection --- | Rafael Baxcajay | RABAX | EMPLOYEE | 6 | 0.25 | 07/01/2024 | 12/22/2023 | 2 | M | WCH | WCH | Xenon Light Source, Endo | 36-171 | Light Sources, Endoscope, Fiberoptic Cable | 276750 | Olympus America Inc | CLV-190 | 04953170298868 |  |  | 102-21221 | WCH-Endoscopy | 26 | IU | Active
WCH2002 | P10123 | -Pm Device Using Mfg Procedure | Rafael Baxcajay | RABAX | EMPLOYEE | 1 | 0.5 | 01/01/2025 | 01/17/2024 | 2 | M | WCH | WCH | Xenon Light Source, Endo | 36-171 | Light Sources, Endoscope, Fiberoptic Cable | 276750 | Olympus America Inc | CLV-190 | 04953170298868 |  |  | 102-21221 | WCH-Endoscopy | 26 | IU | Active
WCH2003 | P--ORS | --- OR Safety Inspection --- | Rafael Baxcajay | RABAX | EMPLOYEE | 6 | 0.25 | 07/01/2024 | 01/30/2024 | 2 | M | WCH | WCH | Electrosurgical Unit | 18-232 | Electrosurgical Units, Monopolar/Bipolar, Argon-Enhanced Coagulation | 108422 | ERBE USA Inc | 10160-100 | 11543446 |  |  | 102-21221 | WCH-Endoscopy | 33 | IU | Active
WCH2003 | P10123 | -Pm Device Using Mfg Procedure | Rafael Baxcajay | RABAX | EMPLOYEE | 1 | 1.5 | 01/01/2025 | 01/30/2024 | 2 | M | WCH | WCH | Electrosurgical Unit | 18-232 | Electrosurgical Units, Monopolar/Bipolar, Argon-Enhanced Coagulation | 108422 | ERBE USA Inc | 10160-100 | 11543446 |  |  | 102-21221 | WCH-Endoscopy | 33 | IU | Active
WCH2004 | P--ORS | --- OR Safety Inspection --- | Rafael Baxcajay | RABAX | EMPLOYEE | 6 | 0.25 | 07/01/2024 | 01/05/2024 | 2 | M | WCH | WCH | Laparoscopic Insufflator | 16-849 | Insufflators, Laparoscopic | 276750 | Olympus America Inc | UCR | NSNWCH2004 |  |  | 102-21221 | WCH-Endoscopy | 33 | IU | Active
WCH2004 | P10123 | -Pm Device Using Mfg Procedure | Rafael Baxcajay | RABAX | EMPLOYEE | 1 | 0.5 | 01/01/2025 | 12/26/2023 | 2 | M | WCH | WCH | Laparoscopic Insufflator | 16-849 | Insufflators, Laparoscopic | 276750 | Olympus America Inc | UCR | NSNWCH2004 |  |  | 102-21221 | WCH-Endoscopy | 33 | IU | Active
WCH2005 | P10123 | -Pm Device Using Mfg Procedure | Rafael Baxcajay | RABAX | EMPLOYEE | 1 | 0.5 | 07/01/2024 |  | 2 | M | WCH | WCH | Waste Pump | 12-306 | Lavage Units, Surgical | 108422 | ERBE USA Inc | EIP2 | 11535545 |  |  | 102-21221 | WCH-Endoscopy | 32 | IU | Active
WCH2005 | P--ORS | --- OR Safety Inspection --- | Rafael Baxcajay | RABAX | EMPLOYEE | 6 | 0.25 | 07/01/2024 | 12/26/2023 | 2 | M | WCH | WCH | Waste Pump | 12-306 | Lavage Units, Surgical | 108422 | ERBE USA Inc | EIP2 | 11535545 |  |  | 102-21221 | WCH-Endoscopy | 32 | IU | Active
WCH2007 | PHOCH | Hour Check | Rafael Baxcajay | RABAX | EMPLOYEE | 99999 | 0.1 | 07/19/2023 |  | 1 | M | WCH | WCH | Portable Ventilator | 17-423 | Ventilators, Portable | 454161 | Philips Respironics | Trilogy EV300 | H3473528881CB |  |  | 102-35000 | WCH-Respiratory Care Services | 40 | LS | High Risk
WCH2007 | P10123 | -Pm Device Using Mfg Procedure | Rafael Baxcajay | RABAX | EMPLOYEE | 6 | 1 | 07/01/2024 | 01/10/2024 | 1 | M | WCH | WCH | Portable Ventilator | 17-423 | Ventilators, Portable | 454161 | Philips Respironics | Trilogy EV300 | H3473528881CB |  |  | 102-35000 | WCH-Respiratory Care Services | 40 | LS | High Risk
WCH2008 | PHOCH | Hour Check | Rafael Baxcajay | RABAX | EMPLOYEE | 99999 | 0.1 | 07/19/2023 |  | 1 | M | WCH | WCH | Portable Ventilator | 17-423 | Ventilators, Portable | 454161 | Philips Respironics | Trilogy EV300 | H347296157227 |  |  | 102-35000 | WCH-Respiratory Care Services | 40 | LS | High Risk
WCH2008 | P10123 | -Pm Device Using Mfg Procedure | Rafael Baxcajay | RABAX | EMPLOYEE | 6 | 1 | 07/01/2024 | 01/10/2024 | 1 | M | WCH | WCH | Portable Ventilator | 17-423 | Ventilators, Portable | 454161 | Philips Respironics | Trilogy EV300 | H347296157227 |  |  | 102-35000 | WCH-Respiratory Care Services | 40 | LS | High Risk
WCH2011 | P191 | Stainer, Tissue, Automated | Tim McElrath | 11619 | EMPLOYEE | 1 | 1.2 | 03/01/2025 | 03/26/2024 | 2 | M | WCH | WCH | Slide Stainer | 15-182 | Slide Stainers, Hematology | 457480 | EMD Milliport Chemicals Div Me | 64000H-94 | 4323MS1969 |  |  | 102-31000 | WCH-Laboratory Services | 14 | IU | Active
WCH2012 | P--ORS | --- OR Safety Inspection --- | Rafael Baxcajay | RABAX | EMPLOYEE | 6 | 0.25 | 07/01/2024 |  | 2 | M | WCH | WCH | 27in HD VideoMonitor | 34-403 | Monitors, Video, High-Definition, Medical Image, Endoscopic | 107114 | STERIS Corp | STERIS-27-HDD | RLM23256757 |  |  | 102-21221 | WCH-Endoscopy | 20 | IU | Active
WCH2013 | P--ORS | --- OR Safety Inspection --- | Rafael Baxcajay | RABAX | EMPLOYEE | 6 | 0.25 | 07/01/2024 |  | 2 | M | WCH | WCH | 27in HD VideoMonitor | 34-403 | Monitors, Video, High-Definition, Medical Image, Endoscopic | 107114 | STERIS Corp | STERIS-27-HDD | RLM23257762 |  |  | 102-21221 | WCH-Endoscopy | 20 | IU | Active
WCH2014 | P--ORS | --- OR Safety Inspection --- | Rafael Baxcajay | RABAX | EMPLOYEE | 6 | 0.25 | 07/01/2024 |  | 2 | M | WCH | WCH | 27in HD VideoMonitor | 34-403 | Monitors, Video, High-Definition, Medical Image, Endoscopic | 107114 | STERIS Corp | STERIS-27-HDD | RLM23257761 |  |  | 102-21221 | WCH-Endoscopy | 20 | IU | Active
WCH2015 | P--ORS | --- OR Safety Inspection --- | Rafael Baxcajay | RABAX | EMPLOYEE | 6 | 0.25 | 07/01/2024 |  | 2 | M | WCH | WCH | 27in HD VideoMonitor | 34-403 | Monitors, Video, High-Definition, Medical Image, Endoscopic | 107114 | STERIS Corp | STERIS-27-HDD | RLM23256753 |  |  | 102-21221 | WCH-Endoscopy | 20 | IU | Active
WCH2016 | P--ORS | --- OR Safety Inspection --- | Rafael Baxcajay | RABAX | EMPLOYEE | 6 | 0.25 | 07/01/2024 |  | 2 | M | WCH | WCH | 27in HD VideoMonitor | 34-403 | Monitors, Video, High-Definition, Medical Image, Endoscopic | 107114 | STERIS Corp | STERIS-27-HDD | RLM23256760 |  |  | 102-21221 | WCH-Endoscopy | 20 | IU | Active
WCH2017 | PSAFIN | Safety Inspection | Rafael Baxcajay | RABAX | EMPLOYEE | 1 | 0.3 | 07/01/2024 |  | 2 | M | WCH | WCH | Surgical Boom | 22-613 | Facility Booms, Ceiling-Mounted | 107114 | STERIS Corp | HarmonyAIR | 425423131 |  |  | 102-21221 | WCH-Endoscopy | 25 | IU | Active
WCH2018 | PSAFIN | Safety Inspection | Rafael Baxcajay | RABAX | EMPLOYEE | 1 | 0.3 | 07/01/2024 |  | 2 | M | WCH | WCH | Surgical Boom | 22-613 | Facility Booms, Ceiling-Mounted | 107114 | STERIS Corp | HarmonyAIR | 424323006 |  |  | 102-21221 | WCH-Endoscopy | 25 | IU | Active
WCH2019 | P--ORS | --- OR Safety Inspection --- | Rafael Baxcajay | RABAX | EMPLOYEE | 6 | 0.25 | 07/01/2024 |  | 2 | M | WCH | WCH | 27in HD VideoMonitor | 34-403 | Monitors, Video, High-Definition, Medical Image, Endoscopic | 107114 | STERIS Corp | STERIS-27-HDD | RLM23257768 |  |  | 102-21221 | WCH-Endoscopy | 20 | IU | Active
WCH2020 | P--ORS | --- OR Safety Inspection --- | Rafael Baxcajay | RABAX | EMPLOYEE | 6 | 0.25 | 07/01/2024 |  | 2 | M | WCH | WCH | 27in HD VideoMonitor | 34-403 | Monitors, Video, High-Definition, Medical Image, Endoscopic | 107114 | STERIS Corp | STERIS-27-HDD | RLM23257765 |  |  | 102-21221 | WCH-Endoscopy | 20 | IU | Active
WCH2021 | P--ORS | --- OR Safety Inspection --- | Rafael Baxcajay | RABAX | EMPLOYEE | 6 | 0.25 | 07/01/2024 |  | 2 | M | WCH | WCH | 27in HD VideoMonitor | 34-403 | Monitors, Video, High-Definition, Medical Image, Endoscopic | 107114 | STERIS Corp | STERIS-27-HDD | RLM23257766 |  |  | 102-21221 | WCH-Endoscopy | 20 | IU | Active
WCH2022 | P--ORS | --- OR Safety Inspection --- | Rafael Baxcajay | RABAX | EMPLOYEE | 6 | 0.25 | 07/01/2024 |  | 2 | M | WCH | WCH | 27in HD VideoMonitor | 34-403 | Monitors, Video, High-Definition, Medical Image, Endoscopic | 107114 | STERIS Corp | STERIS-27-HDD | RLM23257764 |  |  | 102-21221 | WCH-Endoscopy | 20 | IU | Active
WCH2023 | P--ORS | --- OR Safety Inspection --- | Rafael Baxcajay | RABAX | EMPLOYEE | 6 | 0.25 | 07/01/2024 |  | 2 | M | WCH | WCH | 27in HD VideoMonitor | 34-403 | Monitors, Video, High-Definition, Medical Image, Endoscopic | 107114 | STERIS Corp | STERIS-27-HDD | RLM23257767 |  |  | 102-21221 | WCH-Endoscopy | 20 | IU | Active
WCH2024 | PSAFIN | Safety Inspection | Rafael Baxcajay | RABAX | EMPLOYEE | 1 | 0.3 | 07/01/2024 |  | 2 | M | WCH | WCH | Surgical Boom | 22-613 | Facility Booms, Ceiling-Mounted | 107114 | STERIS Corp | HarmonyAIR | 424323007 |  |  | 102-21221 | WCH-Endoscopy | 25 | IU | Active
WCH2025 | PSAFIN | Safety Inspection | Rafael Baxcajay | RABAX | EMPLOYEE | 1 | 0.3 | 07/01/2024 |  | 2 | M | WCH | WCH | Surgical Boom | 22-613 | Facility Booms, Ceiling-Mounted | 107114 | STERIS Corp | HarmonyAIR | 425423130 |  |  | 102-21221 | WCH-Endoscopy | 25 | IU | Active
WCH2026 | P10123 | -Pm Device Using Mfg Procedure | Rafael Baxcajay | RABAX | EMPLOYEE | 6 | 0.5 | 10/01/2024 | 04/01/2024 | 2 | M | WCH | WCH | Temperature Management System | 12-074 | Warming/Cooling Units, Patient, Circulating-Fluid | 451492 | Medivance Inc A Bard Medical C | 5000 | DYGSAL018 |  |  | 102-13100 | WCH-Intensive Care Unit I | 19 | IU | Active
WCH2027 | P10123 | -Pm Device Using Mfg Procedure | Rafael Baxcajay | RABAX | EMPLOYEE | 1 | 0.5 | 04/01/2025 |  | 2 | M | WCH | WCH | Bispectral Index BIS Module | 20-783 | Physiologic Monitor Modules, Electroencephalography | 440964 | GE Healthcare Technologies | E-BIS-01 | SGS22360085HA |  |  | 102-13100 | WCH-Intensive Care Unit I | 15 | IU | Active
WCH2028 | PSAFIN | Safety Inspection | Laurence Rawski | LARAW | EMPLOYEE | 1 | 0.25 | 05/01/2025 | 05/09/2024 | 2 | M | WCH | WCH | Pressure Infusor | 13-100 | Pressure Infusors | 101345 | CONMED Corp | 270165 | 101295 |  |  | 102-21100 | WCH-Surgery | 26 | IU | Active
WCH43719 | PMIMA1 | Mistral-Air MA 1200 Annual PM | Rafael Baxcajay | RABAX | EMPLOYEE | 1 | 1 | 10/01/2024 | 10/03/2023 | 2 | M | WCH | WCH | Patient Warming System | 17-950 | Warming Units, Patient, Forced-Air | 271227 | Stryker Medical | MA1200-PM | 200124114 |  |  | 102-21500 | WCH-PACU | 13 | IU | Active
WCH5000 | P-VPM | -Vendor PM | Laurence Rawski | LARAW | EMPLOYEE | 1 | 0.5 | 11/01/2024 | 10/18/2023 | 2 | M | WCH | WCH | Electrical Safety Analyzer | CC-040 | Test Equipment | 451211 | Pronk Technologies Inc | ST-1 | 4762 |  |  | 102-88570 | WCH-Clinical Engineering | 13 | IU | Active
WCH5001 | P-VPM | -Vendor PM | Laurence Rawski | LARAW | EMPLOYEE | 1 | 0.5 | 11/01/2024 | 10/18/2023 | 2 | M | WCH | WCH | SPO2 Simulator | CC-040 | Test Equipment | 451211 | Pronk Technologies Inc | OXSIM OX-2 | 4344 |  |  | 102-88570 | WCH-Clinical Engineering | 13 | IU | Active
WCH5002 | P-VPM | -Vendor PM | Laurence Rawski | LARAW | EMPLOYEE | 1 | 0.5 | 11/01/2024 | 10/18/2023 | 2 | M | WCH | WCH | Simulators, Noninvasive Blood | CC-040 | Test Equipment | 451211 | Pronk Technologies Inc | SC-5 | 13803 |  |  | 102-88570 | WCH-Clinical Engineering | 13 | IU | Active
WCH5003 | PMOPHC | Monitors, Physiologic, Central Station | Rafael Baxcajay | RABAX | EMPLOYEE | 1 | 0.9 | 04/01/2025 | 04/01/2024 | 2 | M | WCH | WCH | Central Station Computer | 20-179 | Monitors, Physiologic, Central Station | 440964 | GE Healthcare Technologies | MAI800 | STV22400031SA |  |  | 102-13100 | WCH-Intensive Care Unit I | 16 | IU | Active
WCH5004 | P176 | Saw, Electric | Holly Robinson | HOLROB | EMPLOYEE | 1 | 0.75 | 01/01/2025 | 01/05/2024 | 2 | M | WCH | WCH | hex drive Cast Cutter | 16-340 | Saws, Cast, Electric | 397711 | BSN Medical Inc | 0295-200 | 41653 |  |  | 102-23100 | WCH-Emergency Service | 13 | IU | Active
WCH5005 | P10123 | -Pm Device Using Mfg Procedure | Holly Robinson | HOLROB | EMPLOYEE | 1 | 0.5 | 01/01/2025 | 01/05/2024 | 2 | M | WCH | WCH | Cast Cutter Vacuum | 10-656 | Cast Cutter Vacuums | 397711 | BSN Medical Inc | 0295-400 | 5122 |  |  | 102-23100 | WCH-Emergency Service | 12 | IU | Active
WCH5006 | PMOPHC | Monitors, Physiologic, Central Station | Holly Robinson | HOLROB | EMPLOYEE | 1 | 0.9 | 01/01/2025 | 01/03/2024 | 2 | M | WCH | WCH | Central Station Computer | 20-179 | Monitors, Physiologic, Central Station | 440964 | GE Healthcare Technologies | MAI800 | STV22410004SA |  |  | 102-23100 | WCH-Emergency Service | 16 | IU | Active
WCH5007 | PMOPHC | Monitors, Physiologic, Central Station | Holly Robinson | HOLROB | EMPLOYEE | 1 | 0.9 | 01/01/2025 | 01/03/2024 | 2 | M | WCH | WCH | Central Station Computer | 20-179 | Monitors, Physiologic, Central Station | 440964 | GE Healthcare Technologies | MAI800 | STV22410017SA |  |  | 102-23100 | WCH-Emergency Service | 16 | IU | Active
WCH5008 | PMOPHC | Monitors, Physiologic, Central Station | Rafael Baxcajay | RABAX | EMPLOYEE | 1 | 0.9 | 05/01/2025 | 05/13/2024 | 2 | M | WCH | WCH | Central Station Computer | 20-179 | Monitors, Physiologic, Central Station | 440964 | GE Healthcare Technologies | MAI800 | STV22380027SA |  |  | 102-21500 | WCH-PACU | 16 | IU | Active
WCH5009 | PMOPHC | Monitors, Physiologic, Central Station | Rafael Baxcajay | RABAX | EMPLOYEE | 1 | 0.9 | 05/01/2025 | 05/13/2024 | 2 | M | WCH | WCH | Central Station Computer | 20-179 | Monitors, Physiologic, Central Station | 440964 | GE Healthcare Technologies | MAI800 | STV22380034SA |  |  | 102-21500 | WCH-PACU | 16 | IU | Active
WCH5010 | PMOPHC | Monitors, Physiologic, Central Station | Rafael Baxcajay | RABAX | EMPLOYEE | 1 | 0.9 | 04/01/2025 | 04/01/2024 | 2 | M | WCH | WCH | Central Station Computer | 20-179 | Monitors, Physiologic, Central Station | 440964 | GE Healthcare Technologies | MAI800 | STV22440065SA |  |  | 102-13100 | WCH-Intensive Care Unit I | 16 | IU | Active
WCH5011 | PMOPHC | Monitors, Physiologic, Central Station | Rafael Baxcajay | RABAX | EMPLOYEE | 1 | 0.9 | 04/01/2025 | 04/01/2024 | 2 | M | WCH | WCH | Central Station Computer | 20-179 | Monitors, Physiologic, Central Station | 440964 | GE Healthcare Technologies | MAI800 | STV22440067SA |  |  | 102-13100 | WCH-Intensive Care Unit I | 16 | IU | Active
WCH5012 | PMOPHC | Monitors, Physiologic, Central Station | Rafael Baxcajay | RABAX | EMPLOYEE | 1 | 0.9 | 04/01/2025 | 04/01/2024 | 2 | M | WCH | WCH | Central Station Computer | 20-179 | Monitors, Physiologic, Central Station | 440964 | GE Healthcare Technologies | MAI800 | STV22440064SA |  |  | 102-13100 | WCH-Intensive Care Unit I | 16 | IU | Active
WCH5013 | PMOPHC | Monitors, Physiologic, Central Station | Rafael Baxcajay | RABAX | EMPLOYEE | 1 | 0.9 | 04/01/2025 | 04/01/2024 | 2 | M | WCH | WCH | Central Station Computer | 20-179 | Monitors, Physiologic, Central Station | 440964 | GE Healthcare Technologies | MAI800 | STV22440070SA |  |  | 102-13100 | WCH-Intensive Care Unit I | 16 | IU | Active
WCH5014 | PMOPHC | Monitors, Physiologic, Central Station | Rafael Baxcajay | RABAX | EMPLOYEE | 1 | 0.9 | 04/01/2025 | 04/01/2024 | 2 | M | WCH | WCH | Central Station Computer | 20-179 | Monitors, Physiologic, Central Station | 440964 | GE Healthcare Technologies | MAI800 | STV22440066SA |  |  | 102-13100 | WCH-Intensive Care Unit I | 16 | IU | Active
WCH5015 | PMOPHC | Monitors, Physiologic, Central Station | Rafael Baxcajay | RABAX | EMPLOYEE | 1 | 0.9 | 04/01/2025 | 04/01/2024 | 2 | M | WCH | WCH | Central Station Computer | 20-179 | Monitors, Physiologic, Central Station | 440964 | GE Healthcare Technologies | MAI800 | STV22440062SA |  |  | 102-13100 | WCH-Intensive Care Unit I | 16 | IU | Active
WCH5016 | PMOPH1 | Monitors, Physiologic, Central Station, Telemetry | Holly Robinson | HOLROB | EMPLOYEE | 1 | 1 | 06/01/2024 |  | 2 | M | WCH | WCH | TELE Central Station Computer | 20-179T | Monitors, Physiologic, Central Station, Telemetry | 440964 | GE Healthcare Technologies | MAI800 | STV22400049SA |  |  | 102-12250 | WCH-MED/SURG/TELE UNIT | 15 | IU | Active
WCH5017 | PMOPH1 | Monitors, Physiologic, Central Station, Telemetry | Holly Robinson | HOLROB | EMPLOYEE | 1 | 1 | 06/01/2024 |  | 2 | M | WCH | WCH | TELE Central Station Computer | 20-179T | Monitors, Physiologic, Central Station, Telemetry | 440964 | GE Healthcare Technologies | MAI800 | STV22400042SA |  |  | 102-12250 | WCH-MED/SURG/TELE UNIT | 15 | IU | Active
WCH5021 | P-VPM | -Vendor PM | Laurence Rawski | LARAW | EMPLOYEE | 1 | 0.5 | 11/01/2024 | 10/23/2023 | 2 | M | WCH | WCH | Multi-Parameter Patient Simula | CC-040 | Test Equipment | 451211 | Pronk Technologies Inc | SL-8 SimSlim | 9821 |  |  | 102-88570 | WCH-Clinical Engineering | 13 | IU | Active
WCH5022 | P-VPM | -Vendor PM | Laurence Rawski | LARAW | EMPLOYEE | 1 | 0.5 | 11/01/2024 | 10/23/2023 | 2 | M | WCH | WCH | SPO2 Simulator | CC-040 | Test Equipment | 451211 | Pronk Technologies Inc | OXSIM OX-2 | 4342 |  |  | 102-88570 | WCH-Clinical Engineering | 13 | IU | Active
WCH5023 | P-VPM | -Vendor PM | Laurence Rawski | LARAW | EMPLOYEE | 1 | 0.5 | 11/01/2024 | 10/23/2023 | 2 | M | WCH | WCH | Simulators, Noninvasive Blood | CC-040 | Test Equipment | 451211 | Pronk Technologies Inc | SC-5 | 13801 |  |  | 102-88570 | WCH-Clinical Engineering | 13 | IU | Active
WCH5024 | P-VPM | -Vendor PM | Laurence Rawski | LARAW | EMPLOYEE | 1 | 0.5 | 11/01/2024 | 10/23/2023 | 2 | M | WCH | WCH | Multi-Parameter Patient Simula | CC-040 | Test Equipment | 451211 | Pronk Technologies Inc | SL-8 SimSlim | 9819 |  |  | 102-88570 | WCH-Clinical Engineering | 13 | IU | Active
WCH5025 | P-VPM | -Vendor PM | Laurence Rawski | LARAW | EMPLOYEE | 1 | 0.5 | 11/01/2024 | 11/13/2023 | 2 | M | WCH | WCH | Electrical Safety Analyzer | CC-040 | Test Equipment | 451211 | Pronk Technologies Inc | ST-1 | 4765 |  |  | 102-88570 | WCH-Clinical Engineering | 13 | IU | Active
WCH5026 | PPA33 | Panda | Holly Robinson | HOLROB | EMPLOYEE | 1 | 1 | 07/01/2024 | 08/11/2023 | 2 | M | WCH | WCH | Panda IRES Bedded Warmer | 17-956 | Warming Units, Patient, Radiant, Infant | 351254 | Datex-Ohmeda Inc Div GE Health | M1112198 | HDJN51094 |  |  | 102-23100 | WCH-Emergency Service | 19 | IU | Active
WCH5026 | PPA33- | Panda - 2 Year | Holly Robinson | HOLROB | EMPLOYEE | 2 | 3 | 07/01/2024 |  | 2 | M | WCH | WCH | Panda IRES Bedded Warmer | 17-956 | Warming Units, Patient, Radiant, Infant | 351254 | Datex-Ohmeda Inc Div GE Health | M1112198 | HDJN51094 |  |  | 102-23100 | WCH-Emergency Service | 19 | IU | Active
WCH5027 | P-VPM | -Vendor PM | Laurence Rawski | LARAW | EMPLOYEE | 1 | 0.5 | 11/01/2024 | 10/18/2023 | 2 | M | WCH | WCH | Multimeter | CC-040 | Test Equipment | 178848 | Fluke Biomedical | 179 | 57530278 |  |  | 102-88570 | WCH-Clinical Engineering | 13 | IU | Active
WCH5028 | P3YEYE | 3 Year Battery Replacement and Vendor PM | Holly Robinson | HOLROB | EMPLOYEE | 3 | 0.7 | 01/01/2026 |  | 2 | M | WCH | WCH | Chest Compression System | 13-361 | Resuscitators, Cardiac | 452575 | Physio-Control Inc | 100921-01 | 3521X447 |  |  | 102-23100 | WCH-Emergency Service | 19 | IU | Active
WCH5028 | P-VPM | -Vendor PM | Holly Robinson | HOLROB | EMPLOYEE | 1 | 0.5 | 01/01/2025 | 01/12/2024 | 2 | M | WCH | WCH | Chest Compression System | 13-361 | Resuscitators, Cardiac | 452575 | Physio-Control Inc | 100921-01 | 3521X447 |  |  | 102-23100 | WCH-Emergency Service | 19 | IU | Active
WCH5029 | P-VPM | -Vendor PM | Rafael Baxcajay | RABAX | EMPLOYEE | 1 | 0.5 | 01/01/2025 | 01/04/2024 | 2 | M | WCH | WCH | Chest Compression System | 13-361 | Resuscitators, Cardiac | 452575 | Physio-Control Inc | 100921-01 | 3521Z547 |  |  | 102-13100 | WCH-Intensive Care Unit I | 19 | IU | Active
WCH5029 | P3YEYE | 3 Year Battery Replacement and Vendor PM | Rafael Baxcajay | RABAX | EMPLOYEE | 3 | 0.7 | 01/01/2026 |  | 2 | M | WCH | WCH | Chest Compression System | 13-361 | Resuscitators, Cardiac | 452575 | Physio-Control Inc | 100921-01 | 3521Z547 |  |  | 102-13100 | WCH-Intensive Care Unit I | 19 | IU | Active
WCH5032 | P179 | Scale, Patient. | Holly Robinson | HOLROB | EMPLOYEE | 1 | 0.5 | 06/01/2024 | 06/05/2023 | 2 | M | WCH | WCH | Bariatric Digital FLR Scale | 18-458 | Scales, Patient, Platform, Electronic | 101735 | SR Instruments Inc | SR585i | WO-82425-001 |  |  | 102-12250 | WCH-MED/SURG/TELE UNIT | 12 | IU | Active
WCH5048 | P179 | Scale, Patient. | Holly Robinson | HOLROB | EMPLOYEE | 1 | 0.5 | 06/01/2024 | 05/22/2023 | 2 | M | WCH | WCH | Bariatric Digital FLR Scale | 18-458 | Scales, Patient, Platform, Electronic | 101735 | SR Instruments Inc | SR585i | WO-81932-001 |  |  | 102-12252 | WCH-MED/SURG/TELE UNIT II | 12 | IU | Active
WCH5051 | P179 | Scale, Patient. | Rafael Baxcajay | RABAX | EMPLOYEE | 1 | 0.5 | 04/01/2025 | 04/03/2024 | 2 | M | WCH | WCH | Bariatric Digital FLR Scale | 18-458 | Scales, Patient, Platform, Electronic | 101735 | SR Instruments Inc | SR585i | WO-82426-001 |  |  | 102-13100 | WCH-Intensive Care Unit I | 12 | IU | Active
WCH5052 | P179 | Scale, Patient. | Rafael Baxcajay | RABAX | EMPLOYEE | 1 | 0.5 | 01/01/2025 | 01/09/2024 | 2 | M | WCH | WCH | Bariatric Digital FLR Scale | 18-458 | Scales, Patient, Platform, Electronic | 101735 | SR Instruments Inc | SR585i | WO-82424-001 |  |  | 102-32100 | WCH-Hemodialysis | 11 | IU | Active
WCH5053 | P99 | Lift, Patient -Powered- | Rafael Baxcajay | RABAX | EMPLOYEE | 1 | 0.75 | 04/01/2025 | 04/03/2024 | 2 | M | WCH | WCH | Patient Lift with Scale | 12-330 | Lifts, Patient Transfer | 454170 | Arjo Inc | HEP1001-US | P0716712 |  |  | 102-13100 | WCH-Intensive Care Unit I | 13 | IU | Active
WCH5054 | P99 | Lift, Patient -Powered- | Rafael Baxcajay | RABAX | EMPLOYEE | 1 | 0.75 | 04/01/2025 | 04/09/2024 | 2 | M | WCH | WCH | Patient Lift | 12-330 | Lifts, Patient Transfer | 454170 | Arjo Inc | KMCEUN | 300507076 |  |  | 102-13100 | WCH-Intensive Care Unit I | 13 | IU | Active
WCH5056 | P10123 | -Pm Device Using Mfg Procedure | Rafael Baxcajay | RABAX | EMPLOYEE | 1 | 0.5 | 05/01/2025 | 05/13/2024 | 2 | M | WCH | WCH | Nurse Call Console | 15-614 | Hospital Communication Systems, Nurse Call | 103070 | Rauland-Borg Corp | 351205 | M837320202110225226 |  |  | 102-32100 | WCH-Hemodialysis | 13 | IU | Active
WCH5060 | P91 | Injector, Angiographic -Cardiac Catheterization- | Emanuel Colon | 90769 | EMPLOYEE | 1 | 1 | 01/01/2025 | 02/22/2024 | 2 | M | WCH | WCH | Contrast Media Injector | 15-284 | Injectors, Contrast Media, Angiography | 105381 | Medrad Inc Unit of Bayer Medic | MARK 7 | 312652 |  |  | 102-30695 | WCH-Interventional Services | 31 | IU | Active
WCH5061 | P10123 | -Pm Device Using Mfg Procedure | Laurence Rawski | LARAW | EMPLOYEE | 1 | 4 | 02/01/2025 | 02/20/2024 | 2 | M | WCH | WCH | Mobile C-Arm | 11-758 | Radiographic/Fluoroscopic Units, Mobile (C-ARM) | 453503 | GE Healthcare Surgery | 9900 ELITE | FBXXTE01714 |  |  | 102-21100 | WCH-Surgery | 32 | IU | Active
WCH5061 | P--ORS | --- OR Safety Inspection --- | Laurence Rawski | LARAW | EMPLOYEE | 6 | 0.25 | 11/01/2024 | 05/09/2024 | 2 | M | WCH | WCH | Mobile C-Arm | 11-758 | Radiographic/Fluoroscopic Units, Mobile (C-ARM) | 453503 | GE Healthcare Surgery | 9900 ELITE | FBXXTE01714 |  |  | 102-21100 | WCH-Surgery | 32 | IU | Active
WCH5062 | P--ORS | --- OR Safety Inspection --- | Laurence Rawski | LARAW | EMPLOYEE | 6 | 0.25 | 11/01/2024 | 05/09/2024 | 2 | M | WCH | WCH | Mobile C-Arm | 11-758 | Radiographic/Fluoroscopic Units, Mobile (C-ARM) | 453503 | GE Healthcare Surgery | 9900 ELITE | FBXXTE01685 |  |  | 102-21100 | WCH-Surgery | 32 | IU | Active
WCH5062 | P10123 | -Pm Device Using Mfg Procedure | Laurence Rawski | LARAW | EMPLOYEE | 1 | 4 | 02/01/2025 | 02/20/2024 | 2 | M | WCH | WCH | Mobile C-Arm | 11-758 | Radiographic/Fluoroscopic Units, Mobile (C-ARM) | 453503 | GE Healthcare Surgery | 9900 ELITE | FBXXTE01685 |  |  | 102-21100 | WCH-Surgery | 32 | IU | Active
WCH5075 | P-VPM | -Vendor PM | Laurence Rawski | LARAW | EMPLOYEE | 1 | 0.5 | 11/01/2024 | 10/23/2023 | 2 | M | WCH | WCH | ESU Analyzer | CC-040 | Test Equipment | R10051 | Rigel Medical | Uni-Therm | 26P-0711 |  |  | 102-88570 | WCH-Clinical Engineering | 13 | IU | Active
WCH5076 | P-VPM | -Vendor PM | Laurence Rawski | LARAW | EMPLOYEE | 1 | 0.5 | 11/01/2024 | 10/18/2023 | 2 | M | WCH | WCH | 0-60 Digital Pressure Gauge | CC-040 | Test Equipment | 451564 | Ashcroft Inc | 302089SD02L60 | 22090915 |  |  | 102-88570 | WCH-Clinical Engineering | 13 | IU | Active
WCH5079 | P10123 | -Pm Device Using Mfg Procedure | Laurence Rawski | LARAW | EMPLOYEE | 1 | 0.5 | 11/01/2024 | 10/19/2023 | 2 | M | WCH | WCH | Precision Electronic Balance | 18-465 | Scales, Clinical, Precision | 179812 | A & D Medical | EJ-200 | 5A2887705 |  |  | 102-88570 | WCH-Clinical Engineering | 12 | IU | Active
WCH5081 | P-VPM | -Vendor PM | Laurence Rawski | LARAW | EMPLOYEE | 1 | 0.5 | 11/01/2024 | 10/19/2023 | 2 | M | WCH | WCH | Pressure Trans Tester | CC-040 | Test Equipment | 103373 | Utah Medical Products Inc | 650-900 | 1223719-013 |  |  | 102-88570 | WCH-Clinical Engineering | 13 | IU | Active
WCH5082 | P-VPM | -Vendor PM | Laurence Rawski | LARAW | EMPLOYEE | 1 | 0.5 | 11/01/2024 | 10/19/2023 | 2 | M | WCH | WCH | Pressure Trans Tester | CC-040 | Test Equipment | 103373 | Utah Medical Products Inc | 650-900 | 1223719-012 |  |  | 102-88570 | WCH-Clinical Engineering | 13 | IU | Active
WCH5083 | P10123 | -Pm Device Using Mfg Procedure | Laurence Rawski | LARAW | EMPLOYEE | 1 | 0.5 | 11/01/2024 | 12/05/2023 | 2 | M | WCH | WCH | Arctic Sun 2000 Calibration De | CC-040 | Test Equipment | 451492 | Medivance Inc A Bard Medical C | 741-00 | DYGYZ003 |  |  | 102-88570 | WCH-Clinical Engineering | 12 | IU | Active
WCH5084 | P53PAC | 5392 Pacemaker, Cardiac, External | Laurence Rawski | LARAW | EMPLOYEE | 1 | 1 | 02/01/2025 | 01/25/2024 | 1 | M | WCH | WCH | Dual Chamber Pacemaker | 12-912 | Pacemakers, Cardiac, External, Invasive Electrode, Transvenous | 398065 | Medtronic Inc Cardiac Rhythm M | 5392 | DJH050135P |  |  | 102-30695 | WCH-Interventional Services | 40 | LS | High Risk
WCH5085 | P53PAC | 5392 Pacemaker, Cardiac, External | Laurence Rawski | LARAW | EMPLOYEE | 1 | 1 | 02/01/2025 | 01/25/2024 | 1 | M | WCH | WCH | Dual Chamber Pacemaker | 12-912 | Pacemakers, Cardiac, External, Invasive Electrode, Transvenous | 398065 | Medtronic Inc Cardiac Rhythm M | 5392 | DJH050134P |  |  | 102-30695 | WCH-Interventional Services | 40 | LS | High Risk
WCH5086 | PFICH | Filter Change | Rafael Baxcajay | RABAX | EMPLOYEE | 1 | 0.6 | 02/01/2025 | 02/26/2024 | 2 | M | WCH | WCH | Clean Probe Storage | 15-698 | Cabinets, Biological Safety | 358361 | Airclean Systems | ACTE03 | ACTE03-2296 |  |  | 102-21221 | WCH-Endoscopy | 27 | IU | Active
WCH5086 | P10123 | -Pm Device Using Mfg Procedure | Rafael Baxcajay | RABAX | EMPLOYEE | 1 | 0.5 | 04/01/2025 | 04/01/2024 | 2 | M | WCH | WCH | Clean Probe Storage | 15-698 | Cabinets, Biological Safety | 358361 | Airclean Systems | ACTE03 | ACTE03-2296 |  |  | 102-21221 | WCH-Endoscopy | 27 | IU | Active
WCH5090 | PSAFIN | Safety Inspection | Thomas Odaris | 85190 | EMPLOYEE | 1 | 0.25 | 01/01/2025 |  | 2 | M | WCH | WCH | XDclear Convex Array Probe | 14-121 | Transducers, Ultrasonic | 439946 | GE Healthcare USA | C1-6-D | 439010YP0 |  |  | 102-33900 | WCH-Ultrasound | 16 | IU | Active
WCH5091 | PSAFIN | Safety Inspection | Thomas Odaris | 85190 | EMPLOYEE | 1 | 0.25 | 01/01/2025 |  | 2 | M | WCH | WCH | XDclear Linear Array Probe | 14-121 | Transducers, Ultrasonic | 439946 | GE Healthcare USA | L2-9-D | 214044PD0 |  |  | 102-33900 | WCH-Ultrasound | 16 | IU | Active
WCH5092 | PSAFIN | Safety Inspection | Thomas Odaris | 85190 | EMPLOYEE | 1 | 0.25 | 01/01/2025 |  | 2 | M | WCH | WCH | Linear Array Probe | 14-121 | Transducers, Ultrasonic | 439946 | GE Healthcare USA | L6-24-D | BT-226193 |  |  | 102-33900 | WCH-Ultrasound | 16 | IU | Active
WCH5093 | PSAFIN | Safety Inspection | Thomas Odaris | 85190 | EMPLOYEE | 1 | 0.25 | 01/01/2025 |  | 2 | M | WCH | WCH | Microconvex Array Probe | 14-121END | Transducers, Ultrasonic, Endocavity | 439946 | GE Healthcare USA | IC5-9-D | 1169625WX9 |  |  | 102-33900 | WCH-Ultrasound | 16 | IU | Active
WCH5094 | PSAFIN | Safety Inspection | Thomas Odaris | 85190 | EMPLOYEE | 1 | 0.25 | 01/01/2025 |  | 2 | M | WCH | WCH | Matrix Linear Array Probe | 14-121 | Transducers, Ultrasonic | 439946 | GE Healthcare USA | ML6-15-D | 303741WP3 |  |  | 102-33900 | WCH-Ultrasound | 16 | IU | Active
WCH5095 | PSAFIN | Safety Inspection | Thomas Odaris | 85190 | EMPLOYEE | 1 | 0.25 | 01/01/2025 |  | 2 | M | WCH | WCH | Matrix Linear Array Probe | 14-121 | Transducers, Ultrasonic | 439946 | GE Healthcare USA | ML6-15-D | 303699WP3 |  |  | 102-33900 | WCH-Ultrasound | 16 | IU | Active
WCH5096 | PSAFIN | Safety Inspection | Thomas Odaris | 85190 | EMPLOYEE | 1 | 0.25 | 01/01/2025 |  | 2 | M | WCH | WCH | XDclear Linear Array Probe | 14-121 | Transducers, Ultrasonic | 439946 | GE Healthcare USA | L2-9-D | 211735PD6 |  |  | 102-33900 | WCH-Ultrasound | 16 | IU | Active
WCH5097 | PSAFIN | Safety Inspection | Thomas Odaris | 85190 | EMPLOYEE | 1 | 0.25 | 01/01/2025 |  | 2 | M | WCH | WCH | XDclear Convex Array Probe | 14-121 | Transducers, Ultrasonic | 439946 | GE Healthcare USA | C1-6-D | 439170YP2 |  |  | 102-33900 | WCH-Ultrasound | 16 | IU | Active
WCH5098 | PSAFIN | Safety Inspection | Thomas Odaris | 85190 | EMPLOYEE | 1 | 0.25 | 01/01/2025 |  | 2 | M | WCH | WCH | Microconvex Array Probe | 14-121END | Transducers, Ultrasonic, Endocavity | 439946 | GE Healthcare USA | IC5-9-D | 1160578WX9 |  |  | 102-33900 | WCH-Ultrasound | 16 | IU | Active
WCH5099 | PSAFIN | Safety Inspection | Thomas Odaris | 85190 | EMPLOYEE | 1 | 0.25 | 01/01/2025 |  | 2 | M | WCH | WCH | Linear Array Probe | 14-121 | Transducers, Ultrasonic | 439946 | GE Healthcare USA | L6-24-D | 5833059 |  |  | 102-33900 | WCH-Ultrasound | 16 | IU | Active
WCH5118 | P-VPM | -Vendor PM | Laurence Rawski | LARAW | EMPLOYEE | 1 | 0.5 | 11/01/2024 | 10/19/2023 | 2 | M | WCH | WCH | Phototachometer | CC-040 | Test Equipment | M10066 | Monarch Instruments | PLT200 | C1953307 |  |  | 102-88570 | WCH-Clinical Engineering | 13 | IU | Active
WCH5119 | P132 | Monitor, Oxygen. | Laurence Rawski | LARAW | EMPLOYEE | 1 | 0.75 | 11/01/2024 | 10/24/2023 | 2 | M | WCH | WCH | Hand Held Oxygen Analyzer | 20-366 | Monitors, Physiologic, Respiration, Respiratory Gas, Inspired Oxygen, Bedside/Intraoperative | 362036 | Maxtec Inc | R217P62 | HJ63499020 |  |  | 102-88570 | WCH-Clinical Engineering | 15 | IU | Active
WCH5120 | P-VPM | -Vendor PM | Laurence Rawski | LARAW | EMPLOYEE | 1 | 0.5 | 11/01/2024 | 10/19/2023 | 2 | M | WCH | WCH | Phototachometer | CC-040 | Test Equipment | M10066 | Monarch Instruments | PLT200 | C1953305 |  |  | 102-88570 | WCH-Clinical Engineering | 13 | IU | Active
WCH5121 | P-VPM | -Vendor PM | Laurence Rawski | LARAW | EMPLOYEE | 1 | 0.5 | 11/01/2024 | 11/02/2023 | 2 | M | WCH | WCH | Incubator/Infant warmer tester | CC-040 | Test Equipment | 178848 | Fluke Biomedical | INCU II | 59120037 |  |  | 102-88570 | WCH-Clinical Engineering | 13 | IU | Active
WCH5122 | P10123 | -Pm Device Using Mfg Procedure | Tim McElrath | 11619 | EMPLOYEE | 1 | 0.8 | 03/01/2025 | 04/04/2024 | 2 | M | WCH | WCH | Gram Slide Stainer | 16-961 | Slide Stainers, Microbiology | 108995 | bioMerieux Inc | 414292 | 414292223399 |  |  | 102-31000 | WCH-Laboratory Services | 12 | IU | Active
WCH5123 | P-VPM | -Vendor PM | Tim McElrath | 11619 | EMPLOYEE | 6 | 0.5 | 08/01/2024 | 02/08/2024 | 2 | M | WCH | WCH | LED Lab Microscope w-Camera | 15-156 | Microscopes, Light, Laboratory | 107896 | Olympus Scientific Solutions A | BX43F | 1H48453 |  |  | 102-31000 | WCH-Laboratory Services | 12 | IU | Active
WCH5124 | P37 | Centrifuge, Table Top | Tim McElrath | 11619 | EMPLOYEE | 6 | 0.7 | 09/01/2024 | 03/18/2024 | 2 | M | WCH | WCH | Centrifuge | 10-780 | Centrifuges, Tabletop | 340083 | Beckman Coulter Inc | M510 | 2210M51008442 |  |  | 102-31000 | WCH-Laboratory Services | 12 | IU | Active
WCH5125 | P37 | Centrifuge, Table Top | Tim McElrath | 11619 | EMPLOYEE | 3 | 0.7 | 06/01/2024 | 03/12/2024 | 1 | M | WCH | WCH | CYTOCENTRIFUGE | 16-765 | Centrifuges, Tabletop, Low-Speed, Nonrefrigerated, Cytologic | 568447 | Epredia | A78300003 | CY322822209EP |  |  | 102-31000 | WCH-Laboratory Services | 13 | IU | Active
WCH5126 | P37 | Centrifuge, Table Top | Tim McElrath | 11619 | EMPLOYEE | 6 | 0.7 | 09/01/2024 | 03/12/2024 | 2 | M | WCH | WCH | Centrifuge,Tabletop, Microsamp | 10-780 | Centrifuges, Tabletop | 340083 | Beckman Coulter Inc | M501-22 | 2210M50120812 |  |  | 102-31000 | WCH-Laboratory Services | 12 | IU | Active
WCH5127 | P-VPM | -Vendor PM | Tim McElrath | 11619 | EMPLOYEE | 6 | 0.5 | 08/01/2024 | 02/08/2024 | 2 | M | WCH | WCH | LED Lab Microscope w-Camera | 15-156 | Microscopes, Light, Laboratory | 107896 | Olympus Scientific Solutions A | BX43F | 1H48414 |  |  | 102-31000 | WCH-Laboratory Services | 12 | IU | Active
WCH5128 | P-VPM | -Vendor PM | Tim McElrath | 11619 | EMPLOYEE | 1 | 0.5 | 01/01/2025 |  | 2 | M | WCH | WCH | Coagulation Analyzer | 15-098 | Analyzers, Laboratory, Hematology, Coagulation, Automated | 590066 | Werfen United States | 2800-65 | 22113747 |  |  | 102-31000 | WCH-Laboratory Services | 15 | IU | Active
WCH5129 | P-VPM | -Vendor PM | Tim McElrath | 11619 | EMPLOYEE | 1 | 0.5 | 01/01/2025 |  | 2 | M | WCH | WCH | Coagulation Analyzer | 15-098 | Analyzers, Laboratory, Hematology, Coagulation, Automated | 590066 | Werfen United States | 2800-65 | 22113746 |  |  | 102-31000 | WCH-Laboratory Services | 15 | IU | Active
WCH5130 | P2YEB1 | 2 Year Battery Replacement | Tim McElrath | 11619 | EMPLOYEE | 2 | 0 | 03/01/2025 |  | 2 | M | WCH | WCH | Uninterruptible Power Supply | 16-936 | Power Systems, Uninterruptible | 170637 | POWERVAR Inc | ABCE1442-11 | 5014498R-2230032 |  |  | 102-31000 | WCH-Laboratory Services | 12 | IU | Active
WCH5130 | P221 | Uninterruptible Power Systems | Tim McElrath | 11619 | EMPLOYEE | 1 | 0.75 | 03/01/2025 | 03/26/2024 | 2 | M | WCH | WCH | Uninterruptible Power Supply | 16-936 | Power Systems, Uninterruptible | 170637 | POWERVAR Inc | ABCE1442-11 | 5014498R-2230032 |  |  | 102-31000 | WCH-Laboratory Services | 12 | IU | Active
WCH5131 | P221 | Uninterruptible Power Systems | Tim McElrath | 11619 | EMPLOYEE | 1 | 0.75 | 03/01/2025 | 03/26/2024 | 2 | M | WCH | WCH | Uninterruptible Power Supply | 16-936 | Power Systems, Uninterruptible | 170637 | POWERVAR Inc | ABCE1442-11 | 5014498R-2230012 |  |  | 102-31000 | WCH-Laboratory Services | 12 | IU | Active
WCH5131 | P2YEB1 | 2 Year Battery Replacement | Tim McElrath | 11619 | EMPLOYEE | 2 | 0 | 03/01/2025 |  | 2 | M | WCH | WCH | Uninterruptible Power Supply | 16-936 | Power Systems, Uninterruptible | 170637 | POWERVAR Inc | ABCE1442-11 | 5014498R-2230012 |  |  | 102-31000 | WCH-Laboratory Services | 12 | IU | Active
WCH5133 | P221 | Uninterruptible Power Systems | Tim McElrath | 11619 | EMPLOYEE | 1 | 0.75 | 03/01/2025 | 03/26/2024 | 2 | M | WCH | WCH | Uninterruptible Power Supply | 16-936 | Power Systems, Uninterruptible | 170637 | POWERVAR Inc | ABCDEF4002-22 | 420408R-2240027 |  |  | 102-31000 | WCH-Laboratory Services | 12 | IU | Active
WCH5133 | P2YEB1 | 2 Year Battery Replacement | Tim McElrath | 11619 | EMPLOYEE | 2 | 0 | 03/01/2025 |  | 2 | M | WCH | WCH | Uninterruptible Power Supply | 16-936 | Power Systems, Uninterruptible | 170637 | POWERVAR Inc | ABCDEF4002-22 | 420408R-2240027 |  |  | 102-31000 | WCH-Laboratory Services | 12 | IU | Active
WCH5134 | P2YEB1 | 2 Year Battery Replacement | Tim McElrath | 11619 | EMPLOYEE | 2 | 0 | 03/01/2025 |  | 2 | M | WCH | WCH | Uninterruptible Power Supply | 16-936 | Power Systems, Uninterruptible | 170637 | POWERVAR Inc | ABCDEF4002-22 | 420408R-2240019 |  |  | 102-31000 | WCH-Laboratory Services | 12 | IU | Active
WCH5134 | P221 | Uninterruptible Power Systems | Tim McElrath | 11619 | EMPLOYEE | 1 | 0.75 | 03/01/2025 | 03/26/2024 | 2 | M | WCH | WCH | Uninterruptible Power Supply | 16-936 | Power Systems, Uninterruptible | 170637 | POWERVAR Inc | ABCDEF4002-22 | 420408R-2240019 |  |  | 102-31000 | WCH-Laboratory Services | 12 | IU | Active
WCH5135 | P-SAGP | -Service Agreement PM | Tim McElrath | 11619 | EMPLOYEE | 1 | 0.5 | 12/01/2024 | 12/15/2023 | 2 | M | WCH | WCH | Discrete Clinical Chem Analyze | 16-299 | Analyzers, Laboratory, Clinical Chemistry, Automated, Discrete | 103243 | Abbott Laboratories Diagnostic | 03R67-01 | AC05034 |  |  | 102-31000 | WCH-Laboratory Services | 14 | IU | Active
WCH5137 | P-SAGP | -Service Agreement PM | Tim McElrath | 11619 | EMPLOYEE | 1 | 0.5 | 12/01/2024 | 12/15/2023 | 2 | M | WCH | WCH | Immunoassay Lab Analyzer | 17-916 | Analyzers, Laboratory, Immunoassay, Chemiluminescent | 103243 | Abbott Laboratories Diagnostic | 03R65-01 | AI24350 |  |  | 102-31000 | WCH-Laboratory Services | 14 | IU | Active
WCH5138 | P-SAGP | -Service Agreement PM | Tim McElrath | 11619 | EMPLOYEE | 1 | 0.5 | 12/01/2024 | 12/15/2023 | 2 | M | WCH | WCH | Discrete Clinical Chem Analyze | 16-299 | Analyzers, Laboratory, Clinical Chemistry, Automated, Discrete | 103243 | Abbott Laboratories Diagnostic | 03R67-01 | AC05035 |  |  | 102-31000 | WCH-Laboratory Services | 14 | IU | Active
WCH5140 | P-SAGP | -Service Agreement PM | Tim McElrath | 11619 | EMPLOYEE | 1 | 0.5 | 12/01/2024 | 12/15/2023 | 2 | M | WCH | WCH | Immunoassay Lab Analyzer | 17-916 | Analyzers, Laboratory, Immunoassay, Chemiluminescent | 103243 | Abbott Laboratories Diagnostic | 03R65-01 | AI24356 |  |  | 102-31000 | WCH-Laboratory Services | 14 | IU | Active
WCH5141 | P37 | Centrifuge, Table Top | Tim McElrath | 11619 | EMPLOYEE | 6 | 0.7 | 09/01/2024 | 03/26/2024 | 2 | M | WCH | WCH | Centrifuge | 10-780 | Centrifuges, Tabletop | 340083 | Beckman Coulter Inc | M510 | 2210M51008441 |  |  | 102-31000 | WCH-Laboratory Services | 12 | IU | Active
WCH5142 | P37 | Centrifuge, Table Top | Tim McElrath | 11619 | EMPLOYEE | 6 | 0.7 | 09/01/2024 | 03/12/2024 | 2 | M | WCH | WCH | Centrifuge,Tabletop, Microsamp | 10-780 | Centrifuges, Tabletop | 340083 | Beckman Coulter Inc | M501-22 | 2210M50120811 |  |  | 102-31000 | WCH-Laboratory Services | 12 | IU | Active
WCH5148 | P-VPM | -Vendor PM | Laurence Rawski | LARAW | EMPLOYEE | 1 | 0.5 | 11/01/2024 | 11/02/2023 | 2 | M | WCH | WCH | Gas Flow Analyzer | CC-040 | Test Equipment | 178848 | Fluke Biomedical | VT900A | 6040735 |  |  | 102-88570 | WCH-Clinical Engineering | 13 | IU | Active
WCH5149 | P-VPM | -Vendor PM | Laurence Rawski | LARAW | EMPLOYEE | 6 | 1 | 11/01/2024 | 04/22/2024 | 2 | M | WCH | WCH | Interventional Vascular Surger | 16-597 | Radiographic/Fluoroscopic Systems, Angiographic/Interventional | 453551 | Philips Healthcare | 722012 | 1147 |  |  | 102-30695 | WCH-Interventional Services | 32 | IU | Active
WCH5150 | P--ORS | --- OR Safety Inspection --- | Rafael Baxcajay | RABAX | EMPLOYEE | 6 | 0.25 | 07/01/2024 | 08/01/2023 | 2 | M | WCH | WCH | Argon Plasma Coag Module | 17-738 | Gas Delivery Units, Argon-Enhanced Coagulation | 108422 | ERBE USA Inc | APC3 | 11528144 |  |  | 102-21221 | WCH-Endoscopy | 26 | IU | Active
WCH5150 | P10123 | -Pm Device Using Mfg Procedure | Rafael Baxcajay | RABAX | EMPLOYEE | 1 | 0.5 | 01/01/2025 | 01/25/2024 | 2 | M | WCH | WCH | Argon Plasma Coag Module | 17-738 | Gas Delivery Units, Argon-Enhanced Coagulation | 108422 | ERBE USA Inc | APC3 | 11528144 |  |  | 102-21221 | WCH-Endoscopy | 26 | IU | Active
WCH5151 | P--ORS | --- OR Safety Inspection --- | Rafael Baxcajay | RABAX | EMPLOYEE | 6 | 0.25 | 07/01/2024 | 08/01/2023 | 2 | M | WCH | WCH | Argon Plasma Coag Module | 17-738 | Gas Delivery Units, Argon-Enhanced Coagulation | 108422 | ERBE USA Inc | APC3 | 11528147 |  |  | 102-21221 | WCH-Endoscopy | 26 | IU | Active
WCH5151 | P10123 | -Pm Device Using Mfg Procedure | Rafael Baxcajay | RABAX | EMPLOYEE | 1 | 0.5 | 01/01/2025 | 01/30/2024 | 2 | M | WCH | WCH | Argon Plasma Coag Module | 17-738 | Gas Delivery Units, Argon-Enhanced Coagulation | 108422 | ERBE USA Inc | APC3 | 11528147 |  |  | 102-21221 | WCH-Endoscopy | 26 | IU | Active
WCH5152 | P-VPM | -Vendor PM | Tim McElrath | 11619 | EMPLOYEE | 6 | 0.5 | 08/01/2024 | 02/08/2024 | 2 | M | WCH | WCH | LED Lab Microscope w-Camera | 15-156 | Microscopes, Light, Laboratory | 107896 | Olympus Scientific Solutions A | BX46F | 2K52036 |  |  | 102-31000 | WCH-Laboratory Services | 12 | IU | Active
WCH5153 | P-VPM | -Vendor PM | Tim McElrath | 11619 | EMPLOYEE | 6 | 0.5 | 08/01/2024 | 02/08/2024 | 2 | M | WCH | WCH | LED Lab Microscope w-Camera | 15-156 | Microscopes, Light, Laboratory | 107896 | Olympus Scientific Solutions A | BX43F | 1H48415 |  |  | 102-31000 | WCH-Laboratory Services | 12 | IU | Active
WCH5154 | P-VPM | -Vendor PM | Tim McElrath | 11619 | EMPLOYEE | 6 | 0.5 | 08/01/2024 | 02/08/2024 | 2 | M | WCH | WCH | LED Lab Microscope w-Camera | 15-156 | Microscopes, Light, Laboratory | 107896 | Olympus Scientific Solutions A | BX46F | 2K52850 |  |  | 102-31000 | WCH-Laboratory Services | 12 | IU | Active
WCH5155 | P183 | Slit Lamps. | Holly Robinson | HOLROB | EMPLOYEE | 1 | 0.9 | 01/01/2025 | 01/03/2024 | 2 | M | WCH | WCH | Portable Slit Lamp REV B | 12-281 | Slit Lamps | 162917 | Reichert Ophthalmic Instrument | 15090 | 01848-0721 |  |  | 102-23100 | WCH-Emergency Service | 16 | IU | Active
WCH5159 | P91 | Injector, Angiographic -Cardiac Catheterization- | Emanuel Colon | 90769 | EMPLOYEE | 1 | 0.9 | 02/01/2025 | 02/22/2024 | 2 | M | WCH | WCH | MRI Contrast Media Injector | 18-158 | Injectors, Contrast Media, Magnetic Resonance Imaging | 105381 | Medrad Inc Unit of Bayer Medic | MRXperion | 311721 |  |  | 102-33700 | WCH-MRI | 18 | IU | Active
WCH5160 | P-VPM | -Vendor PM | Laurence Rawski | LARAW | EMPLOYEE | 1 | 0.5 | 11/01/2024 | 10/20/2023 | 2 | M | WCH | WCH | External Pacemaker Analyzer | CC-040 | Test Equipment | 178848 | Fluke Biomedical | SigmaPace | 5977052 |  |  | 102-88570 | WCH-Clinical Engineering | 13 | IU | Active
WCH5161 | P91 | Injector, Angiographic -Cardiac Catheterization- | Emanuel Colon | 90769 | EMPLOYEE | 1 | 1 | 01/01/2025 | 02/22/2024 | 2 | M | WCH | WCH | Contrast Media Injector | 15-284 | Injectors, Contrast Media, Angiography | 105381 | Medrad Inc Unit of Bayer Medic | MARK 7 | 312571 |  |  | 102-30695 | WCH-Interventional Services | 31 | IU | Active
WCH5182 | PMOPHM | Monitors, Physiologic, Multipurpose | Holly Robinson | HOLROB | EMPLOYEE | 1 | 0.5 | 01/01/2025 |  | 2 | M | WCH | WCH | Bedside Physiologic Monitor | 20-171 | Monitors, Physiologic, Multipurpose, Bedside, Modular | 440964 | GE Healthcare Technologies | B450 V3 | SNT22342193SA |  |  | 102-23100 | WCH-Emergency Service | 16 | IU | Active
WCH5185 | P10123 | -Pm Device Using Mfg Procedure | Laurence Rawski | LARAW | EMPLOYEE | 1 | 1 | 11/01/2024 | 12/12/2023 | 2 | M | WCH | WCH | Radiofrequency Generator | 20-867 | Radiofrequency Generators | 462943 | Medtronic Advanced Energy | 40-405-1 | MTC2302007 |  |  | 102-21100 | WCH-Surgery | 26 | IU | Active
WCH5185 | P--ORS | --- OR Safety Inspection --- | Laurence Rawski | LARAW | EMPLOYEE | 6 | 0.25 | 11/01/2024 | 05/09/2024 | 2 | M | WCH | WCH | Radiofrequency Generator | 20-867 | Radiofrequency Generators | 462943 | Medtronic Advanced Energy | 40-405-1 | MTC2302007 |  |  | 102-21100 | WCH-Surgery | 26 | IU | Active
WCH5191 | P134 | Monitor, Physiological. | Laurence Rawski | LARAW | EMPLOYEE | 1 | 0.75 | 11/01/2024 | 10/27/2023 | 2 | M | WCH | WCH | XPER Physio Monitor w ETCO2 | 20-170 | Monitors, Physiologic, Multipurpose, Bedside | 453551 | Philips Healthcare | IntelliVue X3 | DE752R6001 |  |  | 102-88570 | WCH-Clinical Engineering | 15 | IU | Active
WCH5192 | P10123 | -Pm Device Using Mfg Procedure | Laurence Rawski | LARAW | EMPLOYEE | 1 | 0.5 | 11/01/2024 | 01/29/2024 | 2 | M | WCH | WCH | Capnograph Extension Module | 20-776 | Physiologic Monitor Modules, Exhaled Carbon Dioxide | 453551 | Philips Healthcare | 867040 | DE742B393 |  |  | 102-88570 | WCH-Clinical Engineering | 15 | IU | Active
WCH5196 | P-VPM | -Vendor PM | Tim McElrath | 11619 | EMPLOYEE | 6 | 0.5 | 08/01/2024 | 02/08/2024 | 2 | M | WCH | WCH | LED Lab Microscope w-Camera | 15-156 | Microscopes, Light, Laboratory | 107896 | Olympus Scientific Solutions A | BX43F | 2F49335 |  |  | 102-31000 | WCH-Laboratory Services | 12 | IU | Active
WCH5199 | P37 | Centrifuge, Table Top | Tim McElrath | 11619 | EMPLOYEE | 6 | 0.7 | 09/01/2024 | 03/26/2024 | 2 | M | WCH | WCH | Tabletop Centrifuge | 10-780 | Centrifuges, Tabletop | 108882 | Eppendorf North America Inc | 5702 | 5702LJ957065 |  |  | 102-31000 | WCH-Laboratory Services | 12 | IU | Active
WCH5201 | P221 | Uninterruptible Power Systems | Tim McElrath | 11619 | EMPLOYEE | 1 | 0.75 | 03/01/2025 | 03/26/2024 | 2 | M | WCH | WCH | UPS | 16-936 | Power Systems, Uninterruptible | 108649 | APC-American Power Conversion | SMT1000RM2U | 3S1716X01223 |  |  | 102-31000 | WCH-Laboratory Services | 12 | IU | Active
WCH5201 | P2YEB1 | 2 Year Battery Replacement | Tim McElrath | 11619 | EMPLOYEE | 2 | 0 | 03/01/2025 |  | 2 | M | WCH | WCH | UPS | 16-936 | Power Systems, Uninterruptible | 108649 | APC-American Power Conversion | SMT1000RM2U | 3S1716X01223 |  |  | 102-31000 | WCH-Laboratory Services | 12 | IU | Active
WCH5205 | P7 | Analyzer, Oxyhemoglobin Concentration, Blood Phase | Tim McElrath | 11619 | EMPLOYEE | 1 | 1 | 12/01/2024 | 04/04/2024 | 2 | M | WCH | WCH | Nucleic Acid Analyzer | 20-811 | Nucleic Acid Processors, Replication, Thermal Cycle | 451038 | Cepheid | GeneXpert DX System | 805716 |  |  | 102-31000 | WCH-Laboratory Services | 14 | IU | Active
WCH5220 | P10123 | -Pm Device Using Mfg Procedure | Thomas Odaris | 85190 | EMPLOYEE | 1 | 1 | 01/01/2025 | 10/18/2023 | 2 | M | WCH | WCH | US Probe High Lvl Desinfector | 31-266 | Disinfectors, Vapor Germicide, Ultrasonic Transducer Probe | 523789 | Nanosonics Inc | N05000-1 | 584743-006 |  |  | 102-33900 | WCH-Ultrasound | 16 | IU | Active
WCH5226 | P10123 | -Pm Device Using Mfg Procedure | Tim McElrath | 11619 | EMPLOYEE | 1 | 0.5 | 10/01/2024 | 11/02/2023 | 2 | M | WCH | WCH | Immunoassay Analyzer | 16-217 | Analyzers, Laboratory, Immunoassay, Photometric, Enzyme (EIA) | 340083 | Beckman Coulter Inc | DxH 900 | BG02004 |  |  | 102-31000 | WCH-Laboratory Services | 14 | IU | Active
WCH5227 | P10123 | -Pm Device Using Mfg Procedure | Tim McElrath | 11619 | EMPLOYEE | 1 | 0.5 | 10/01/2024 | 03/25/2024 | 2 | M | WCH | WCH | Immunoassay Analyzer | 16-217 | Analyzers, Laboratory, Immunoassay, Photometric, Enzyme (EIA) | 340083 | Beckman Coulter Inc | DxH 900 | BG02012 |  |  | 102-31000 | WCH-Laboratory Services | 14 | IU | Active
WCH5228 | P221 | Uninterruptible Power Systems | Tim McElrath | 11619 | EMPLOYEE | 1 | 0.75 | 03/01/2025 | 03/26/2024 | 2 | M | WCH | WCH | Uninterruptible Power Systems | 16-936 | Power Systems, Uninterruptible | 170637 | POWERVAR Inc | C30789 | 5814477R-2310030 |  |  | 102-31000 | WCH-Laboratory Services | 12 | IU | Active
WCH5228 | P2YEB1 | 2 Year Battery Replacement | Tim McElrath | 11619 | EMPLOYEE | 2 | 0 | 03/01/2025 |  | 2 | M | WCH | WCH | Uninterruptible Power Systems | 16-936 | Power Systems, Uninterruptible | 170637 | POWERVAR Inc | C30789 | 5814477R-2310030 |  |  | 102-31000 | WCH-Laboratory Services | 12 | IU | Active
WCH5229 | P2YEB1 | 2 Year Battery Replacement | Tim McElrath | 11619 | EMPLOYEE | 2 | 0 | 03/01/2025 |  | 2 | M | WCH | WCH | Uninterruptible Power Systems | 16-936 | Power Systems, Uninterruptible | 170637 | POWERVAR Inc | C30789 | 5814477R-2240044 |  |  | 102-31000 | WCH-Laboratory Services | 12 | IU | Active
WCH5229 | P221 | Uninterruptible Power Systems | Tim McElrath | 11619 | EMPLOYEE | 1 | 0.75 | 03/01/2025 | 03/26/2024 | 2 | M | WCH | WCH | Uninterruptible Power Systems | 16-936 | Power Systems, Uninterruptible | 170637 | POWERVAR Inc | C30789 | 5814477R-2240044 |  |  | 102-31000 | WCH-Laboratory Services | 12 | IU | Active
WCH5230 | P10123 | -Pm Device Using Mfg Procedure | Tim McElrath | 11619 | EMPLOYEE | 6 | 0.5 | 06/01/2024 | 12/15/2023 | 2 | M | WCH | WCH | Automated Urine Analyzer | 16-378 | Analyzers, Laboratory, Urine, Automated | 340083 | Beckman Coulter Inc | 700-7177-001 | CV04309 |  |  | 102-31000 | WCH-Laboratory Services | 14 | IU | Active
WCH5231 | P10123 | -Pm Device Using Mfg Procedure | Tim McElrath | 11619 | EMPLOYEE | 6 | 0.5 | 09/01/2024 | 05/01/2024 | 2 | M | WCH | WCH | Urine Microscopy Analyzer | 16-378 | Analyzers, Laboratory, Urine, Automated | 340083 | Beckman Coulter Inc | IQ200 | C9499 |  |  | 102-31000 | WCH-Laboratory Services | 14 | IU | Active
WCH5233 | P-VPM | -Vendor PM | Tim McElrath | 11619 | EMPLOYEE | 1 | 0.5 | 12/01/2024 | 12/07/2023 | 2 | M | WCH | WCH | Automated Blood Culture Analyz | 15-973 | Analyzers, Laboratory, Microbiology, Blood Culture, Automated | 108995 | bioMerieux Inc | Virtuo A | VRTA-02102 |  |  | 102-31000 | WCH-Laboratory Services | 14 | IU | Active
WCH5234 | P221 | Uninterruptible Power Systems | Tim McElrath | 11619 | EMPLOYEE | 1 | 0.75 | 03/01/2025 | 04/01/2024 | 2 | M | WCH | WCH | UPS 2KVA | 16-936 | Power Systems, Uninterruptible | 108649 | APC-American Power Conversion | SMX2000RMLV2U | AS2213153561 |  |  | 102-31000 | WCH-Laboratory Services | 12 | IU | Active
WCH5234 | P2YEB1 | 2 Year Battery Replacement | Tim McElrath | 11619 | EMPLOYEE | 2 | 0 | 03/01/2025 |  | 2 | M | WCH | WCH | UPS 2KVA | 16-936 | Power Systems, Uninterruptible | 108649 | APC-American Power Conversion | SMX2000RMLV2U | AS2213153561 |  |  | 102-31000 | WCH-Laboratory Services | 12 | IU | Active
WCH5235 | P-VPM | -Vendor PM | Emanuel Colon | 90769 | EMPLOYEE | 1 | 0.5 | 01/01/2025 | 02/16/2024 | 2 | M | WCH | WCH | CT Contrast Injector | 17-969 | Injectors, Contrast Media, Computed Tomography | 439946 | GE Healthcare USA | XD8000 | CTM2224794 |  |  | 102-33100 | WCH-CT SCAN | 18 | IU | Active
WCH5236 | P-VPM | -Vendor PM | Emanuel Colon | 90769 | EMPLOYEE | 1 | 0.5 | 01/01/2025 | 02/16/2024 | 2 | M | WCH | WCH | CT Contrast Injector | 17-969 | Injectors, Contrast Media, Computed Tomography | 439946 | GE Healthcare USA | XD8000 | CTM2224795 |  |  | 102-33100 | WCH-CT SCAN | 18 | IU | Active
WCH5237 | P-VPM | -Vendor PM | Laurence Rawski | LARAW | EMPLOYEE | 1 | 0.5 | 11/01/2024 | 10/20/2023 | 2 | M | WCH | WCH | Thermometer | CC-040 | Test Equipment | 178848 | Fluke Biomedical | 51 | 5955195MV |  |  | 102-88570 | WCH-Clinical Engineering | 13 | IU | Active
WCH5238 | P-VPM | -Vendor PM | Laurence Rawski | LARAW | EMPLOYEE | 1 | 0.5 | 11/01/2024 | 10/20/2023 | 2 | M | WCH | WCH | Thermometer | CC-040 | Test Equipment | 178848 | Fluke Biomedical | 51 | 58070177MV |  |  | 102-88570 | WCH-Clinical Engineering | 13 | IU | Active
WCH5242 | P179 | Scale, Patient. | Holly Robinson | HOLROB | EMPLOYEE | 1 | 0.5 | 01/01/2025 | 12/19/2023 | 2 | M | WCH | WCH | Bariatric Digital FLR Scale | 18-458 | Scales, Patient, Platform, Electronic | 101735 | SR Instruments Inc | SR585i | WO-83310-001 |  |  | 102-23100 | WCH-Emergency Service | 12 | IU | Active
WCH5244 | P179 | Scale, Patient. | Laurence Rawski | LARAW | EMPLOYEE | 1 | 0.5 | 11/01/2024 | 10/24/2023 | 2 | M | WCH | WCH | Digital Receiving Scale | 13-455 | Scales | 101206 | Detecto Scale Co Div Cardinal | DR 400 | NSNWCH5244 |  |  | 102-88570 | WCH-Clinical Engineering | 11 | IU | Active
WCH5245 | P134 | Monitor, Physiological. | Laurence Rawski | LARAW | EMPLOYEE | 1 | 1 | 04/01/2025 | 04/01/2024 | 2 | M | WCH | WCH | Stress Exercise System | 17-723 | Monitoring Systems, Physiologic, Stress Exercise, Cardiac | 440964 | GE Healthcare Technologies | CASE V6.7 | STE22190022SA |  |  | 102-36000 | WCH-Nuclear Medicine | 15 | IU | Active
WCH5246 | P220 | Treadmill, Powered. | Laurence Rawski | LARAW | EMPLOYEE | 1 | 1.2 | 04/01/2025 | 04/01/2024 | 2 | M | WCH | WCH | Treadmill | 23-827 | Stress Test System, Treadmill | 440964 | GE Healthcare Technologies | T2100-ST2 | GEDC-7049 |  |  | 102-36000 | WCH-Nuclear Medicine | 18 | IU | Active
WCH5247 | PMOPHV | Monitors, Physiologic, Vital Signs | Laurence Rawski | LARAW | EMPLOYEE | 1 | 0.6 | 04/01/2025 | 04/02/2024 | 2 | M | WCH | WCH | Treadmill Vital Signs Monitor | 25-209 | Monitors, Physiologic, Vital Signs | 106877 | SunTech Medical Inc | TANGO M2 | M00114890 |  |  | 102-36000 | WCH-Nuclear Medicine | 15 | IU | Active
WCH5251 | P-VPM | -Vendor PM | Laurence Rawski | LARAW | EMPLOYEE | 1 | 0.5 | 11/01/2024 | 11/02/2023 | 2 | M | WCH | WCH | Endoscope Light Tester | CC-040 | Test Equipment | L10014 | Lighthouse Imaging Corp | 8900136 | 012816 |  |  | 102-88570 | WCH-Clinical Engineering | 13 | IU | Active
WCH5252 | PPOAIA | Portable Airway Aspirator with 3 YEAR BATTERY Replacement | Holly Robinson | HOLROB | EMPLOYEE | 3 | 1 | 09/01/2028 |  | 2 | M | WCH | WCH | Portable Suction | 27-657 | Aspirators, Airway | 105171 | Allied Healthcare Products Inc | G180 | NSNWCH5252 |  |  | 102-85160 | WCH-Sterile Processing | 12 | IU | Active
WCH5252 | P10 | Portable Airway Aspirator | Holly Robinson | HOLROB | EMPLOYEE | 1 | 0.5 | 09/01/2024 | 09/11/2023 | 2 | M | WCH | WCH | Portable Suction | 27-657 | Aspirators, Airway | 105171 | Allied Healthcare Products Inc | G180 | NSNWCH5252 |  |  | 102-85160 | WCH-Sterile Processing | 12 | IU | Active
WCH5253 | P2YEB1 | 2 Year Battery Replacement | Tim McElrath | 11619 | EMPLOYEE | 2 | 0 | 03/01/2025 |  | 2 | M | WCH | WCH | 3000VA UPS | 16-936 | Power Systems, Uninterruptible | 450901 | Eaton Corp | PW9130L1500TL-XL | PM092A3499 |  |  | 102-31000 | WCH-Laboratory Services | 12 | IU | Active
WCH5253 | P221 | Uninterruptible Power Systems | Tim McElrath | 11619 | EMPLOYEE | 1 | 0.75 | 03/01/2025 | 04/04/2024 | 2 | M | WCH | WCH | 3000VA UPS | 16-936 | Power Systems, Uninterruptible | 450901 | Eaton Corp | PW9130L1500TL-XL | PM092A3499 |  |  | 102-31000 | WCH-Laboratory Services | 12 | IU | Active
WCH5254 | PJRPMD | PM Device Using Mfg Procedure (Non AEM) | Thomas Odaris | 85190 | EMPLOYEE | 6 | 4 | 06/01/2024 | 03/29/2024 | 2 | M | WCH | WCH | Diagnostic Ultrasound System | 14-278 | Scanning Systems, Ultrasonic | 439946 | GE Healthcare USA | LOGIQ P9 XdclearR4.5 | LP9490213 |  |  | 102-30695 | WCH-Interventional Services | 30 | IU | Active
WCH5255 | PSAFIN | Safety Inspection | Thomas Odaris | 85190 | EMPLOYEE | 1 | 0.25 | 01/01/2025 |  | 2 | M | WCH | WCH | Convex Transducer 2-5MHz | 14-121 | Transducers, Ultrasonic | 439946 | GE Healthcare USA | 5384874 | 1204009WX3 |  |  | 102-30695 | WCH-Interventional Services | 30 | IU | Active
WCH5256 | PSAFIN | Safety Inspection | Thomas Odaris | 85190 | EMPLOYEE | 1 | 0.25 | 01/01/2025 |  | 2 | M | WCH | WCH | Linear Array Probe | 14-121 | Transducers, Ultrasonic | 439946 | GE Healthcare USA | L4-12T-RS | 1192425WX5 |  |  | 102-30695 | WCH-Interventional Services | 30 | IU | Active
WCH5257 | PSAFIN | Safety Inspection | Thomas Odaris | 85190 | EMPLOYEE | 1 | 0.25 | 01/01/2025 | 03/29/2024 | 2 | M | WCH | WCH | TRANSDUCER | 14-121 | Transducers, Ultrasonic | 439946 | GE Healthcare USA | 5441887 | 1201690WX3 |  |  | 102-30695 | WCH-Interventional Services | 30 | IU | Active
WCH5258 | P-SAGP | -Service Agreement PM | Rafael Baxcajay | RABAX | EMPLOYEE | 3 | 0.6 | 07/01/2024 | 04/09/2024 | 1 | M | WCH | WCH | Water Purification RO | 14-437 | Water Purification Systems, Reverse Osmosis | 199732 | Mar Cor Purification A Cantel | WRO300H | 1415926 |  |  | 102-32100 | WCH-Hemodialysis | 12 | IU | Active
WCH5259 | P-SAGP | -Service Agreement PM | Rafael Baxcajay | RABAX | EMPLOYEE | 3 | 0.6 | 07/01/2024 | 04/09/2024 | 1 | M | WCH | WCH | Water Purification RO | 14-437 | Water Purification Systems, Reverse Osmosis | 199732 | Mar Cor Purification A Cantel | WRO300H | 1415349 |  |  | 102-32100 | WCH-Hemodialysis | 12 | IU | Active
WCH5260 | P-SAGP | -Service Agreement PM | Rafael Baxcajay | RABAX | EMPLOYEE | 3 | 0.6 | 07/01/2024 | 04/09/2024 | 1 | M | WCH | WCH | Water Purification RO | 14-437 | Water Purification Systems, Reverse Osmosis | 199732 | Mar Cor Purification A Cantel | WRO300H | 1415925 |  |  | 102-32100 | WCH-Hemodialysis | 12 | IU | Active
WCH5264 | PAED | AED | Laurence Rawski | LARAW | EMPLOYEE | 1 | 0.6 | 02/01/2025 | 01/24/2024 | 1 | M | WCH | WCH | AED Defibrillator | 17-116 | Defibrillators, External, Automated | 452575 | Physio-Control Inc | Lifepak CR2 | 50401426 |  |  | 102-10000 | WCH-Nursing Administration | 40 | LS | High Risk
WCH5267 | PAED | AED | Laurence Rawski | LARAW | EMPLOYEE | 1 | 0.6 | 02/01/2025 | 01/24/2024 | 1 | M | WCH | WCH | AED Defibrillator | 17-116 | Defibrillators, External, Automated | 452575 | Physio-Control Inc | Lifepak CR2 | 50405530 |  |  | 102-10000 | WCH-Nursing Administration | 40 | LS | High Risk
WCH5269 | PANGUS | Annual Gus Storage System Filter Change | Laurence Rawski | LARAW | EMPLOYEE | 1 | 1 | 02/01/2025 | 02/05/2024 | 2 | M | WCH | WCH | Storage Cabinet Endo/US Probes | 20-597 | Cabinets, Storage, Endoscope | 106711 | Civco Medical Solutions | 610-1327 | 140-01447 |  |  | 102-33900 | WCH-Ultrasound | 12 | IU | Active
WCH5270 | P10123 | -Pm Device Using Mfg Procedure | Laurence Rawski | LARAW | EMPLOYEE | 1 | 0.5 | 04/01/2025 | 03/28/2024 | 2 | M | WCH | WCH | Multi Modality 3D Work Station | 21-972 | Workstations, Multiple Modality, Three-Dimensional Image | 439946 | GE Healthcare USA | 8770000-26 | 102553BGS |  |  | 102-36000 | WCH-Nuclear Medicine | 16 | IU | Active
WCH5271 | P-SAGP | -Service Agreement PM | Laurence Rawski | LARAW | EMPLOYEE | 4 | 0.5 | 08/01/2024 | 04/03/2024 | 2 | M | WCH | WCH | HYBRED NM/CT | 16-892 | Scanning Systems, Gamma Camera, Planar Image | 439946 | GE Healthcare USA | NM/CT 850 ES | 850B61108 |  |  | 102-36000 | WCH-Nuclear Medicine | 19 | IU | Active
WCH5272 | PCOMPU | Computer | Laurence Rawski | LARAW | EMPLOYEE | 1 | 0.25 | 04/01/2025 | 03/28/2024 | 2 | M | WCH | WCH | Nuclear Medicine Work Station | 21-961 | Workstations, Gamma Camera/Single Photon Emission Tomography | 439946 | GE Healthcare USA | Xeleris NUCMED | CZC2177PVZ |  |  | 102-36000 | WCH-Nuclear Medicine | 11 | IU | Active
WCH5273 | P10123 | -Pm Device Using Mfg Procedure | Laurence Rawski | LARAW | EMPLOYEE | 1 | 0.5 | 04/01/2025 | 03/28/2024 | 2 | M | WCH | WCH | NUCMED OPERATOR CONSOLE | 21-972 | Workstations, Multiple Modality, Three-Dimensional Image | 439946 | GE Healthcare USA | 5786521-01 | CZC1528YQ9 |  |  | 102-36000 | WCH-Nuclear Medicine | 16 | IU | Active
WCH5274 | P221 | Uninterruptible Power Systems | Rafael Baxcajay | RABAX | EMPLOYEE | 1 | 0.75 | 09/01/2024 | 09/13/2023 | 2 | M | WCH | WCH | UPS | 16-936 | Power Systems, Uninterruptible | 106890 | Tripp Lite | SMART 1200XLHG | 3222CVYSM890E01106 |  |  | 102-35000 | WCH-Respiratory Care Services | 13 | IU | Active
WCH5275 | P221 | Uninterruptible Power Systems | Rafael Baxcajay | RABAX | EMPLOYEE | 1 | 0.75 | 09/01/2024 | 09/13/2023 | 2 | M | WCH | WCH | UPS | 16-936 | Power Systems, Uninterruptible | 106890 | Tripp Lite | SMART 1200XLHG | 3235CVYSM890E00343 |  |  | 102-35000 | WCH-Respiratory Care Services | 13 | IU | Active
WCH5276 | PMOPHC | Monitors, Physiologic, Central Station | Rafael Baxcajay | RABAX | EMPLOYEE | 1 | 0.9 | 04/01/2025 | 04/01/2024 | 2 | M | WCH | WCH | Central Station Computer | 20-179 | Monitors, Physiologic, Central Station | 440964 | GE Healthcare Technologies | MAI800 | STV23060129SA |  |  | 102-13100 | WCH-Intensive Care Unit I | 16 | IU | Active
WCH5277 | PMOPHC | Monitors, Physiologic, Central Station | Holly Robinson | HOLROB | EMPLOYEE | 1 | 0.9 | 06/01/2024 | 05/23/2023 | 2 | M | WCH | WCH | Central Station Computer | 20-179 | Monitors, Physiologic, Central Station | 440964 | GE Healthcare Technologies | MAI800 | STV23060162SA |  |  | 102-12252 | WCH-MED/SURG/TELE UNIT II | 15 | IU | Active
WCH5278 | PMOPHC | Monitors, Physiologic, Central Station | Holly Robinson | HOLROB | EMPLOYEE | 1 | 0.9 | 06/01/2024 | 05/22/2023 | 2 | M | WCH | WCH | Central Station Computer | 20-179 | Monitors, Physiologic, Central Station | 440964 | GE Healthcare Technologies | MAI800 | STV23060161SA |  |  | 102-12252 | WCH-MED/SURG/TELE UNIT II | 15 | IU | Active
WCH5279 | PSAFIN | Safety Inspection | Tim McElrath | 11619 | EMPLOYEE | 1 | 0.3 | 03/01/2025 | 02/21/2024 | 2 | M | WCH | WCH | Heating Block | 15-105 | Heating Blocks | 451895 | Thermo Fisher Scientific Inc | 88870002 | MCBT70002050 |  |  | 102-31000 | WCH-Laboratory Services | 07 | IU | Active
WCH5280 | PSAFIN | Safety Inspection | Tim McElrath | 11619 | EMPLOYEE | 1 | 0.3 | 03/01/2025 | 03/18/2024 | 2 | M | WCH | WCH | Heating Block | 15-105 | Heating Blocks | 451895 | Thermo Fisher Scientific Inc | 88870002 | MCBT70002039 |  |  | 102-31000 | WCH-Laboratory Services | 07 | IU | Active
WCH5282 | P221 | Uninterruptible Power Systems | Tim McElrath | 11619 | EMPLOYEE | 1 | 0.75 | 03/01/2025 | 03/26/2024 | 2 | M | WCH | WCH | Uninterruptible Power Systems | 16-936 | Power Systems, Uninterruptible | 170637 | POWERVAR Inc | ABCE422-11 | 50042484R-2310005 |  |  | 102-31000 | WCH-Laboratory Services | 12 | IU | Active
WCH5282 | P2YEB1 | 2 Year Battery Replacement | Tim McElrath | 11619 | EMPLOYEE | 2 | 0 | 03/01/2025 |  | 2 | M | WCH | WCH | Uninterruptible Power Systems | 16-936 | Power Systems, Uninterruptible | 170637 | POWERVAR Inc | ABCE422-11 | 50042484R-2310005 |  |  | 102-31000 | WCH-Laboratory Services | 12 | IU | Active
WCH5283 | P10123 | -Pm Device Using Mfg Procedure | Laurence Rawski | LARAW | EMPLOYEE | 2 | 0.8 | 04/01/2025 | 04/07/2023 | 2 | M | WCH | WCH | Patient Data Module w/Display | 20-784 | Physiologic Monitor Modules, Multiparameter | 440964 | GE Healthcare Technologies | Carescape One | SNA22430079SA |  |  | 102-13100 | WCH-Intensive Care Unit I | 16 | IU | Active
WCH5284 | P-VPM | -Vendor PM | Laurence Rawski | LARAW | EMPLOYEE | 1 | 0.5 | 11/01/2024 | 10/19/2023 | 2 | M | WCH | WCH | Defibrillator Analyzer | CC-040 | Test Equipment | 178848 | Fluke Biomedical | Impulse 7000 DP | 6082054 |  |  | 102-88570 | WCH-Clinical Engineering | 13 | IU | Active
WCH5285 | PDOANP | Diagnostic Medical Display Annual PM | Laurence Rawski | LARAW | EMPLOYEE | 1 | 0.7 | 02/01/2025 | 01/23/2024 | 2 | M | WCH | WCH | 3MP Color Med Display | 29-768 | Monitors, Video, High-Definition, Medical Image, Double-Head | 392478 | Barco Inc | MDNC-3421 | 9384819538 |  |  | 102-34000 | WCH-Diagnostic Imaging | 17 | IU | Active
WCH5286 | PDOANP | Diagnostic Medical Display Annual PM | Laurence Rawski | LARAW | EMPLOYEE | 1 | 0.7 | 02/01/2025 | 01/23/2024 | 2 | M | WCH | WCH | 3MP Color Med Display | 29-768 | Monitors, Video, High-Definition, Medical Image, Double-Head | 392478 | Barco Inc | MDNC-3421 | 9384815165 |  |  | 102-34000 | WCH-Diagnostic Imaging | 17 | IU | Active
WCH5287 | PDOANP | Diagnostic Medical Display Annual PM | Laurence Rawski | LARAW | EMPLOYEE | 1 | 0.7 | 02/01/2025 | 01/22/2024 | 2 | M | WCH | WCH | 3MP Color Med Display | 29-768 | Monitors, Video, High-Definition, Medical Image, Double-Head | 392478 | Barco Inc | MDNC-3421 | 259034769 |  |  | 102-30695 | WCH-Interventional Services | 17 | IU | Active
WCH5288 | PDOANP | Diagnostic Medical Display Annual PM | Laurence Rawski | LARAW | EMPLOYEE | 1 | 0.7 | 02/01/2025 | 01/22/2024 | 2 | M | WCH | WCH | 3MP Color Med Display | 29-768 | Monitors, Video, High-Definition, Medical Image, Double-Head | 392478 | Barco Inc | MDNC-3421 | 2590345449 |  |  | 102-30695 | WCH-Interventional Services | 17 | IU | Active
WCH5289 | PDOANP | Diagnostic Medical Display Annual PM | Laurence Rawski | LARAW | EMPLOYEE | 1 | 0.7 | 02/01/2025 | 01/22/2024 | 2 | M | WCH | WCH | 3MP Color Med Display | 29-768 | Monitors, Video, High-Definition, Medical Image, Double-Head | 392478 | Barco Inc | MDNC-3421 | 2590346211 |  |  | 102-30695 | WCH-Interventional Services | 31 | IU | Active
WCH5290 | PDOANP | Diagnostic Medical Display Annual PM | Laurence Rawski | LARAW | EMPLOYEE | 1 | 0.7 | 02/01/2025 | 01/22/2024 | 2 | M | WCH | WCH | 3MP Color Med Display | 29-768 | Monitors, Video, High-Definition, Medical Image, Double-Head | 392478 | Barco Inc | MDNC-3421 | 2590346212 |  |  | 102-30695 | WCH-Interventional Services | 31 | IU | Active
WCH5291 | P-VPM | -Vendor PM | Laurence Rawski | LARAW | EMPLOYEE | 1 | 0.5 | 11/01/2024 | 10/20/2023 | 2 | M | WCH | WCH | DIGITAL PRESSURE METER | CC-040 | Test Equipment | 223154 | BC Group International Inc | DPM-2350 | 73215175NNFC2359 |  |  | 102-88570 | WCH-Clinical Engineering | 13 | IU | Active
WCH5292 | P37 | Centrifuge, Table Top | Tim McElrath | 11619 | EMPLOYEE | 3 | 0.7 | 06/01/2024 | 03/12/2024 | 1 | M | WCH | WCH | CYTOCENTRIFUGE | 16-765 | Centrifuges, Tabletop, Low-Speed, Nonrefrigerated, Cytologic | 568447 | Epredia | A78300003 | CY320882206EP |  |  | 102-31000 | WCH-Laboratory Services | 13 | IU | Active
WCH5293 | PRABR7 | Rauland BRC 7 Year Coin Replacement | Holly Robinson | HOLROB | EMPLOYEE | 7 | 0 | 12/01/2029 |  | 2 | M | WCH | WCH | NETWORK CONCENTRATOR | 15-614 | Hospital Communication Systems, Nurse Call | 103070 | Rauland-Borg Corp | 351010 | NSNWCH5293 |  |  | 102-23100 | WCH-Emergency Service | 14 | IU | Active
WCH5294 | PRABR7 | Rauland BRC 7 Year Coin Replacement | Holly Robinson | HOLROB | EMPLOYEE | 7 | 0 | 12/01/2029 |  | 2 | M | WCH | WCH | NETWORK CONCENTRATOR | 15-614 | Hospital Communication Systems, Nurse Call | 103070 | Rauland-Borg Corp | 351010 | NSNWCH5294 |  |  | 102-23100 | WCH-Emergency Service | 14 | IU | Active
WCH5295 | P10123 | -Pm Device Using Mfg Procedure | Laurence Rawski | LARAW | EMPLOYEE | 1 | 0.5 | 11/01/2024 | 10/24/2023 | 2 | M | WCH | WCH | Precision Electronic Balance | 18-465 | Scales, Clinical, Precision | 179812 | A & D Medical | EJ-200 | 5A2887703 |  |  | 102-88570 | WCH-Clinical Engineering | 12 | IU | Active
WCH5296 | P3YEC1 | 3 Year CTW5L CoreTemp Temperature Verification | Laurence Rawski | LARAW | EMPLOYEE | 3 | 1.2 | 05/01/2026 |  | 2 | M | WCH | WCH | Surgical Solution Warmer | 10-540 | Warming Units, Multipurpose | 312330 | Ecolab Inc | CTW5L | CT001426 |  |  | 102-21100 | WCH-Surgery | 25 | IU | Active
WCH5296 | PANCTC | Annual CTW5L CoreTemp Warmer Scale Calibration. | Laurence Rawski | LARAW | EMPLOYEE | 1 | 1 | 05/01/2025 | 04/30/2024 | 2 | M | WCH | WCH | Surgical Solution Warmer | 10-540 | Warming Units, Multipurpose | 312330 | Ecolab Inc | CTW5L | CT001426 |  |  | 102-21100 | WCH-Surgery | 25 | IU | Active
WCH5297 | P10123 | -Pm Device Using Mfg Procedure | Laurence Rawski | LARAW | EMPLOYEE | 1 | 0.5 | 05/01/2025 | 05/03/2024 | 2 | M | WCH | WCH | Surgical Imaging Table | 16-600 | Tables, Imaging, Radiographic/Fluoroscopic | 170423 | Image Diagnostics Inc | IDI 100UC PLUS | UC3423 |  |  | 102-21100 | WCH-Surgery | 31 | IU | Active
WCH5298 | P10123 | -Pm Device Using Mfg Procedure | Laurence Rawski | LARAW | EMPLOYEE | 1 | 0.5 | 05/01/2025 | 05/09/2024 | 2 | M | WCH | WCH | Nurse Call Console | 15-614 | Hospital Communication Systems, Nurse Call | 103070 | Rauland-Borg Corp | 351205 | M905740202218732701 |  |  | 102-88570 | WCH-Clinical Engineering | 13 | IU | Active
WCH5299 | P10123 | -Pm Device Using Mfg Procedure | Laurence Rawski | LARAW | EMPLOYEE | 2 | 0.8 | 11/01/2024 | 10/27/2023 | 2 | M | WCH | WCH | Patient Data Module w/Display | 20-784 | Physiologic Monitor Modules, Multiparameter | 440964 | GE Healthcare Technologies | Carescape One | SNA22430252SA |  |  | 102-88570 | WCH-Clinical Engineering | 15 | IU | Active
WCH5300 | P10123 | -Pm Device Using Mfg Procedure | Laurence Rawski | LARAW | EMPLOYEE | 2 | 0.8 | 11/01/2024 | 10/27/2023 | 2 | M | WCH | WCH | Patient Data Module w/Display | 20-784 | Physiologic Monitor Modules, Multiparameter | 440964 | GE Healthcare Technologies | Carescape One | SNA22420156SA |  |  | 102-88570 | WCH-Clinical Engineering | 15 | IU | Active
WCH5301 | PMOPHM | Monitors, Physiologic, Multipurpose | Laurence Rawski | LARAW | EMPLOYEE | 1 | 0.5 | 11/01/2024 |  | 2 | M | WCH | WCH | Bedside Physiologic Monitor | 20-171 | Monitors, Physiologic, Multipurpose, Bedside, Modular | 440964 | GE Healthcare Technologies | B650 v3 | STF22312048SA |  |  | 102-88570 | WCH-Clinical Engineering | 15 | IU | Active
WCH5303 | P10123 | -Pm Device Using Mfg Procedure | Rafael Baxcajay | RABAX | EMPLOYEE | 1 | 0.5 | 01/01/2025 | 01/12/2024 | 2 | M | WCH | WCH | Module Housing Assy | 22-856 | Physiologic Monitor Module Housing | 440964 | GE Healthcare Technologies | 2062475-001 | SNB22380115SA |  |  | 102-21221 | WCH-Endoscopy | 18 | IU | Active
WCH5304 | P10123 | -Pm Device Using Mfg Procedure | Rafael Baxcajay | RABAX | EMPLOYEE | 1 | 0.5 | 01/01/2025 | 01/12/2024 | 2 | M | WCH | WCH | Module Housing Assy | 22-856 | Physiologic Monitor Module Housing | 440964 | GE Healthcare Technologies | 2062475-001 | SNB22320263SA |  |  | 102-21221 | WCH-Endoscopy | 18 | IU | Active
WCH5305 | P10123 | -Pm Device Using Mfg Procedure | Rafael Baxcajay | RABAX | EMPLOYEE | 1 | 0.5 | 01/01/2025 | 01/12/2024 | 2 | M | WCH | WCH | Module Housing Assy | 22-856 | Physiologic Monitor Module Housing | 440964 | GE Healthcare Technologies | 2062475-001 | SNB22380120SA |  |  | 102-21221 | WCH-Endoscopy | 18 | IU | Active
WCH5306 | P10123 | -Pm Device Using Mfg Procedure | Laurence Rawski | LARAW | EMPLOYEE | 1 | 0.5 | 01/01/2025 | 01/12/2024 | 2 | M | WCH | WCH | Module Housing Assy | 22-856 | Physiologic Monitor Module Housing | 440964 | GE Healthcare Technologies | 2062475-001 | SNB22420181SA |  |  | 102-30695 | WCH-Interventional Services | 18 | IU | Active
WCH5311 | P10123 | -Pm Device Using Mfg Procedure | Tim McElrath | 11619 | EMPLOYEE | 1 | 0.3 | 03/01/2025 | 04/30/2024 | 2 | M | WCH | WCH | Hematology Analyzer | 17-741 | Analyzers, Laboratory, Hematology, Cell Counting, Automated | 340083 | Beckman Coulter Inc | DM1200 | 34320 |  |  | 102-31000 | WCH-Laboratory Services | 14 | IU | Active
WCH5313 | P221 | Uninterruptible Power Systems | Tim McElrath | 11619 | EMPLOYEE | 1 | 0.75 | 03/01/2025 | 04/02/2024 | 2 | M | WCH | WCH | UPS | 16-936 | Power Systems, Uninterruptible | 108649 | APC-American Power Conversion | SUA750 | AS0817148915 |  |  | 102-31000 | WCH-Laboratory Services | 12 | IU | Active
WCH5313 | P2YEB1 | 2 Year Battery Replacement | Tim McElrath | 11619 | EMPLOYEE | 2 | 0 | 03/01/2025 |  | 2 | M | WCH | WCH | UPS | 16-936 | Power Systems, Uninterruptible | 108649 | APC-American Power Conversion | SUA750 | AS0817148915 |  |  | 102-31000 | WCH-Laboratory Services | 12 | IU | Active
WCH5319 | P221 | Uninterruptible Power Systems | Tim McElrath | 11619 | EMPLOYEE | 1 | 0.75 | 03/01/2025 | 04/02/2024 | 2 | M | WCH | WCH | UPS | 16-936 | Power Systems, Uninterruptible | 108649 | APC-American Power Conversion | BK500BLK | 4B2203P04924 |  |  | 102-31000 | WCH-Laboratory Services | 12 | IU | Active
WCH5319 | P2YEB1 | 2 Year Battery Replacement | Tim McElrath | 11619 | EMPLOYEE | 2 | 0 | 03/01/2025 |  | 2 | M | WCH | WCH | UPS | 16-936 | Power Systems, Uninterruptible | 108649 | APC-American Power Conversion | BK500BLK | 4B2203P04924 |  |  | 102-31000 | WCH-Laboratory Services | 12 | IU | Active
WCH5320 | PMOPHV | Monitors, Physiologic, Vital Signs | Rafael Baxcajay | RABAX | EMPLOYEE | 1 | 0.6 | 12/01/2024 | 11/24/2023 | 2 | M | WCH | WCH | Vital Signs Monitor | 25-209 | Monitors, Physiologic, Vital Signs | 101850 | Welch Allyn Inc A Subsidiary | 75MT | 100008433122 | VITSIG | VITAL SIGNS | 102-39200 | WCH-Rehab Services Main | 15 | IU | Active
WCH5321 | P10123 | -Pm Device Using Mfg Procedure | Emanuel Colon | 90769 | EMPLOYEE | 6 | 0.5 | 09/01/2024 | 04/23/2024 | 2 | M | WCH | WCH | Angioplasty Excimer Laser | 18-834 | Lasers, Excimer, Angioplasty | 106868 | Spectranetics Corp | LAS-100 | 100244 |  |  | 102-30695 | WCH-Interventional Services | 33 | IU | Active
WCH5323 | P10123 | -Pm Device Using Mfg Procedure | Tim McElrath | 11619 | EMPLOYEE | 1 | 0.5 | 03/01/2025 | 04/02/2024 | 2 | M | WCH | WCH | Platelet Incubator Agitator | 23-431 | Incubators, Laboratory, Shaker/Rotator, Platelet | 107717 | HELMER Inc | PC900i | 2114986 |  |  | 102-31100 | WCH-Blood Services | 12 | IU | Active
WCH5324 | PANISE | Annual i Series Helmer Platelet Agitator | Tim McElrath | 11619 | EMPLOYEE | 1 | 0.75 | 03/01/2025 | 04/02/2024 | 2 | M | WCH | WCH | Platelet Agitator | 39-674 | Platelet Agitators | 107717 | HELMER Inc | PF48i | 2115213 |  |  | 102-31100 | WCH-Blood Services | 14 | IU | Active
WCH5324 | PQUISE | Quarterly i Series Helmer Platelet Agitator | Tim McElrath | 11619 | EMPLOYEE | 3 | 0.5 | 06/01/2024 | 12/15/2023 | 1 | M | WCH | WCH | Platelet Agitator | 39-674 | Platelet Agitators | 107717 | HELMER Inc | PF48i | 2115213 |  |  | 102-31100 | WCH-Blood Services | 14 | IU | Active
WCH5326 | P10123 | -Pm Device Using Mfg Procedure | Laurence Rawski | LARAW | EMPLOYEE | 1 | 0.75 | 05/01/2025 | 05/03/2024 | 2 | M | WCH | WCH | Dual CH Auto Tourniquet System | 31-134 | Tourniquets, Pneumatic, Automated, Electric-Powered | 101991 | Stryker Instruments | 5920-011-000 | 2303111873 |  |  | 102-21100 | WCH-Surgery | 26 | IU | Active
WCH5326 | P--ORS | --- OR Safety Inspection --- | Laurence Rawski | LARAW | EMPLOYEE | 6 | 0.25 | 11/01/2024 | 10/26/2023 | 2 | M | WCH | WCH | Dual CH Auto Tourniquet System | 31-134 | Tourniquets, Pneumatic, Automated, Electric-Powered | 101991 | Stryker Instruments | 5920-011-000 | 2303111873 |  |  | 102-21100 | WCH-Surgery | 26 | IU | Active
WCH5327 | P--ORS | --- OR Safety Inspection --- | Laurence Rawski | LARAW | EMPLOYEE | 6 | 0.25 | 11/01/2024 | 11/02/2023 | 2 | M | WCH | WCH | Dual CH Auto Tourniquet System | 31-134 | Tourniquets, Pneumatic, Automated, Electric-Powered | 101991 | Stryker Instruments | 5920-011-000 | 2303111913 |  |  | 102-21100 | WCH-Surgery | 26 | IU | Active
WCH5327 | P10123 | -Pm Device Using Mfg Procedure | Laurence Rawski | LARAW | EMPLOYEE | 1 | 0.75 | 05/01/2025 | 05/03/2024 | 2 | M | WCH | WCH | Dual CH Auto Tourniquet System | 31-134 | Tourniquets, Pneumatic, Automated, Electric-Powered | 101991 | Stryker Instruments | 5920-011-000 | 2303111913 |  |  | 102-21100 | WCH-Surgery | 26 | IU | Active
WCH5328 | P10123 | -Pm Device Using Mfg Procedure | Laurence Rawski | LARAW | EMPLOYEE | 1 | 0.75 | 05/01/2025 | 04/30/2024 | 2 | M | WCH | WCH | Dual CH Auto Tourniquet System | 31-134 | Tourniquets, Pneumatic, Automated, Electric-Powered | 101991 | Stryker Instruments | 5920-011-000 | 2303111903 |  |  | 102-21100 | WCH-Surgery | 26 | IU | Active
WCH5328 | P--ORS | --- OR Safety Inspection --- | Laurence Rawski | LARAW | EMPLOYEE | 6 | 0.25 | 11/01/2024 | 11/06/2023 | 2 | M | WCH | WCH | Dual CH Auto Tourniquet System | 31-134 | Tourniquets, Pneumatic, Automated, Electric-Powered | 101991 | Stryker Instruments | 5920-011-000 | 2303111903 |  |  | 102-21100 | WCH-Surgery | 26 | IU | Active
WCH5329 | P--ORS | --- OR Safety Inspection --- | Laurence Rawski | LARAW | EMPLOYEE | 6 | 0.25 | 11/01/2024 | 10/24/2023 | 2 | M | WCH | WCH | Dual CH Auto Tourniquet System | 31-134 | Tourniquets, Pneumatic, Automated, Electric-Powered | 101991 | Stryker Instruments | 5920-011-000 | 2303111843 |  |  | 102-21100 | WCH-Surgery | 26 | IU | Active
WCH5329 | P10123 | -Pm Device Using Mfg Procedure | Laurence Rawski | LARAW | EMPLOYEE | 1 | 0.75 | 05/01/2025 | 04/30/2024 | 2 | M | WCH | WCH | Dual CH Auto Tourniquet System | 31-134 | Tourniquets, Pneumatic, Automated, Electric-Powered | 101991 | Stryker Instruments | 5920-011-000 | 2303111843 |  |  | 102-21100 | WCH-Surgery | 26 | IU | Active
WCH5330 | P2YEB1 | 2 Year Battery Replacement | Holly Robinson | HOLROB | EMPLOYEE | 2 | 0 | 06/01/2025 |  | 2 | M | WCH | WCH | UPS | 16-936 | Power Systems, Uninterruptible | 108649 | APC-American Power Conversion | BK500BLK | 4B2203P05489 |  |  | 102-12252 | WCH-MED/SURG/TELE UNIT II | 12 | IU | Active
WCH5330 | P221 | Uninterruptible Power Systems | Holly Robinson | HOLROB | EMPLOYEE | 1 | 0.75 | 06/01/2024 | 05/22/2023 | 2 | M | WCH | WCH | UPS | 16-936 | Power Systems, Uninterruptible | 108649 | APC-American Power Conversion | BK500BLK | 4B2203P05489 |  |  | 102-12252 | WCH-MED/SURG/TELE UNIT II | 12 | IU | Active
WCH5331 | P221 | Uninterruptible Power Systems | Rafael Baxcajay | RABAX | EMPLOYEE | 1 | 0.75 | 04/01/2025 | 03/26/2024 | 2 | M | WCH | WCH | UPS | 16-936 | Power Systems, Uninterruptible | 108649 | APC-American Power Conversion | BK500BLK | 4B2203P04637 |  |  | 102-13100 | WCH-Intensive Care Unit I | 12 | IU | Active
WCH5331 | P2YEB1 | 2 Year Battery Replacement | Rafael Baxcajay | RABAX | EMPLOYEE | 2 | 0 | 04/01/2025 |  | 2 | M | WCH | WCH | UPS | 16-936 | Power Systems, Uninterruptible | 108649 | APC-American Power Conversion | BK500BLK | 4B2203P04637 |  |  | 102-13100 | WCH-Intensive Care Unit I | 12 | IU | Active
WCH5332 | P2YEB1 | 2 Year Battery Replacement | Rafael Baxcajay | RABAX | EMPLOYEE | 2 | 0 | 05/01/2025 |  | 2 | M | WCH | WCH | UPS | 16-936 | Power Systems, Uninterruptible | 108649 | APC-American Power Conversion | BK500BLK | 4B2203P05149 |  |  | 102-21500 | WCH-PACU | 12 | IU | Active
WCH5332 | P221 | Uninterruptible Power Systems | Rafael Baxcajay | RABAX | EMPLOYEE | 1 | 0.75 | 05/01/2025 | 05/13/2024 | 2 | M | WCH | WCH | UPS | 16-936 | Power Systems, Uninterruptible | 108649 | APC-American Power Conversion | BK500BLK | 4B2203P05149 |  |  | 102-21500 | WCH-PACU | 12 | IU | Active
WCH5333 | P221 | Uninterruptible Power Systems | Rafael Baxcajay | RABAX | EMPLOYEE | 1 | 0.75 | 04/01/2025 | 03/26/2024 | 2 | M | WCH | WCH | UPS | 16-936 | Power Systems, Uninterruptible | 108649 | APC-American Power Conversion | BK500BLK | 4B2203P05166 |  |  | 102-13100 | WCH-Intensive Care Unit I | 12 | IU | Active
WCH5333 | P2YEB1 | 2 Year Battery Replacement | Rafael Baxcajay | RABAX | EMPLOYEE | 2 | 0 | 04/01/2025 |  | 2 | M | WCH | WCH | UPS | 16-936 | Power Systems, Uninterruptible | 108649 | APC-American Power Conversion | BK500BLK | 4B2203P05166 |  |  | 102-13100 | WCH-Intensive Care Unit I | 12 | IU | Active
WCH5334 | P221 | Uninterruptible Power Systems | Holly Robinson | HOLROB | EMPLOYEE | 1 | 0.75 | 06/01/2024 | 05/23/2023 | 2 | M | WCH | WCH | UPS | 16-936 | Power Systems, Uninterruptible | 108649 | APC-American Power Conversion | BK500BLK | 4B2203P05508 |  |  | 102-12250 | WCH-MED/SURG/TELE UNIT | 12 | IU | Active
WCH5334 | P2YEB1 | 2 Year Battery Replacement | Holly Robinson | HOLROB | EMPLOYEE | 2 | 0 | 06/01/2025 |  | 2 | D | WCH | WCH | UPS | 16-936 | Power Systems, Uninterruptible | 108649 | APC-American Power Conversion | BK500BLK | 4B2203P05508 |  |  | 102-12250 | WCH-MED/SURG/TELE UNIT | 12 | IU | Active
WCH5335 | P2YEB1 | 2 Year Battery Replacement | Holly Robinson | HOLROB | EMPLOYEE | 2 | 0 | 01/01/2025 |  | 2 | M | WCH | WCH | UPS | 16-936 | Power Systems, Uninterruptible | 108649 | APC-American Power Conversion | BK500BLK | 4B2203P05388 |  |  | 102-23100 | WCH-Emergency Service | 12 | IU | Active
WCH5335 | P221 | Uninterruptible Power Systems | Holly Robinson | HOLROB | EMPLOYEE | 1 | 0.75 | 01/01/2025 | 01/03/2024 | 2 | M | WCH | WCH | UPS | 16-936 | Power Systems, Uninterruptible | 108649 | APC-American Power Conversion | BK500BLK | 4B2203P05388 |  |  | 102-23100 | WCH-Emergency Service | 12 | IU | Active
WCH5337 | P2YEB1 | 2 Year Battery Replacement | Rafael Baxcajay | RABAX | EMPLOYEE | 2 | 0 | 04/01/2025 |  | 2 | M | WCH | WCH | UPS | 16-936 | Power Systems, Uninterruptible | 108649 | APC-American Power Conversion | BK500BLK | 4B2203P05522 |  |  | 102-13100 | WCH-Intensive Care Unit I | 13 | IU | Active
WCH5337 | P221 | Uninterruptible Power Systems | Rafael Baxcajay | RABAX | EMPLOYEE | 1 | 0.75 | 04/01/2025 | 03/26/2024 | 2 | M | WCH | WCH | UPS | 16-936 | Power Systems, Uninterruptible | 108649 | APC-American Power Conversion | BK500BLK | 4B2203P05522 |  |  | 102-13100 | WCH-Intensive Care Unit I | 13 | IU | Active
WCH5338 | P221 | Uninterruptible Power Systems | Rafael Baxcajay | RABAX | EMPLOYEE | 1 | 0.75 | 04/01/2025 | 03/27/2024 | 2 | M | WCH | WCH | UPS | 16-936 | Power Systems, Uninterruptible | 108649 | APC-American Power Conversion | BK500BLK | 4B2203P05041 |  |  | 102-13100 | WCH-Intensive Care Unit I | 13 | IU | Active
WCH5338 | P2YEB1 | 2 Year Battery Replacement | Rafael Baxcajay | RABAX | EMPLOYEE | 2 | 0 | 04/01/2025 |  | 2 | M | WCH | WCH | UPS | 16-936 | Power Systems, Uninterruptible | 108649 | APC-American Power Conversion | BK500BLK | 4B2203P05041 |  |  | 102-13100 | WCH-Intensive Care Unit I | 13 | IU | Active
WCH5339 | P221 | Uninterruptible Power Systems | Rafael Baxcajay | RABAX | EMPLOYEE | 1 | 0.75 | 05/01/2025 | 05/02/2024 | 2 | M | WCH | WCH | UPS | 16-936 | Power Systems, Uninterruptible | 108649 | APC-American Power Conversion | BK500BLK | 4B2203P05506 |  |  | 102-21500 | WCH-PACU | 12 | IU | Active
WCH5339 | P2YEB1 | 2 Year Battery Replacement | Rafael Baxcajay | RABAX | EMPLOYEE | 2 | 0 | 05/01/2025 |  | 2 | M | WCH | WCH | UPS | 16-936 | Power Systems, Uninterruptible | 108649 | APC-American Power Conversion | BK500BLK | 4B2203P05506 |  |  | 102-21500 | WCH-PACU | 12 | IU | Active
WCH5353 | P--ORS | --- OR Safety Inspection --- | Laurence Rawski | LARAW | EMPLOYEE | 6 | 0.25 | 11/01/2024 | 04/30/2024 | 2 | M | WCH | WCH | Surgical Instrument Controller | 23-545 | Power Systems, Electromechanical, Surgery | 107536 | Stryker Endoscopy | 5400-052-000 | 2303800309 |  |  | 102-21100 | WCH-Surgery | 32 | IU | Active
WCH5355 | P--ORS | --- OR Safety Inspection --- | Laurence Rawski | LARAW | EMPLOYEE | 6 | 0.25 | 11/01/2024 | 05/06/2024 | 2 | M | WCH | WCH | Surgical Instrument Controller | 23-545 | Power Systems, Electromechanical, Surgery | 107536 | Stryker Endoscopy | 5400-052-000 | 2303800919 |  |  | 102-21100 | WCH-Surgery | 32 | IU | Active
WCH5356 | P--ORS | --- OR Safety Inspection --- | Laurence Rawski | LARAW | EMPLOYEE | 6 | 0.25 | 11/01/2024 | 05/06/2024 | 2 | M | WCH | WCH | Surgical Instrument Controller | 23-545 | Power Systems, Electromechanical, Surgery | 107536 | Stryker Endoscopy | 5400-052-000 | 2303800839 |  |  | 102-21100 | WCH-Surgery | 32 | IU | Active
WCH5358 | P10123 | -Pm Device Using Mfg Procedure | Laurence Rawski | LARAW | EMPLOYEE | 1 | 0.3 | 02/01/2025 | 01/26/2024 | 2 | M | WCH | WCH | Saline Infusion Pump | 17-559 | Angioplasty Systems, Atherectomy | 452998 | Cardiovascular Systems Inc | SIP 3000 | 467553 |  |  | 102-30695 | WCH-Interventional Services | 21 | IU | Active
WCH5359 | P10123 | -Pm Device Using Mfg Procedure | Tim McElrath | 11619 | EMPLOYEE | 1 | 0.5 | 05/01/2025 | 05/01/2024 | 2 | M | WCH | WCH | Bispectral Index BIS Module | 20-783 | Physiologic Monitor Modules, Electroencephalography | 440964 | GE Healthcare Technologies | M1127542 | SGS23030018HA |  |  | 102-20100 | WCH-Anesthesiology | 18 | IU | Active
WCH5360 | P10123 | -Pm Device Using Mfg Procedure | Tim McElrath | 11619 | EMPLOYEE | 1 | 0.5 | 05/01/2025 | 05/09/2024 | 2 | M | WCH | WCH | Bispectral Index BIS Module | 20-783 | Physiologic Monitor Modules, Electroencephalography | 440964 | GE Healthcare Technologies | M1127542 | SGS23030048HA |  |  | 102-20100 | WCH-Anesthesiology | 18 | IU | Active
WCH5361 | P10123 | -Pm Device Using Mfg Procedure | Tim McElrath | 11619 | EMPLOYEE | 1 | 0.5 | 05/01/2025 | 05/14/2024 | 2 | M | WCH | WCH | Bispectral Index BIS Module | 20-783 | Physiologic Monitor Modules, Electroencephalography | 440964 | GE Healthcare Technologies | M1127542 | SGS23030043HA |  |  | 102-20100 | WCH-Anesthesiology | 18 | IU | Active
WCH5362 | P10123 | -Pm Device Using Mfg Procedure | Tim McElrath | 11619 | EMPLOYEE | 1 | 0.5 | 05/01/2025 | 04/22/2024 | 2 | M | WCH | WCH | Bispectral Index BIS Module | 20-783 | Physiologic Monitor Modules, Electroencephalography | 440964 | GE Healthcare Technologies | M1127542 | SGS23030049HA |  |  | 102-20100 | WCH-Anesthesiology | 18 | IU | Active
WCH5363 | P10123 | -Pm Device Using Mfg Procedure | Tim McElrath | 11619 | EMPLOYEE | 1 | 0.5 | 05/01/2025 | 05/15/2024 | 2 | M | WCH | WCH | Bispectral Index BIS Module | 20-783 | Physiologic Monitor Modules, Electroencephalography | 440964 | GE Healthcare Technologies | M1127542 | SGS23030053HA |  |  | 102-20100 | WCH-Anesthesiology | 18 | IU | Active
WCH5364 | P10123 | -Pm Device Using Mfg Procedure | Tim McElrath | 11619 | EMPLOYEE | 1 | 0.5 | 05/01/2025 | 04/22/2024 | 2 | M | WCH | WCH | Bispectral Index BIS Module | 20-783 | Physiologic Monitor Modules, Electroencephalography | 440964 | GE Healthcare Technologies | M1127542 | SGS23030032HA |  |  | 102-20100 | WCH-Anesthesiology | 18 | IU | Active
WCH5365 | P10123 | -Pm Device Using Mfg Procedure | Tim McElrath | 11619 | EMPLOYEE | 1 | 0.5 | 05/01/2025 | 05/01/2024 | 2 | M | WCH | WCH | Bispectral Index BIS Module | 20-783 | Physiologic Monitor Modules, Electroencephalography | 440964 | GE Healthcare Technologies | M1127542 | SGS23030021HA |  |  | 102-20100 | WCH-Anesthesiology | 18 | IU | Active
WCH5366 | PRABR7 | Rauland BRC 7 Year Coin Replacement | Laurence Rawski | LARAW | EMPLOYEE | 7 | 1 | 12/01/2029 |  | 2 | M | WCH | WCH | Branch Regional Controller V3 | 15-614 | Hospital Communication Systems, Nurse Call | 103070 | Rauland-Borg Corp | 351005 | NSNWCH5366 |  |  | 102-88570 | WCH-Clinical Engineering | 13 | IU | Active
WCH5367 | P5YEBA | 5 Year Battery Replacement | Laurence Rawski | LARAW | EMPLOYEE | 5 | 0.4 | 12/01/2027 |  | 2 | M | WCH | WCH | Power Supply w/Battery Backup | 16-936 | Power Systems, Uninterruptible | 103070 | Rauland-Borg Corp | 351003 | NSNWCH5367 |  |  | 102-88570 | WCH-Clinical Engineering | 12 | IU | Active
WCH5374 | P-VPM | -Vendor PM | Laurence Rawski | LARAW | EMPLOYEE | 1 | 0.5 | 11/01/2024 | 10/19/2023 | 2 | M | WCH | WCH | Calibration Tester | CC-040 | Test Equipment | 101850 | Welch Allyn Inc A Subsidiary | 9600 Plus | 23120163 |  |  | 102-88570 | WCH-Clinical Engineering | 13 | IU | Active
WCH5375 | P-VPM | -Vendor PM | Laurence Rawski | LARAW | EMPLOYEE | 1 | 0.5 | 11/01/2024 | 10/19/2023 | 2 | M | WCH | WCH | Calibration Tester | CC-040 | Test Equipment | 101850 | Welch Allyn Inc A Subsidiary | 9600 Plus | 23120159 |  |  | 102-88570 | WCH-Clinical Engineering | 13 | IU | Active
WCH5376 | P-VPM | -Vendor PM | Laurence Rawski | LARAW | EMPLOYEE | 1 | 0.5 | 11/01/2024 | 10/19/2023 | 2 | M | WCH | WCH | Calibration Tester | CC-040 | Test Equipment | 101850 | Welch Allyn Inc A Subsidiary | 9600 Plus | 23120153 |  |  | 102-88570 | WCH-Clinical Engineering | 13 | IU | Active
WCH5377 | P-VPM | -Vendor PM | Rafael Baxcajay | RABAX | EMPLOYEE | 2 | 0.75 | 06/01/2025 |  | 1 | M | WCH | WCH | Transport Ventilator | 18-098 | Ventilators, Transport | 452274 | Airon Corporation | A | A1057 |  |  | 102-35000 | WCH-Respiratory Care Services | 40 | LS | High Risk
WCH5377 | P10123 | -Pm Device Using Mfg Procedure | Rafael Baxcajay | RABAX | EMPLOYEE | 6 | 0.75 | 06/01/2024 | 12/05/2023 | 1 | M | WCH | WCH | Transport Ventilator | 18-098 | Ventilators, Transport | 452274 | Airon Corporation | A | A1057 |  |  | 102-35000 | WCH-Respiratory Care Services | 40 | LS | High Risk
WCH5378 | P-VPM | -Vendor PM | Rafael Baxcajay | RABAX | EMPLOYEE | 2 | 0.75 | 06/01/2025 |  | 1 | M | WCH | WCH | Transport Ventilator | 18-098 | Ventilators, Transport | 452274 | Airon Corporation | A | A1214 |  |  | 102-35000 | WCH-Respiratory Care Services | 40 | LS | High Risk
WCH5378 | P10123 | -Pm Device Using Mfg Procedure | Rafael Baxcajay | RABAX | EMPLOYEE | 6 | 0.75 | 06/01/2024 | 12/05/2023 | 1 | M | WCH | WCH | Transport Ventilator | 18-098 | Ventilators, Transport | 452274 | Airon Corporation | A | A1214 |  |  | 102-35000 | WCH-Respiratory Care Services | 40 | LS | High Risk
WCH5379 | P--ORS | --- OR Safety Inspection --- | Laurence Rawski | LARAW | EMPLOYEE | 6 | 0.25 | 11/01/2024 | 04/29/2024 | 2 | M | WCH | WCH | Hip and Knee Arthroplasty Tabl | 34-393 | Tables, Operating, Orthopedic | 454262 | Mizuho OSI | 6875 | 6785 2023-4389 |  |  | 102-21100 | WCH-Surgery | 14 | IU | Active
WCH5379 | PMIOS5 | Mizuho OSI 5 Year Battery Replacement and Annual PM. | Laurence Rawski | LARAW | EMPLOYEE | 5 | 2 | 05/01/2028 |  | 2 | M | WCH | WCH | Hip and Knee Arthroplasty Tabl | 34-393 | Tables, Operating, Orthopedic | 454262 | Mizuho OSI | 6875 | 6785 2023-4389 |  |  | 102-21100 | WCH-Surgery | 14 | IU | Active
WCH5379 | PMIOSA | Mizuho OSI Annual PM using Manufacturers PM Checklist. | Laurence Rawski | LARAW | EMPLOYEE | 1 | 2 | 12/01/2024 | 12/05/2023 | 2 | M | WCH | WCH | Hip and Knee Arthroplasty Tabl | 34-393 | Tables, Operating, Orthopedic | 454262 | Mizuho OSI | 6875 | 6785 2023-4389 |  |  | 102-21100 | WCH-Surgery | 14 | IU | Active
WCH5380 | P-VPM | -Vendor PM | Laurence Rawski | LARAW | EMPLOYEE | 5 | 0.5 | 11/01/2028 | 10/24/2023 | 2 | M | WCH | WCH | Mistral-Air MA1200 Test Kit | CC-040 | Test Equipment | 271227 | Stryker Medical | MA2100-B-PM | 221000629 |  |  | 102-88570 | WCH-Clinical Engineering | 13 | IU | Active
WCH5381 | PGEAN2 | GE Annual E-sCAiO | Rafael Baxcajay | RABAX | EMPLOYEE | 1 | 1.5 | 01/01/2025 | 01/08/2024 | 2 | M | WCH | WCH | Airway Gas Module w/Agent Id | 20-778 | Physiologic Monitor Modules, Anesthetic Gas | 440964 | GE Healthcare Technologies | E-sCO-00 | SGV22031187HA |  |  | 102-13100 | WCH-Intensive Care Unit I | 16 | IU | Active
WCH5381 | PGE4Y2 | GE 4 YEAR E-sCAiO | Rafael Baxcajay | RABAX | EMPLOYEE | 4 | 1.5 | 01/01/2027 |  | 2 | M | WCH | WCH | Airway Gas Module w/Agent Id | 20-778 | Physiologic Monitor Modules, Anesthetic Gas | 440964 | GE Healthcare Technologies | E-sCO-00 | SGV22031187HA |  |  | 102-13100 | WCH-Intensive Care Unit I | 16 | IU | Active
WCH5382 | PGEAN2 | GE Annual E-sCAiO | Holly Robinson | HOLROB | EMPLOYEE | 1 | 1.5 | 01/01/2025 | 01/03/2024 | 2 | M | WCH | WCH | Airway Gas Module w/Agent Id | 20-778 | Physiologic Monitor Modules, Anesthetic Gas | 440964 | GE Healthcare Technologies | E-sCO-00 | SGV22161085HA |  |  | 102-23100 | WCH-Emergency Service | 16 | IU | Active
WCH5382 | PGE4Y2 | GE 4 YEAR E-sCAiO | Holly Robinson | HOLROB | EMPLOYEE | 4 | 1.5 | 01/01/2027 |  | 2 | M | WCH | WCH | Airway Gas Module w/Agent Id | 20-778 | Physiologic Monitor Modules, Anesthetic Gas | 440964 | GE Healthcare Technologies | E-sCO-00 | SGV22161085HA |  |  | 102-23100 | WCH-Emergency Service | 16 | IU | Active
WCH5383 | P-VPM | -Vendor PM | Laurence Rawski | LARAW | EMPLOYEE | 1 | 0.5 | 11/01/2024 | 10/19/2023 | 2 | M | WCH | WCH | DIGITAL CALIBER | CC-040 | Test Equipment | 517868 | Global Industrial Co Inc | 534802 | 220300074 |  |  | 102-88570 | WCH-Clinical Engineering | 13 | IU | Active
WCH5386 | P2YEVE | 2 Year Vendor PM | Laurence Rawski | LARAW | EMPLOYEE | 2 | 1 | 05/01/2025 |  | 2 | M | WCH | WCH | Insufflator with Smoke Evac | 16-849 | Insufflators, Laparoscopic | 456810 | SurgiQuest Inc | AirSeal I.F.S | 2301CE1249 |  |  | 102-21100 | WCH-Surgery | 33 | IU | Active
WCH5386 | P10123 | -Pm Device Using Mfg Procedure | Laurence Rawski | LARAW | EMPLOYEE | 1 | 1 | 05/01/2025 | 04/22/2024 | 2 | M | WCH | WCH | Insufflator with Smoke Evac | 16-849 | Insufflators, Laparoscopic | 456810 | SurgiQuest Inc | AirSeal I.F.S | 2301CE1249 |  |  | 102-21100 | WCH-Surgery | 33 | IU | Active
WCH5386 | P--ORS | --- OR Safety Inspection --- | Laurence Rawski | LARAW | EMPLOYEE | 6 | 0.25 | 11/01/2024 | 10/24/2023 | 2 | M | WCH | WCH | Insufflator with Smoke Evac | 16-849 | Insufflators, Laparoscopic | 456810 | SurgiQuest Inc | AirSeal I.F.S | 2301CE1249 |  |  | 102-21100 | WCH-Surgery | 33 | IU | Active
WCH5388 | P-VPM | -Vendor PM | Laurence Rawski | LARAW | EMPLOYEE | 1 | 0.5 | 11/01/2024 | 10/23/2023 | 2 | M | WCH | WCH | Fetal Simulator | CC-040 | Test Equipment | 178848 | Fluke Biomedical | PS-320 | 6164098 |  |  | 102-88570 | WCH-Clinical Engineering | 13 | IU | Active
WCH5389 | P10123 | -Pm Device Using Mfg Procedure | Rafael Baxcajay | RABAX | EMPLOYEE | 1 | 0.5 | 09/01/2024 | 09/27/2023 | 2 | M | WCH | WCH | HF Oscillation Unit, Airway | 20-737 | Airway Clearance Units, Oscillatory Intrapulmonary Percussion | 101318 | Hill-Rom Company Inc | PSC1 | Y085SY8910 |  |  | 102-35000 | WCH-Respiratory Care Services | 19 | IU | Active
WCH5390 | PDOANP | Diagnostic Medical Display Annual PM | Holly Robinson | HOLROB | EMPLOYEE | 1 | 0.7 | 01/01/2025 | 01/05/2024 | 2 | M | WCH | WCH | 3MP Color Med Display | 29-768 | Monitors, Video, High-Definition, Medical Image, Double-Head | 392478 | Barco Inc | MDNC-3421 | 722305122338 |  |  | 102-23100 | WCH-Emergency Service | 17 | IU | Active
WCH5391 | P10123 | -Pm Device Using Mfg Procedure | Laurence Rawski | LARAW | EMPLOYEE | 6 | 1.25 | 11/01/2024 | 05/06/2024 | 2 | M | WCH | WCH | Spine Table | 34-393 | Tables, Operating, Orthopedic | 107093 | Allen Medical Systems (US) | A-71100 | 121280001826 |  |  | 102-21100 | WCH-Surgery | 14 | IU | Active
WCH5392 | P81CAA | 8100 CareFusion Alaris Pump | Holly Robinson | HOLROB | EMPLOYEE | 1 | 0.75 | 07/01/2024 | 06/29/2023 | 6 | M | WCH | WCH | Large Volume Pump Module | 13-215 | Infusion Pumps, Multitherapy | 378348 | BD | 8100 | 16161107 | ALABME | ALARIS 1 | 102-21500 | WCH-PACU | 20 | IU | Active
WCH5393 | P81CAA | 8100 CareFusion Alaris Pump | Tim McElrath | 11619 | EMPLOYEE | 1 | 0.75 | 07/01/2024 | 07/05/2023 | 6 | M | WCH | WCH | Large Volume Pump Module | 13-215 | Infusion Pumps, Multitherapy | 378348 | BD | 8100 | 16160665 | ALATM | ALARIS 3 | 102-13100 | WCH-Intensive Care Unit I | 20 | IU | Active
WCH5394 | P81CAA | 8100 CareFusion Alaris Pump | Rafael Baxcajay | RABAX | EMPLOYEE | 1 | 0.75 | 07/01/2024 | 07/05/2023 | 6 | M | WCH | WCH | Large Volume Pump Module | 13-215 | Infusion Pumps, Multitherapy | 378348 | BD | 8100 | 16160600 | ALAEM | ALARIS 2 | 102-12250 | WCH-MED/SURG/TELE UNIT | 20 | IU | Active
WCH5395 | P81CAA | 8100 CareFusion Alaris Pump | Tim McElrath | 11619 | EMPLOYEE | 1 | 0.75 | 07/01/2024 | 07/05/2023 | 6 | M | WCH | WCH | Large Volume Pump Module | 13-215 | Infusion Pumps, Multitherapy | 378348 | BD | 8100 | 16160891 | ALATM | ALARIS 3 | 102-12252 | WCH-MED/SURG/TELE UNIT II | 20 | IU | Active
WCH5397 | P81CAA | 8100 CareFusion Alaris Pump | Rafael Baxcajay | RABAX | EMPLOYEE | 1 | 0.75 | 07/01/2024 | 07/06/2023 | 6 | M | WCH | WCH | Large Volume Pump Module | 13-215 | Infusion Pumps, Multitherapy | 378348 | BD | 8100 | 16160786 | ALAEM | ALARIS 2 | 102-12250 | WCH-MED/SURG/TELE UNIT | 20 | IU | Active
WCH5398 | P81CAA | 8100 CareFusion Alaris Pump | Holly Robinson | HOLROB | EMPLOYEE | 1 | 0.75 | 07/01/2024 | 07/06/2023 | 6 | M | WCH | WCH | Large Volume Pump Module | 13-215 | Infusion Pumps, Multitherapy | 378348 | BD | 8100 | 16160842 | ALABME | ALARIS 1 | 102-23100 | WCH-Emergency Service | 20 | IU | Active
WCH5399 | P81CAA | 8100 CareFusion Alaris Pump | Holly Robinson | HOLROB | EMPLOYEE | 1 | 0.75 | 07/01/2024 | 07/07/2023 | 6 | M | WCH | WCH | Large Volume Pump Module | 13-215 | Infusion Pumps, Multitherapy | 378348 | BD | 8100 | 16160777 | ALABME | ALARIS 1 | 102-21500 | WCH-PACU | 20 | IU | Active
WCH5400 | P81CAA | 8100 CareFusion Alaris Pump | Tim McElrath | 11619 | EMPLOYEE | 1 | 0.75 | 07/01/2024 | 07/07/2023 | 6 | M | WCH | WCH | Large Volume Pump Module | 13-215 | Infusion Pumps, Multitherapy | 378348 | BD | 8100 | 16160675 | ALATM | ALARIS 3 | 102-12252 | WCH-MED/SURG/TELE UNIT II | 20 | IU | Active
WCH5401 | P81CAA | 8100 CareFusion Alaris Pump | Rafael Baxcajay | RABAX | EMPLOYEE | 1 | 0.75 | 07/01/2024 | 07/10/2023 | 6 | M | WCH | WCH | Large Volume Pump Module | 13-215 | Infusion Pumps, Multitherapy | 378348 | BD | 8100 | 16160673 | ALAEM | ALARIS 2 | 102-13100 | WCH-Intensive Care Unit I | 20 | IU | Active
WCH5402 | P81CAA | 8100 CareFusion Alaris Pump | Rafael Baxcajay | RABAX | EMPLOYEE | 1 | 0.75 | 07/01/2024 | 07/10/2023 | 6 | M | WCH | WCH | Large Volume Pump Module | 13-215 | Infusion Pumps, Multitherapy | 378348 | BD | 8100 | 16160721 | ALAEM | ALARIS 2 | 102-13100 | WCH-Intensive Care Unit I | 20 | IU | Active
WCH5403 | P81CAA | 8100 CareFusion Alaris Pump | Tim McElrath | 11619 | EMPLOYEE | 1 | 0.75 | 07/01/2024 | 07/10/2023 | 6 | M | WCH | WCH | Large Volume Pump Module | 13-215 | Infusion Pumps, Multitherapy | 378348 | BD | 8100 | 16160633 | ALATM | ALARIS 3 | 102-13100 | WCH-Intensive Care Unit I | 20 | IU | Active
WCH5404 | P81CAA | 8100 CareFusion Alaris Pump | Holly Robinson | HOLROB | EMPLOYEE | 1 | 0.75 | 07/01/2024 | 07/10/2023 | 6 | M | WCH | WCH | Large Volume Pump Module | 13-215 | Infusion Pumps, Multitherapy | 378348 | BD | 8100 | 16160808 | ALABME | ALARIS 1 | 102-21500 | WCH-PACU | 20 | IU | Active
WCH5405 | P81CAA | 8100 CareFusion Alaris Pump | Holly Robinson | HOLROB | EMPLOYEE | 1 | 0.75 | 07/01/2024 | 07/11/2023 | 6 | M | WCH | WCH | Large Volume Pump Module | 13-215 | Infusion Pumps, Multitherapy | 378348 | BD | 8100 | 16160773 | ALABME | ALARIS 1 | 102-23100 | WCH-Emergency Service | 20 | IU | Active
WCH5406 | P81CAA | 8100 CareFusion Alaris Pump | Rafael Baxcajay | RABAX | EMPLOYEE | 1 | 0.75 | 07/01/2024 | 07/12/2023 | 6 | M | WCH | WCH | Large Volume Pump Module | 13-215 | Infusion Pumps, Multitherapy | 378348 | BD | 8100 | 16160639 | ALAEM | ALARIS 2 | 102-12250 | WCH-MED/SURG/TELE UNIT | 20 | IU | Active
WCH5407 | P81CAA | 8100 CareFusion Alaris Pump | Rafael Baxcajay | RABAX | EMPLOYEE | 1 | 0.75 | 07/01/2024 | 07/12/2023 | 6 | M | WCH | WCH | Large Volume Pump Module | 13-215 | Infusion Pumps, Multitherapy | 378348 | BD | 8100 | 16160628 | ALAEM | ALARIS 2 | 102-13100 | WCH-Intensive Care Unit I | 20 | IU | Active
WCH5408 | P81CAA | 8100 CareFusion Alaris Pump | Holly Robinson | HOLROB | EMPLOYEE | 1 | 0.75 | 07/01/2024 | 07/12/2023 | 6 | M | WCH | WCH | Large Volume Pump Module | 13-215 | Infusion Pumps, Multitherapy | 378348 | BD | 8100 | 16161175 | ALABME | ALARIS 1 | 102-23100 | WCH-Emergency Service | 20 | IU | Active
WCH5409 | P81CAA | 8100 CareFusion Alaris Pump | Tim McElrath | 11619 | EMPLOYEE | 1 | 0.75 | 07/01/2024 | 07/13/2023 | 6 | M | WCH | WCH | Large Volume Pump Module | 13-215 | Infusion Pumps, Multitherapy | 378348 | BD | 8100 | 16160689 | ALATM | ALARIS 3 | 102-12252 | WCH-MED/SURG/TELE UNIT II | 20 | IU | Active
WCH5410 | P81CAA | 8100 CareFusion Alaris Pump | Tim McElrath | 11619 | EMPLOYEE | 1 | 0.75 | 07/01/2024 | 07/13/2023 | 6 | M | WCH | WCH | Large Volume Pump Module | 13-215 | Infusion Pumps, Multitherapy | 378348 | BD | 8100 | 16160722 | ALATM | ALARIS 3 | 102-12252 | WCH-MED/SURG/TELE UNIT II | 20 | IU | Active
WCH5411 | P1096 | Laser PM Class 3B/4 | Emanuel Colon | 90769 | EMPLOYEE | 6 | 2 | 07/01/2024 | 02/16/2024 | 2 | M | WCH | WCH | Holmium Laser | 17-769 | Lasers, Ho:YAG, Surgical | 392912 | Lumenis Inc | P120H Moses 2.0 | 1042 |  |  | 102-21100 | WCH-Surgery | 33 | IU | Active
WCH5413 | P81CAA | 8100 CareFusion Alaris Pump | Rafael Baxcajay | RABAX | EMPLOYEE | 1 | 0.75 | 07/01/2024 | 07/17/2023 | 6 | M | WCH | WCH | Large Volume Pump Module | 13-215 | Infusion Pumps, Multitherapy | 378348 | BD | 8100 | 16160653 | ALAEM | ALARIS 2 | 102-12250 | WCH-MED/SURG/TELE UNIT | 20 | IU | Active
WCH5414 | P113 | Microscope, Surgical. | Laurence Rawski | LARAW | EMPLOYEE | 6 | 1.5 | 11/01/2024 | 05/06/2024 | 2 | M | WCH | WCH | Surgical Microscope | 12-539 | Microscopes, Light, Operating | 418173 | Carl Zeiss Meditec Inc | 302582-9903-000 | 66451721481 |  |  | 102-21100 | WCH-Surgery | 19 | IU | Active
WCH5415 | P81CAA | 8100 CareFusion Alaris Pump | Tim McElrath | 11619 | EMPLOYEE | 1 | 0.75 | 07/01/2024 | 07/18/2023 | 6 | M | WCH | WCH | Large Volume Pump Module | 13-215 | Infusion Pumps, Multitherapy | 378348 | BD | 8100 | 16160938 | ALATM | ALARIS 3 | 102-13100 | WCH-Intensive Care Unit I | 20 | IU | Active
WCH5416 | P81CAA | 8100 CareFusion Alaris Pump | Tim McElrath | 11619 | EMPLOYEE | 1 | 0.75 | 07/01/2024 | 07/18/2023 | 6 | M | WCH | WCH | Large Volume Pump Module | 13-215 | Infusion Pumps, Multitherapy | 378348 | BD | 8100 | 16160924 | ALATM | ALARIS 3 | 102-13100 | WCH-Intensive Care Unit I | 20 | IU | Active
WCH5417 | P81CAA | 8100 CareFusion Alaris Pump | Holly Robinson | HOLROB | EMPLOYEE | 1 | 0.75 | 07/01/2024 | 07/17/2023 | 6 | M | WCH | WCH | Large Volume Pump Module | 13-215 | Infusion Pumps, Multitherapy | 378348 | BD | 8100 | 16160793 | ALABME | ALARIS 1 | 102-21500 | WCH-PACU | 20 | IU | Active
WCH5418 | P81CAA | 8100 CareFusion Alaris Pump | Rafael Baxcajay | RABAX | EMPLOYEE | 1 | 0.75 | 07/01/2024 | 07/17/2023 | 6 | M | WCH | WCH | Large Volume Pump Module | 13-215 | Infusion Pumps, Multitherapy | 378348 | BD | 8100 | 16160691 | ALAEM | ALARIS 2 | 102-12250 | WCH-MED/SURG/TELE UNIT | 20 | IU | Active
WCH5419 | P81CAA | 8100 CareFusion Alaris Pump | Holly Robinson | HOLROB | EMPLOYEE | 1 | 0.75 | 07/01/2024 | 07/17/2023 | 6 | M | WCH | WCH | Large Volume Pump Module | 13-215 | Infusion Pumps, Multitherapy | 378348 | BD | 8100 | 16161209 | ALABME | ALARIS 1 | 102-21500 | WCH-PACU | 20 | IU | Active
WCH5420 | P81CAA | 8100 CareFusion Alaris Pump | Tim McElrath | 11619 | EMPLOYEE | 1 | 0.75 | 07/01/2024 | 07/11/2023 | 6 | M | WCH | WCH | Large Volume Pump Module | 13-215 | Infusion Pumps, Multitherapy | 378348 | BD | 8100 | 16160893 | ALATM | ALARIS 3 | 102-12252 | WCH-MED/SURG/TELE UNIT II | 20 | IU | Active
WCH5421 | P81CAA | 8100 CareFusion Alaris Pump | Tim McElrath | 11619 | EMPLOYEE | 1 | 0.75 | 07/01/2024 | 07/14/2023 | 6 | M | WCH | WCH | Large Volume Pump Module | 13-215 | Infusion Pumps, Multitherapy | 378348 | BD | 8100 | 16160764 | ALATM | ALARIS 3 | 102-13100 | WCH-Intensive Care Unit I | 20 | IU | Active
WCH5422 | P81CAA | 8100 CareFusion Alaris Pump | Tim McElrath | 11619 | EMPLOYEE | 1 | 0.75 | 07/01/2024 | 07/14/2023 | 6 | M | WCH | WCH | Large Volume Pump Module | 13-215 | Infusion Pumps, Multitherapy | 378348 | BD | 8100 | 16160740 | ALATM | ALARIS 3 | 102-13100 | WCH-Intensive Care Unit I | 20 | IU | Active
WCH5423 | P81CAA | 8100 CareFusion Alaris Pump | Rafael Baxcajay | RABAX | EMPLOYEE | 1 | 0.75 | 07/01/2024 | 07/14/2023 | 6 | M | WCH | WCH | Large Volume Pump Module | 13-215 | Infusion Pumps, Multitherapy | 378348 | BD | 8100 | 16160710 | ALAEM | ALARIS 2 | 102-13100 | WCH-Intensive Care Unit I | 20 | IU | Active
WCH5424 | P2YEGE | 2 Year GE ApexPro Receiver Calibration | Holly Robinson | HOLROB | EMPLOYEE | 2 | 2 | 06/01/2025 |  | 2 | M | WCH | WCH | ApexPro Telemetry Receiver | 13-987A | Monitors, Telemetry Receiver | 440964 | GE Healthcare Technologies | APEXPRO RCVR SYS | RTS22400005SA |  |  | 102-12250 | WCH-MED/SURG/TELE UNIT | 11 | IU | Active
WCH5425 | P2YEGE | 2 Year GE ApexPro Receiver Calibration | Holly Robinson | HOLROB | EMPLOYEE | 2 | 2 | 06/01/2025 |  | 2 | M | WCH | WCH | ApexPro Telemetry Receiver | 13-987A | Monitors, Telemetry Receiver | 440964 | GE Healthcare Technologies | APEXPRO RCVR SYS | RTS22400012SA |  |  | 102-12250 | WCH-MED/SURG/TELE UNIT | 11 | IU | Active
WCH5426 | P2YEGE | 2 Year GE ApexPro Receiver Calibration | Holly Robinson | HOLROB | EMPLOYEE | 2 | 2 | 06/01/2025 |  | 2 | M | WCH | WCH | ApexPro Telemetry Receiver | 13-987A | Monitors, Telemetry Receiver | 440964 | GE Healthcare Technologies | APEXPRO RCVR SYS | RTS22400013SA |  |  | 102-12250 | WCH-MED/SURG/TELE UNIT | 11 | IU | Active
WCH5427 | P2YEGE | 2 Year GE ApexPro Receiver Calibration | Holly Robinson | HOLROB | EMPLOYEE | 2 | 2 | 06/01/2025 |  | 2 | M | WCH | WCH | ApexPro Telemetry Receiver | 13-987A | Monitors, Telemetry Receiver | 440964 | GE Healthcare Technologies | APEXPRO RCVR SYS | RTS22390002SA |  |  | 102-12250 | WCH-MED/SURG/TELE UNIT | 11 | IU | Active
WCH5428 | P2YEGE | 2 Year GE ApexPro Receiver Calibration | Holly Robinson | HOLROB | EMPLOYEE | 2 | 2 | 06/01/2025 |  | 2 | M | WCH | WCH | ApexPro Telemetry Receiver | 13-987A | Monitors, Telemetry Receiver | 440964 | GE Healthcare Technologies | APEXPRO RCVR SYS | RTS22390020SA |  |  | 102-12250 | WCH-MED/SURG/TELE UNIT | 11 | IU | Active
WCH5429 | P2YEGE | 2 Year GE ApexPro Receiver Calibration | Holly Robinson | HOLROB | EMPLOYEE | 2 | 2 | 06/01/2025 |  | 2 | M | WCH | WCH | ApexPro Telemetry Receiver | 13-987A | Monitors, Telemetry Receiver | 440964 | GE Healthcare Technologies | APEXPRO RCVR SYS | RTS22400008SA |  |  | 102-12250 | WCH-MED/SURG/TELE UNIT | 11 | IU | Active
WCH5430 | PMOPHC | Monitors, Physiologic, Central Station | Holly Robinson | HOLROB | EMPLOYEE | 1 | 0.9 | 06/01/2024 |  | 2 | M | WCH | WCH | Telemetry Server V4 | 21-973 | Network Servers | 440964 | GE Healthcare Technologies | 2037318-002 | SEE22120048SA |  |  | 102-12250 | WCH-MED/SURG/TELE UNIT | 04 | IU | Active
WCH5431 | PMOPHC | Monitors, Physiologic, Central Station | Holly Robinson | HOLROB | EMPLOYEE | 1 | 0.9 | 06/01/2024 |  | 2 | M | WCH | WCH | Telemetry Server V4 | 21-973 | Network Servers | 440964 | GE Healthcare Technologies | 2037318-002 | SEE22120059SA |  |  | 102-12250 | WCH-MED/SURG/TELE UNIT | 04 | IU | Active
WCH5432 | PMOPHC | Monitors, Physiologic, Central Station | Holly Robinson | HOLROB | EMPLOYEE | 1 | 0.9 | 06/01/2024 |  | 2 | M | WCH | WCH | Telemetry Server V4 | 21-973 | Network Servers | 440964 | GE Healthcare Technologies | 2037318-002 | SEE22120046SA |  |  | 102-12250 | WCH-MED/SURG/TELE UNIT | 04 | IU | Active
WCH5433 | PMOPHC | Monitors, Physiologic, Central Station | Holly Robinson | HOLROB | EMPLOYEE | 1 | 0.9 | 06/01/2024 |  | 2 | M | WCH | WCH | Telemetry Server V4 | 21-973 | Network Servers | 440964 | GE Healthcare Technologies | 2037318-002 | SEE22120069SA |  |  | 102-12250 | WCH-MED/SURG/TELE UNIT | 04 | IU | Active
WCH5434 | PMOPHC | Monitors, Physiologic, Central Station | Holly Robinson | HOLROB | EMPLOYEE | 1 | 0.9 | 06/01/2024 |  | 2 | M | WCH | WCH | Telemetry Server V4 | 21-973 | Network Servers | 440964 | GE Healthcare Technologies | 2037318-002 | SEE22120058SA |  |  | 102-12250 | WCH-MED/SURG/TELE UNIT | 04 | IU | Active
WCH5435 | PMOPHC | Monitors, Physiologic, Central Station | Holly Robinson | HOLROB | EMPLOYEE | 1 | 0.9 | 06/01/2024 |  | 2 | M | WCH | WCH | Telemetry Server V4 | 21-973 | Network Servers | 440964 | GE Healthcare Technologies | 2037318-002 | SEE22120071SA |  |  | 102-12250 | WCH-MED/SURG/TELE UNIT | 04 | IU | Active
WCH5500 | P80CAA | 8015 CareFusion Alaris Pump | Holly Robinson | HOLROB | EMPLOYEE | 2 | 0.8 | 07/01/2024 |  | 6 | M | WCH | WCH | Pump Control Unit | 26-655 | Controllers, Infusion Pump Systems, Programmable | 378348 | BD | 8015 BD | 16140002 | ALABME | ALARIS 1 | 102-23100 | WCH-Emergency Service | 21 | IU | Active
WCH5501 | P10123 | -Pm Device Using Mfg Procedure | Holly Robinson | HOLROB | EMPLOYEE | 1 | 0.5 | 07/01/2024 | 07/18/2023 | 6 | M | WCH | WCH | Patient Controlled Pump | 16-924 | Infusion Pumps, Analgesic, Patient-Controlled | 378348 | BD | 8120 | 16144813 | ALABME | ALARIS 1 | 102-13100 | WCH-Intensive Care Unit I | 20 | IU | Active
WCH5502 | P81CAA | 8100 CareFusion Alaris Pump | Holly Robinson | HOLROB | EMPLOYEE | 1 | 0.75 | 07/01/2024 | 06/29/2023 | 6 | M | WCH | WCH | Large Volume Pump Module | 13-215 | Infusion Pumps, Multitherapy | 378348 | BD | 8100 | 16160830 | ALABME | ALARIS 1 | 102-23100 | WCH-Emergency Service | 20 | IU | Active
WCH5503 | P81CAA | 8100 CareFusion Alaris Pump | Holly Robinson | HOLROB | EMPLOYEE | 1 | 0.75 | 07/01/2024 | 06/29/2023 | 6 | M | WCH | WCH | Large Volume Pump Module | 13-215 | Infusion Pumps, Multitherapy | 378348 | BD | 8100 | 16160792 | ALABME | ALARIS 1 | 102-23100 | WCH-Emergency Service | 20 | IU | Active
WCH5504 | P80CAA | 8015 CareFusion Alaris Pump | Holly Robinson | HOLROB | EMPLOYEE | 2 | 0.8 | 07/01/2024 |  | 6 | M | WCH | WCH | Pump Control Unit | 26-655 | Controllers, Infusion Pump Systems, Programmable | 378348 | BD | 8015 BD | 16138098 | ALABME | ALARIS 1 | 102-23100 | WCH-Emergency Service | 21 | IU | Active
WCH5505 | P81CAA | 8100 CareFusion Alaris Pump | Holly Robinson | HOLROB | EMPLOYEE | 1 | 0.75 | 07/01/2024 | 06/29/2023 | 6 | M | WCH | WCH | Large Volume Pump Module | 13-215 | Infusion Pumps, Multitherapy | 378348 | BD | 8100 | 16160932 | ALABME | ALARIS 1 | 102-23100 | WCH-Emergency Service | 20 | IU | Active
WCH5506 | P81CAA | 8100 CareFusion Alaris Pump | Holly Robinson | HOLROB | EMPLOYEE | 1 | 0.75 | 07/01/2024 | 06/29/2023 | 6 | M | WCH | WCH | Large Volume Pump Module | 13-215 | Infusion Pumps, Multitherapy | 378348 | BD | 8100 | 16160799 | ALABME | ALARIS 1 | 102-23100 | WCH-Emergency Service | 20 | IU | Active
WCH5507 | P81CAA | 8100 CareFusion Alaris Pump | Holly Robinson | HOLROB | EMPLOYEE | 1 | 0.75 | 07/01/2024 | 07/17/2023 | 6 | M | WCH | WCH | Large Volume Pump Module | 13-215 | Infusion Pumps, Multitherapy | 378348 | BD | 8100 | 16160788 | ALABME | ALARIS 1 | 102-23100 | WCH-Emergency Service | 20 | IU | Active
WCH5508 | P81CAA | 8100 CareFusion Alaris Pump | Holly Robinson | HOLROB | EMPLOYEE | 1 | 0.75 | 07/01/2024 | 07/06/2023 | 6 | M | WCH | WCH | Large Volume Pump Module | 13-215 | Infusion Pumps, Multitherapy | 378348 | BD | 8100 | 16160801 | ALABME | ALARIS 1 | 102-23100 | WCH-Emergency Service | 20 | IU | Active
WCH5509 | P81CAA | 8100 CareFusion Alaris Pump | Holly Robinson | HOLROB | EMPLOYEE | 1 | 0.75 | 07/01/2024 | 07/06/2023 | 6 | M | WCH | WCH | Large Volume Pump Module | 13-215 | Infusion Pumps, Multitherapy | 378348 | BD | 8100 | 16160802 | ALABME | ALARIS 1 | 102-23100 | WCH-Emergency Service | 20 | IU | Active
WCH5510 | P81CAA | 8100 CareFusion Alaris Pump | Holly Robinson | HOLROB | EMPLOYEE | 1 | 0.75 | 07/01/2024 | 07/14/2023 | 6 | M | WCH | WCH | Large Volume Pump Module | 13-215 | Infusion Pumps, Multitherapy | 378348 | BD | 8100 | 16160837 | ALABME | ALARIS 1 | 102-23100 | WCH-Emergency Service | 20 | IU | Active
WCH5512 | P81CAA | 8100 CareFusion Alaris Pump | Holly Robinson | HOLROB | EMPLOYEE | 1 | 0.75 | 07/01/2024 | 07/18/2023 | 6 | M | WCH | WCH | Large Volume Pump Module | 13-215 | Infusion Pumps, Multitherapy | 378348 | BD | 8100 | 16160754 | ALABME | ALARIS 1 | 102-23100 | WCH-Emergency Service | 20 | IU | Active
WCH5513 | P81CAA | 8100 CareFusion Alaris Pump | Holly Robinson | HOLROB | EMPLOYEE | 1 | 0.75 | 07/01/2024 | 06/29/2023 | 6 | M | WCH | WCH | Large Volume Pump Module | 13-215 | Infusion Pumps, Multitherapy | 378348 | BD | 8100 | 16160747 | ALABME | ALARIS 1 | 102-23100 | WCH-Emergency Service | 20 | IU | Active
WCH5515 | P81CAA | 8100 CareFusion Alaris Pump | Holly Robinson | HOLROB | EMPLOYEE | 1 | 0.75 | 07/01/2024 | 07/12/2023 | 6 | M | WCH | WCH | Large Volume Pump Module | 13-215 | Infusion Pumps, Multitherapy | 378348 | BD | 8100 | 16161193 | ALABME | ALARIS 1 | 102-23100 | WCH-Emergency Service | 20 | IU | Active
WCH5517 | P81CAA | 8100 CareFusion Alaris Pump | Holly Robinson | HOLROB | EMPLOYEE | 1 | 0.75 | 07/01/2024 | 07/10/2023 | 6 | M | WCH | WCH | Large Volume Pump Module | 13-215 | Infusion Pumps, Multitherapy | 378348 | BD | 8100 | 16160922 | ALABME | ALARIS 1 | 102-23100 | WCH-Emergency Service | 20 | IU | Active
WCH5518 | P81CAA | 8100 CareFusion Alaris Pump | Holly Robinson | HOLROB | EMPLOYEE | 1 | 0.75 | 07/01/2024 | 07/07/2023 | 6 | M | WCH | WCH | Large Volume Pump Module | 13-215 | Infusion Pumps, Multitherapy | 378348 | BD | 8100 | 16160812 | ALABME | ALARIS 1 | 102-23100 | WCH-Emergency Service | 20 | IU | Active
WCH5519 | P81CAA | 8100 CareFusion Alaris Pump | Holly Robinson | HOLROB | EMPLOYEE | 1 | 0.75 | 07/01/2024 | 07/07/2023 | 6 | M | WCH | WCH | Large Volume Pump Module | 13-215 | Infusion Pumps, Multitherapy | 378348 | BD | 8100 | 16160787 | ALABME | ALARIS 1 | 102-23100 | WCH-Emergency Service | 20 | IU | Active
WCH5520 | P81CAA | 8100 CareFusion Alaris Pump | Holly Robinson | HOLROB | EMPLOYEE | 1 | 0.75 | 07/01/2024 | 06/29/2023 | 6 | M | WCH | WCH | Large Volume Pump Module | 13-215 | Infusion Pumps, Multitherapy | 378348 | BD | 8100 | 16160601 | ALABME | ALARIS 1 | 102-23100 | WCH-Emergency Service | 20 | IU | Active
WCH5521 | P81CAA | 8100 CareFusion Alaris Pump | Holly Robinson | HOLROB | EMPLOYEE | 1 | 0.75 | 07/01/2024 | 06/29/2023 | 6 | M | WCH | WCH | Large Volume Pump Module | 13-215 | Infusion Pumps, Multitherapy | 378348 | BD | 8100 | 16160841 | ALABME | ALARIS 1 | 102-23100 | WCH-Emergency Service | 20 | IU | Active
WCH5522 | P81CAA | 8100 CareFusion Alaris Pump | Holly Robinson | HOLROB | EMPLOYEE | 1 | 0.75 | 07/01/2024 | 07/07/2023 | 6 | M | WCH | WCH | Large Volume Pump Module | 13-215 | Infusion Pumps, Multitherapy | 378348 | BD | 8100 | 16161166 | ALABME | ALARIS 1 | 102-23100 | WCH-Emergency Service | 20 | IU | Active
WCH5523 | P81CAA | 8100 CareFusion Alaris Pump | Holly Robinson | HOLROB | EMPLOYEE | 1 | 0.75 | 07/01/2024 | 06/26/2023 | 6 | M | WCH | WCH | Large Volume Pump Module | 13-215 | Infusion Pumps, Multitherapy | 378348 | BD | 8100 | 16160821 | ALABME | ALARIS 1 | 102-23100 | WCH-Emergency Service | 20 | IU | Active
WCH5524 | P81CAA | 8100 CareFusion Alaris Pump | Holly Robinson | HOLROB | EMPLOYEE | 1 | 0.75 | 07/01/2024 | 07/07/2023 | 6 | M | WCH | WCH | Large Volume Pump Module | 13-215 | Infusion Pumps, Multitherapy | 378348 | BD | 8100 | 16160822 | ALABME | ALARIS 1 | 102-23100 | WCH-Emergency Service | 20 | IU | Active
WCH5525 | P81CAA | 8100 CareFusion Alaris Pump | Holly Robinson | HOLROB | EMPLOYEE | 1 | 0.75 | 07/01/2024 | 07/03/2023 | 6 | M | WCH | WCH | Large Volume Pump Module | 13-215 | Infusion Pumps, Multitherapy | 378348 | BD | 8100 | 16160815 | ALABME | ALARIS 1 | 102-23100 | WCH-Emergency Service | 20 | IU | Active
WCH5526 | P81CAA | 8100 CareFusion Alaris Pump | Holly Robinson | HOLROB | EMPLOYEE | 1 | 0.75 | 07/01/2024 | 07/03/2023 | 6 | M | WCH | WCH | Large Volume Pump Module | 13-215 | Infusion Pumps, Multitherapy | 378348 | BD | 8100 | 16161136 | ALABME | ALARIS 1 | 102-23100 | WCH-Emergency Service | 20 | IU | Active
WCH5527 | P81CAA | 8100 CareFusion Alaris Pump | Holly Robinson | HOLROB | EMPLOYEE | 1 | 0.75 | 07/01/2024 | 07/06/2023 | 6 | M | WCH | WCH | Large Volume Pump Module | 13-215 | Infusion Pumps, Multitherapy | 378348 | BD | 8100 | 16160816 | ALABME | ALARIS 1 | 102-23100 | WCH-Emergency Service | 20 | IU | Active
WCH5528 | P81CAA | 8100 CareFusion Alaris Pump | Holly Robinson | HOLROB | EMPLOYEE | 1 | 0.75 | 07/01/2024 | 07/05/2023 | 6 | M | WCH | WCH | Large Volume Pump Module | 13-215 | Infusion Pumps, Multitherapy | 378348 | BD | 8100 | 16160819 | ALABME | ALARIS 1 | 102-23100 | WCH-Emergency Service | 20 | IU | Active
WCH5529 | P81CAA | 8100 CareFusion Alaris Pump | Holly Robinson | HOLROB | EMPLOYEE | 1 | 0.75 | 07/01/2024 | 07/17/2023 | 6 | M | WCH | WCH | Large Volume Pump Module | 13-215 | Infusion Pumps, Multitherapy | 378348 | BD | 8100 | 16160937 | ALABME | ALARIS 1 | 102-23100 | WCH-Emergency Service | 20 | IU | Active
WCH5530 | P81CAA | 8100 CareFusion Alaris Pump | Holly Robinson | HOLROB | EMPLOYEE | 1 | 0.75 | 07/01/2024 | 07/17/2023 | 6 | M | WCH | WCH | Large Volume Pump Module | 13-215 | Infusion Pumps, Multitherapy | 378348 | BD | 8100 | 16160791 | ALABME | ALARIS 1 | 102-23100 | WCH-Emergency Service | 20 | IU | Active
WCH5531 | P81CAA | 8100 CareFusion Alaris Pump | Holly Robinson | HOLROB | EMPLOYEE | 1 | 0.75 | 07/01/2024 | 07/07/2023 | 6 | M | WCH | WCH | Large Volume Pump Module | 13-215 | Infusion Pumps, Multitherapy | 378348 | BD | 8100 | 16160831 | ALABME | ALARIS 1 | 102-23100 | WCH-Emergency Service | 20 | IU | Active
WCH5532 | P81CAA | 8100 CareFusion Alaris Pump | Holly Robinson | HOLROB | EMPLOYEE | 1 | 0.75 | 07/01/2024 | 06/28/2023 | 6 | M | WCH | WCH | Large Volume Pump Module | 13-215 | Infusion Pumps, Multitherapy | 378348 | BD | 8100 | 16160765 | ALABME | ALARIS 1 | 102-23100 | WCH-Emergency Service | 20 | IU | Active
WCH5533 | P81CAA | 8100 CareFusion Alaris Pump | Holly Robinson | HOLROB | EMPLOYEE | 1 | 0.75 | 07/01/2024 | 07/03/2023 | 6 | M | WCH | WCH | Large Volume Pump Module | 13-215 | Infusion Pumps, Multitherapy | 378348 | BD | 8100 | 16160839 | ALABME | ALARIS 1 | 102-23100 | WCH-Emergency Service | 20 | IU | Active
WCH5534 | P81CAA | 8100 CareFusion Alaris Pump | Holly Robinson | HOLROB | EMPLOYEE | 1 | 0.75 | 07/01/2024 | 06/27/2023 | 6 | M | WCH | WCH | Large Volume Pump Module | 13-215 | Infusion Pumps, Multitherapy | 378348 | BD | 8100 | 16160928 | ALABME | ALARIS 1 | 102-23100 | WCH-Emergency Service | 20 | IU | Active
WCH5535 | P81CAA | 8100 CareFusion Alaris Pump | Holly Robinson | HOLROB | EMPLOYEE | 1 | 0.75 | 07/01/2024 | 06/27/2023 | 6 | M | WCH | WCH | Large Volume Pump Module | 13-215 | Infusion Pumps, Multitherapy | 378348 | BD | 8100 | 16161215 | ALABME | ALARIS 1 | 102-23100 | WCH-Emergency Service | 20 | IU | Active
WCH5536 | P81CAA | 8100 CareFusion Alaris Pump | Holly Robinson | HOLROB | EMPLOYEE | 1 | 0.75 | 07/01/2024 | 06/27/2023 | 6 | M | WCH | WCH | Large Volume Pump Module | 13-215 | Infusion Pumps, Multitherapy | 378348 | BD | 8100 | 16160759 | ALABME | ALARIS 1 | 102-23100 | WCH-Emergency Service | 20 | IU | Active
WCH5537 | P81CAA | 8100 CareFusion Alaris Pump | Holly Robinson | HOLROB | EMPLOYEE | 1 | 0.75 | 07/01/2024 | 07/14/2023 | 6 | M | WCH | WCH | Large Volume Pump Module | 13-215 | Infusion Pumps, Multitherapy | 378348 | BD | 8100 | 16161156 | ALABME | ALARIS 1 | 102-23100 | WCH-Emergency Service | 20 | IU | Active
WCH5538 | P81CAA | 8100 CareFusion Alaris Pump | Holly Robinson | HOLROB | EMPLOYEE | 1 | 0.75 | 07/01/2024 | 07/18/2023 | 6 | M | WCH | WCH | Large Volume Pump Module | 13-215 | Infusion Pumps, Multitherapy | 378348 | BD | 8100 | 16160641 | ALABME | ALARIS 1 | 102-23100 | WCH-Emergency Service | 20 | IU | Active
WCH5539 | P81CAA | 8100 CareFusion Alaris Pump | Holly Robinson | HOLROB | EMPLOYEE | 1 | 0.75 | 07/01/2024 | 06/27/2023 | 6 | M | WCH | WCH | Large Volume Pump Module | 13-215 | Infusion Pumps, Multitherapy | 378348 | BD | 8100 | 16160878 | ALABME | ALARIS 1 | 102-23100 | WCH-Emergency Service | 20 | IU | Active
WCH5540 | P81CAA | 8100 CareFusion Alaris Pump | Holly Robinson | HOLROB | EMPLOYEE | 1 | 0.75 | 07/01/2024 | 06/29/2023 | 6 | M | WCH | WCH | Large Volume Pump Module | 13-215 | Infusion Pumps, Multitherapy | 378348 | BD | 8100 | 16160800 | ALABME | ALARIS 1 | 102-23100 | WCH-Emergency Service | 20 | IU | Active
WCH5541 | P81CAA | 8100 CareFusion Alaris Pump | Holly Robinson | HOLROB | EMPLOYEE | 1 | 0.75 | 07/01/2024 | 07/10/2023 | 6 | M | WCH | WCH | Large Volume Pump Module | 13-215 | Infusion Pumps, Multitherapy | 378348 | BD | 8100 | 16160682 | ALABME | ALARIS 1 | 102-23100 | WCH-Emergency Service | 20 | IU | Active
WCH5542 | P81CAA | 8100 CareFusion Alaris Pump | Holly Robinson | HOLROB | EMPLOYEE | 1 | 0.75 | 07/01/2024 | 07/04/2023 | 6 | M | WCH | WCH | Large Volume Pump Module | 13-215 | Infusion Pumps, Multitherapy | 378348 | BD | 8100 | 16160827 | ALABME | ALARIS 1 | 102-23100 | WCH-Emergency Service | 20 | IU | Active
WCH5543 | P81CAA | 8100 CareFusion Alaris Pump | Holly Robinson | HOLROB | EMPLOYEE | 1 | 0.75 | 07/01/2024 | 07/05/2023 | 6 | M | WCH | WCH | Large Volume Pump Module | 13-215 | Infusion Pumps, Multitherapy | 378348 | BD | 8100 | 16160853 | ALABME | ALARIS 1 | 102-23100 | WCH-Emergency Service | 20 | IU | Active
WCH5544 | P81CAA | 8100 CareFusion Alaris Pump | Holly Robinson | HOLROB | EMPLOYEE | 1 | 0.75 | 07/01/2024 | 06/29/2023 | 6 | M | WCH | WCH | Large Volume Pump Module | 13-215 | Infusion Pumps, Multitherapy | 378348 | BD | 8100 | 16160874 | ALABME | ALARIS 1 | 102-23100 | WCH-Emergency Service | 20 | IU | Active
WCH5545 | P81CAA | 8100 CareFusion Alaris Pump | Holly Robinson | HOLROB | EMPLOYEE | 1 | 0.75 | 07/01/2024 | 06/30/2023 | 6 | M | WCH | WCH | Large Volume Pump Module | 13-215 | Infusion Pumps, Multitherapy | 378348 | BD | 8100 | 16160881 | ALABME | ALARIS 1 | 102-23100 | WCH-Emergency Service | 20 | IU | Active
WCH5546 | P81CAA | 8100 CareFusion Alaris Pump | Holly Robinson | HOLROB | EMPLOYEE | 1 | 0.75 | 07/01/2024 | 07/10/2023 | 6 | M | WCH | WCH | Large Volume Pump Module | 13-215 | Infusion Pumps, Multitherapy | 378348 | BD | 8100 | 16160741 | ALABME | ALARIS 1 | 102-23100 | WCH-Emergency Service | 20 | IU | Active
WCH5547 | P81CAA | 8100 CareFusion Alaris Pump | Holly Robinson | HOLROB | EMPLOYEE | 1 | 0.75 | 07/01/2024 | 07/06/2023 | 6 | M | WCH | WCH | Large Volume Pump Module | 13-215 | Infusion Pumps, Multitherapy | 378348 | BD | 8100 | 16160782 | ALABME | ALARIS 1 | 102-23100 | WCH-Emergency Service | 20 | IU | Active
WCH5548 | P10123 | -Pm Device Using Mfg Procedure | Holly Robinson | HOLROB | EMPLOYEE | 1 | 0.5 | 07/01/2024 | 07/12/2023 | 6 | M | WCH | WCH | Patient Controlled Pump | 16-924 | Infusion Pumps, Analgesic, Patient-Controlled | 378348 | BD | 8120 | 16144806 | ALABME | ALARIS 1 | 102-13100 | WCH-Intensive Care Unit I | 20 | IU | Active
WCH5549 | P10123 | -Pm Device Using Mfg Procedure | Holly Robinson | HOLROB | EMPLOYEE | 1 | 0.5 | 07/01/2024 | 07/14/2023 | 6 | M | WCH | WCH | Patient Controlled Pump | 16-924 | Infusion Pumps, Analgesic, Patient-Controlled | 378348 | BD | 8120 | 16144447 | ALABME | ALARIS 1 | 102-21500 | WCH-PACU | 20 | IU | Active
WCH5550 | P10123 | -Pm Device Using Mfg Procedure | Holly Robinson | HOLROB | EMPLOYEE | 1 | 0.5 | 07/01/2024 | 07/11/2023 | 6 | M | WCH | WCH | Patient Controlled Pump | 16-924 | Infusion Pumps, Analgesic, Patient-Controlled | 378348 | BD | 8120 | 16144783 | ALABME | ALARIS 1 | 102-21500 | WCH-PACU | 20 | IU | Active
WCH5551 | P10123 | -Pm Device Using Mfg Procedure | Rafael Baxcajay | RABAX | EMPLOYEE | 1 | 0.5 | 07/01/2024 | 07/11/2023 | 6 | M | WCH | WCH | Patient Controlled Pump | 16-924 | Infusion Pumps, Analgesic, Patient-Controlled | 378348 | BD | 8120 | 16150949 | ALAEM | ALARIS 2 | 102-21500 | WCH-PACU | 20 | IU | Active
WCH5552 | P81CAA | 8100 CareFusion Alaris Pump | Holly Robinson | HOLROB | EMPLOYEE | 1 | 0.75 | 07/01/2024 | 06/28/2023 | 6 | M | WCH | WCH | Large Volume Pump Module | 13-215 | Infusion Pumps, Multitherapy | 378348 | BD | 8100 | 16160834 | ALABME | ALARIS 1 | 102-23100 | WCH-Emergency Service | 20 | IU | Active
WCH5553 | P81CAA | 8100 CareFusion Alaris Pump | Holly Robinson | HOLROB | EMPLOYEE | 1 | 0.75 | 07/01/2024 | 06/28/2023 | 6 | M | WCH | WCH | Large Volume Pump Module | 13-215 | Infusion Pumps, Multitherapy | 378348 | BD | 8100 | 16160716 | ALABME | ALARIS 1 | 102-23100 | WCH-Emergency Service | 20 | IU | Active
WCH5554 | P81CAA | 8100 CareFusion Alaris Pump | Holly Robinson | HOLROB | EMPLOYEE | 1 | 0.75 | 07/01/2024 | 06/28/2023 | 6 | M | WCH | WCH | Large Volume Pump Module | 13-215 | Infusion Pumps, Multitherapy | 378348 | BD | 8100 | 16160729 | ALABME | ALARIS 1 | 102-23100 | WCH-Emergency Service | 20 | IU | Active
WCH5555 | P81CAA | 8100 CareFusion Alaris Pump | Holly Robinson | HOLROB | EMPLOYEE | 1 | 0.75 | 07/01/2024 | 06/29/2023 | 6 | M | WCH | WCH | Large Volume Pump Module | 13-215 | Infusion Pumps, Multitherapy | 378348 | BD | 8100 | 16160886 | ALABME | ALARIS 1 | 102-23100 | WCH-Emergency Service | 20 | IU | Active
WCH5556 | P81CAA | 8100 CareFusion Alaris Pump | Holly Robinson | HOLROB | EMPLOYEE | 1 | 0.75 | 07/01/2024 | 07/17/2023 | 6 | M | WCH | WCH | Large Volume Pump Module | 13-215 | Infusion Pumps, Multitherapy | 378348 | BD | 8100 | 16160880 | ALABME | ALARIS 1 | 102-23100 | WCH-Emergency Service | 20 | IU | Active
WCH5557 | P80CAA | 8015 CareFusion Alaris Pump | Holly Robinson | HOLROB | EMPLOYEE | 2 | 0.8 | 07/01/2024 |  | 6 | M | WCH | WCH | Pump Control Unit | 26-655 | Controllers, Infusion Pump Systems, Programmable | 378348 | BD | 8015 BD | 16137918 | ALABME | ALARIS 1 | 102-23100 | WCH-Emergency Service | 21 | IU | Active
WCH5558 | P80CAA | 8015 CareFusion Alaris Pump | Holly Robinson | HOLROB | EMPLOYEE | 2 | 0.8 | 07/01/2024 |  | 6 | M | WCH | WCH | Pump Control Unit | 26-655 | Controllers, Infusion Pump Systems, Programmable | 378348 | BD | 8015 BD | 16138215 | ALABME | ALARIS 1 | 102-23100 | WCH-Emergency Service | 21 | IU | Active
WCH5559 | P80CAA | 8015 CareFusion Alaris Pump | Holly Robinson | HOLROB | EMPLOYEE | 2 | 0.8 | 07/01/2024 |  | 6 | M | WCH | WCH | Pump Control Unit | 26-655 | Controllers, Infusion Pump Systems, Programmable | 378348 | BD | 8015 BD | 16140021 | ALABME | ALARIS 1 | 102-23100 | WCH-Emergency Service | 21 | IU | Active
WCH5560 | P80CAA | 8015 CareFusion Alaris Pump | Holly Robinson | HOLROB | EMPLOYEE | 2 | 0.8 | 07/01/2024 |  | 6 | M | WCH | WCH | Pump Control Unit | 26-655 | Controllers, Infusion Pump Systems, Programmable | 378348 | BD | 8015 BD | 16138784 | ALABME | ALARIS 1 | 102-23100 | WCH-Emergency Service | 21 | IU | Active
WCH5561 | P80CAA | 8015 CareFusion Alaris Pump | Holly Robinson | HOLROB | EMPLOYEE | 2 | 0.8 | 07/01/2024 |  | 6 | M | WCH | WCH | Pump Control Unit | 26-655 | Controllers, Infusion Pump Systems, Programmable | 378348 | BD | 8015 BD | 16137840 | ALABME | ALARIS 1 | 102-23100 | WCH-Emergency Service | 21 | IU | Active
WCH5562 | P80CAA | 8015 CareFusion Alaris Pump | Holly Robinson | HOLROB | EMPLOYEE | 2 | 0.8 | 07/01/2024 |  | 6 | M | WCH | WCH | Pump Control Unit | 26-655 | Controllers, Infusion Pump Systems, Programmable | 378348 | BD | 8015 BD | 16138809 | ALABME | ALARIS 1 | 102-23100 | WCH-Emergency Service | 21 | IU | Active
WCH5563 | P10123 | -Pm Device Using Mfg Procedure | Rafael Baxcajay | RABAX | EMPLOYEE | 1 | 0.5 | 07/01/2024 | 07/11/2023 | 6 | M | WCH | WCH | Patient Controlled Pump | 16-924 | Infusion Pumps, Analgesic, Patient-Controlled | 378348 | BD | 8120 | 16151514 | ALAEM | ALARIS 2 | 102-21500 | WCH-PACU | 20 | IU | Active
WCH5564 | P10123 | -Pm Device Using Mfg Procedure | Rafael Baxcajay | RABAX | EMPLOYEE | 1 | 0.5 | 07/01/2024 | 07/14/2023 | 6 | M | WCH | WCH | Patient Controlled Pump | 16-924 | Infusion Pumps, Analgesic, Patient-Controlled | 378348 | BD | 8120 | 16144768 | ALAEM | ALARIS 2 | 102-13100 | WCH-Intensive Care Unit I | 20 | IU | Active
WCH5565 | P81CAA | 8100 CareFusion Alaris Pump | Holly Robinson | HOLROB | EMPLOYEE | 1 | 0.75 | 07/01/2024 | 07/06/2023 | 6 | M | WCH | WCH | Large Volume Pump Module | 13-215 | Infusion Pumps, Multitherapy | 378348 | BD | 8100 | 16160873 | ALABME | ALARIS 1 | 102-23100 | WCH-Emergency Service | 20 | IU | Active
WCH5566 | P81CAA | 8100 CareFusion Alaris Pump | Holly Robinson | HOLROB | EMPLOYEE | 1 | 0.75 | 07/01/2024 | 07/05/2023 | 6 | M | WCH | WCH | Large Volume Pump Module | 13-215 | Infusion Pumps, Multitherapy | 378348 | BD | 8100 | 16160734 | ALABME | ALARIS 1 | 102-23100 | WCH-Emergency Service | 20 | IU | Active
WCH5567 | P81CAA | 8100 CareFusion Alaris Pump | Holly Robinson | HOLROB | EMPLOYEE | 1 | 0.75 | 07/01/2024 | 07/05/2023 | 6 | M | WCH | WCH | Large Volume Pump Module | 13-215 | Infusion Pumps, Multitherapy | 378348 | BD | 8100 | 16161108 | ALABME | ALARIS 1 | 102-34000 | WCH-Diagnostic Imaging | 20 | IU | Active
WCH5568 | P81CAA | 8100 CareFusion Alaris Pump | Holly Robinson | HOLROB | EMPLOYEE | 1 | 0.75 | 07/01/2024 | 07/03/2023 | 6 | M | WCH | WCH | Large Volume Pump Module | 13-215 | Infusion Pumps, Multitherapy | 378348 | BD | 8100 | 16161210 | ALABME | ALARIS 1 | 102-34000 | WCH-Diagnostic Imaging | 20 | IU | Active
WCH5569 | P81CAA | 8100 CareFusion Alaris Pump | Holly Robinson | HOLROB | EMPLOYEE | 1 | 0.75 | 07/01/2024 | 07/17/2023 | 6 | M | WCH | WCH | Large Volume Pump Module | 13-215 | Infusion Pumps, Multitherapy | 378348 | BD | 8100 | 16161211 | ALABME | ALARIS 1 | 102-34000 | WCH-Diagnostic Imaging | 20 | IU | Active
WCH5570 | P81CAA | 8100 CareFusion Alaris Pump | Holly Robinson | HOLROB | EMPLOYEE | 1 | 0.75 | 07/01/2024 | 07/10/2023 | 6 | M | WCH | WCH | Large Volume Pump Module | 13-215 | Infusion Pumps, Multitherapy | 378348 | BD | 8100 | 16160877 | ALABME | ALARIS 1 | 102-34000 | WCH-Diagnostic Imaging | 20 | IU | Active
WCH5571 | P81CAA | 8100 CareFusion Alaris Pump | Holly Robinson | HOLROB | EMPLOYEE | 1 | 0.75 | 07/01/2024 | 07/17/2023 | 6 | M | WCH | WCH | Large Volume Pump Module | 13-215 | Infusion Pumps, Multitherapy | 378348 | BD | 8100 | 16160795 | ALABME | ALARIS 1 | 102-34000 | WCH-Diagnostic Imaging | 20 | IU | Active
WCH5572 | P81CAA | 8100 CareFusion Alaris Pump | Holly Robinson | HOLROB | EMPLOYEE | 1 | 0.75 | 07/01/2024 | 06/29/2023 | 6 | M | WCH | WCH | Large Volume Pump Module | 13-215 | Infusion Pumps, Multitherapy | 378348 | BD | 8100 | 16160807 | ALABME | ALARIS 1 | 102-34000 | WCH-Diagnostic Imaging | 20 | IU | Active
WCH5573 | P81CAA | 8100 CareFusion Alaris Pump | Holly Robinson | HOLROB | EMPLOYEE | 1 | 0.75 | 07/01/2024 | 07/10/2023 | 6 | M | WCH | WCH | Large Volume Pump Module | 13-215 | Infusion Pumps, Multitherapy | 378348 | BD | 8100 | 16160935 | ALABME | ALARIS 1 | 102-34000 | WCH-Diagnostic Imaging | 20 | IU | Active
WCH5574 | P81CAA | 8100 CareFusion Alaris Pump | Holly Robinson | HOLROB | EMPLOYEE | 1 | 0.75 | 07/01/2024 | 07/06/2023 | 6 | M | WCH | WCH | Large Volume Pump Module | 13-215 | Infusion Pumps, Multitherapy | 378348 | BD | 8100 | 16160574 | ALABME | ALARIS 1 | 102-21221 | WCH-Endoscopy | 33 | IU | Active
WCH5575 | P81CAA | 8100 CareFusion Alaris Pump | Holly Robinson | HOLROB | EMPLOYEE | 1 | 0.75 | 07/01/2024 | 07/06/2023 | 6 | M | WCH | WCH | Large Volume Pump Module | 13-215 | Infusion Pumps, Multitherapy | 378348 | BD | 8100 | 16160565 | ALABME | ALARIS 1 | 102-21221 | WCH-Endoscopy | 33 | IU | Active
WCH5576 | P81CAA | 8100 CareFusion Alaris Pump | Holly Robinson | HOLROB | EMPLOYEE | 1 | 0.75 | 07/01/2024 | 06/29/2023 | 6 | M | WCH | WCH | Large Volume Pump Module | 13-215 | Infusion Pumps, Multitherapy | 378348 | BD | 8100 | 16160587 | ALABME | ALARIS 1 | 102-21221 | WCH-Endoscopy | 33 | IU | Active
WCH5577 | P81CAA | 8100 CareFusion Alaris Pump | Holly Robinson | HOLROB | EMPLOYEE | 1 | 0.75 | 07/01/2024 | 07/10/2023 | 6 | M | WCH | WCH | Large Volume Pump Module | 13-215 | Infusion Pumps, Multitherapy | 378348 | BD | 8100 | 16160625 | ALABME | ALARIS 1 | 102-21221 | WCH-Endoscopy | 33 | IU | Active
WCH5578 | P81CAA | 8100 CareFusion Alaris Pump | Holly Robinson | HOLROB | EMPLOYEE | 1 | 0.75 | 07/01/2024 | 07/05/2023 | 6 | M | WCH | WCH | Large Volume Pump Module | 13-215 | Infusion Pumps, Multitherapy | 378348 | BD | 8100 | 16160645 | ALABME | ALARIS 1 | 102-21100 | WCH-Surgery | 33 | IU | Active
WCH5579 | P81CAA | 8100 CareFusion Alaris Pump | Holly Robinson | HOLROB | EMPLOYEE | 1 | 0.75 | 07/01/2024 | 07/07/2023 | 6 | M | WCH | WCH | Large Volume Pump Module | 13-215 | Infusion Pumps, Multitherapy | 378348 | BD | 8100 | 16160580 | ALABME | ALARIS 1 | 102-21100 | WCH-Surgery | 33 | IU | Active
WCH5580 | P81CAA | 8100 CareFusion Alaris Pump | Holly Robinson | HOLROB | EMPLOYEE | 1 | 0.75 | 07/01/2024 | 06/27/2023 | 6 | M | WCH | WCH | Large Volume Pump Module | 13-215 | Infusion Pumps, Multitherapy | 378348 | BD | 8100 | 16160688 | ALABME | ALARIS 1 | 102-21100 | WCH-Surgery | 33 | IU | Active
WCH5581 | P81CAA | 8100 CareFusion Alaris Pump | Holly Robinson | HOLROB | EMPLOYEE | 1 | 0.75 | 07/01/2024 | 07/10/2023 | 6 | M | WCH | WCH | Large Volume Pump Module | 13-215 | Infusion Pumps, Multitherapy | 378348 | BD | 8100 | 16160575 | ALABME | ALARIS 1 | 102-21100 | WCH-Surgery | 33 | IU | Active
WCH5582 | P81CAA | 8100 CareFusion Alaris Pump | Holly Robinson | HOLROB | EMPLOYEE | 1 | 0.75 | 07/01/2024 | 07/06/2023 | 6 | M | WCH | WCH | Large Volume Pump Module | 13-215 | Infusion Pumps, Multitherapy | 378348 | BD | 8100 | 16160848 | ALABME | ALARIS 1 | 102-21100 | WCH-Surgery | 33 | IU | Active
WCH5583 | P81CAA | 8100 CareFusion Alaris Pump | Holly Robinson | HOLROB | EMPLOYEE | 1 | 0.75 | 07/01/2024 | 06/29/2023 | 6 | M | WCH | WCH | Large Volume Pump Module | 13-215 | Infusion Pumps, Multitherapy | 378348 | BD | 8100 | 16160847 | ALABME | ALARIS 1 | 102-21100 | WCH-Surgery | 33 | IU | Active
WCH5584 | P81CAA | 8100 CareFusion Alaris Pump | Holly Robinson | HOLROB | EMPLOYEE | 1 | 0.75 | 07/01/2024 | 07/17/2023 | 6 | M | WCH | WCH | Large Volume Pump Module | 13-215 | Infusion Pumps, Multitherapy | 378348 | BD | 8100 | 16160732 | ALABME | ALARIS 1 | 102-21100 | WCH-Surgery | 33 | IU | Active
WCH5585 | P81CAA | 8100 CareFusion Alaris Pump | Holly Robinson | HOLROB | EMPLOYEE | 1 | 0.75 | 07/01/2024 | 07/10/2023 | 6 | M | WCH | WCH | Large Volume Pump Module | 13-215 | Infusion Pumps, Multitherapy | 378348 | BD | 8100 | 16161207 | ALABME | ALARIS 1 | 102-21100 | WCH-Surgery | 33 | IU | Active
WCH5586 | P81CAA | 8100 CareFusion Alaris Pump | Holly Robinson | HOLROB | EMPLOYEE | 1 | 0.75 | 07/01/2024 | 06/29/2023 | 6 | M | WCH | WCH | Large Volume Pump Module | 13-215 | Infusion Pumps, Multitherapy | 378348 | BD | 8100 | 16160798 | ALABME | ALARIS 1 | 102-21100 | WCH-Surgery | 33 | IU | Active
WCH5587 | P81CAA | 8100 CareFusion Alaris Pump | Holly Robinson | HOLROB | EMPLOYEE | 1 | 0.75 | 07/01/2024 | 06/30/2023 | 6 | M | WCH | WCH | Large Volume Pump Module | 13-215 | Infusion Pumps, Multitherapy | 378348 | BD | 8100 | 16161148 | ALABME | ALARIS 1 | 102-21100 | WCH-Surgery | 33 | IU | Active
WCH5588 | P81CAA | 8100 CareFusion Alaris Pump | Holly Robinson | HOLROB | EMPLOYEE | 1 | 0.75 | 07/01/2024 | 06/26/2023 | 6 | M | WCH | WCH | Large Volume Pump Module | 13-215 | Infusion Pumps, Multitherapy | 378348 | BD | 8100 | 16161195 | ALABME | ALARIS 1 | 102-21100 | WCH-Surgery | 33 | IU | Active
WCH5589 | P81CAA | 8100 CareFusion Alaris Pump | Holly Robinson | HOLROB | EMPLOYEE | 1 | 0.75 | 07/01/2024 | 06/26/2023 | 6 | M | WCH | WCH | Large Volume Pump Module | 13-215 | Infusion Pumps, Multitherapy | 378348 | BD | 8100 | 16161170 | ALABME | ALARIS 1 | 102-21100 | WCH-Surgery | 33 | IU | Active
WCH5590 | P81CAA | 8100 CareFusion Alaris Pump | Holly Robinson | HOLROB | EMPLOYEE | 1 | 0.75 | 07/01/2024 | 06/27/2023 | 6 | M | WCH | WCH | Large Volume Pump Module | 13-215 | Infusion Pumps, Multitherapy | 378348 | BD | 8100 | 16160743 | ALABME | ALARIS 1 | 102-21500 | WCH-PACU | 20 | IU | Active
WCH5591 | P81CAA | 8100 CareFusion Alaris Pump | Holly Robinson | HOLROB | EMPLOYEE | 1 | 0.75 | 07/01/2024 | 06/27/2023 | 6 | M | WCH | WCH | Large Volume Pump Module | 13-215 | Infusion Pumps, Multitherapy | 378348 | BD | 8100 | 16160780 | ALABME | ALARIS 1 | 102-21500 | WCH-PACU | 20 | IU | Active
WCH5592 | P81CAA | 8100 CareFusion Alaris Pump | Holly Robinson | HOLROB | EMPLOYEE | 1 | 0.75 | 07/01/2024 | 06/29/2023 | 6 | M | WCH | WCH | Large Volume Pump Module | 13-215 | Infusion Pumps, Multitherapy | 378348 | BD | 8100 | 16161194 | ALABME | ALARIS 1 | 102-21500 | WCH-PACU | 20 | IU | Active
WCH5593 | P81CAA | 8100 CareFusion Alaris Pump | Holly Robinson | HOLROB | EMPLOYEE | 1 | 0.75 | 07/01/2024 | 06/28/2023 | 6 | M | WCH | WCH | Large Volume Pump Module | 13-215 | Infusion Pumps, Multitherapy | 378348 | BD | 8100 | 16161188 | ALABME | ALARIS 1 | 102-21500 | WCH-PACU | 20 | IU | Active
WCH5594 | P81CAA | 8100 CareFusion Alaris Pump | Holly Robinson | HOLROB | EMPLOYEE | 1 | 0.75 | 07/01/2024 | 07/05/2023 | 6 | M | WCH | WCH | Large Volume Pump Module | 13-215 | Infusion Pumps, Multitherapy | 378348 | BD | 8100 | 16160840 | ALABME | ALARIS 1 | 102-21500 | WCH-PACU | 20 | IU | Active
WCH5595 | P81CAA | 8100 CareFusion Alaris Pump | Holly Robinson | HOLROB | EMPLOYEE | 1 | 0.75 | 07/01/2024 | 06/29/2023 | 6 | M | WCH | WCH | Large Volume Pump Module | 13-215 | Infusion Pumps, Multitherapy | 378348 | BD | 8100 | 16160660 | ALABME | ALARIS 1 | 102-21500 | WCH-PACU | 20 | IU | Active
WCH5596 | P81CAA | 8100 CareFusion Alaris Pump | Holly Robinson | HOLROB | EMPLOYEE | 1 | 0.75 | 07/01/2024 | 06/29/2023 | 6 | M | WCH | WCH | Large Volume Pump Module | 13-215 | Infusion Pumps, Multitherapy | 378348 | BD | 8100 | 16161184 | ALABME | ALARIS 1 | 102-21500 | WCH-PACU | 20 | IU | Active
WCH5597 | P81CAA | 8100 CareFusion Alaris Pump | Holly Robinson | HOLROB | EMPLOYEE | 1 | 0.75 | 07/01/2024 | 07/14/2023 | 6 | M | WCH | WCH | Large Volume Pump Module | 13-215 | Infusion Pumps, Multitherapy | 378348 | BD | 8100 | 16160772 | ALABME | ALARIS 1 | 102-21500 | WCH-PACU | 20 | IU | Active
WCH5598 | P81CAA | 8100 CareFusion Alaris Pump | Holly Robinson | HOLROB | EMPLOYEE | 1 | 0.75 | 07/01/2024 | 06/29/2023 | 6 | M | WCH | WCH | Large Volume Pump Module | 13-215 | Infusion Pumps, Multitherapy | 378348 | BD | 8100 | 16161172 | ALABME | ALARIS 1 | 102-21500 | WCH-PACU | 20 | IU | Active
WCH5599 | P81CAA | 8100 CareFusion Alaris Pump | Holly Robinson | HOLROB | EMPLOYEE | 1 | 0.75 | 07/01/2024 | 07/03/2023 | 6 | M | WCH | WCH | Large Volume Pump Module | 13-215 | Infusion Pumps, Multitherapy | 378348 | BD | 8100 | 16160728 | ALABME | ALARIS 1 | 102-21500 | WCH-PACU | 20 | IU | Active
WCH5600 | P81CAA | 8100 CareFusion Alaris Pump | Holly Robinson | HOLROB | EMPLOYEE | 1 | 0.75 | 07/01/2024 | 07/05/2023 | 6 | M | WCH | WCH | Large Volume Pump Module | 13-215 | Infusion Pumps, Multitherapy | 378348 | BD | 8100 | 16160824 | ALABME | ALARIS 1 | 102-21500 | WCH-PACU | 20 | IU | Active
WCH5601 | P81CAA | 8100 CareFusion Alaris Pump | Holly Robinson | HOLROB | EMPLOYEE | 1 | 0.75 | 07/01/2024 | 07/12/2023 | 6 | M | WCH | WCH | Large Volume Pump Module | 13-215 | Infusion Pumps, Multitherapy | 378348 | BD | 8100 | 16160595 | ALABME | ALARIS 1 | 102-21500 | WCH-PACU | 20 | IU | Active
WCH5602 | P81CAA | 8100 CareFusion Alaris Pump | Holly Robinson | HOLROB | EMPLOYEE | 1 | 0.75 | 07/01/2024 | 06/28/2023 | 6 | M | WCH | WCH | Large Volume Pump Module | 13-215 | Infusion Pumps, Multitherapy | 378348 | BD | 8100 | 16160828 | ALABME | ALARIS 1 | 102-21500 | WCH-PACU | 20 | IU | Active
WCH5603 | P81CAA | 8100 CareFusion Alaris Pump | Holly Robinson | HOLROB | EMPLOYEE | 1 | 0.75 | 07/01/2024 | 07/05/2023 | 6 | M | WCH | WCH | Large Volume Pump Module | 13-215 | Infusion Pumps, Multitherapy | 378348 | BD | 8100 | 16161199 | ALABME | ALARIS 1 | 102-21500 | WCH-PACU | 20 | IU | Active
WCH5604 | P81CAA | 8100 CareFusion Alaris Pump | Holly Robinson | HOLROB | EMPLOYEE | 1 | 0.75 | 07/01/2024 | 06/26/2023 | 6 | M | WCH | WCH | Large Volume Pump Module | 13-215 | Infusion Pumps, Multitherapy | 378348 | BD | 8100 | 16161117 | ALABME | ALARIS 1 | 102-21500 | WCH-PACU | 20 | IU | Active
WCH5605 | P81CAA | 8100 CareFusion Alaris Pump | Holly Robinson | HOLROB | EMPLOYEE | 1 | 0.75 | 07/01/2024 | 06/27/2023 | 6 | M | WCH | WCH | Large Volume Pump Module | 13-215 | Infusion Pumps, Multitherapy | 378348 | BD | 8100 | 16161138 | ALABME | ALARIS 1 | 102-21500 | WCH-PACU | 20 | IU | Active
WCH5606 | P81CAA | 8100 CareFusion Alaris Pump | Holly Robinson | HOLROB | EMPLOYEE | 1 | 0.75 | 07/01/2024 | 07/10/2023 | 6 | M | WCH | WCH | Large Volume Pump Module | 13-215 | Infusion Pumps, Multitherapy | 378348 | BD | 8100 | 16160883 | ALABME | ALARIS 1 | 102-21500 | WCH-PACU | 20 | IU | Active
WCH5607 | P81CAA | 8100 CareFusion Alaris Pump | Holly Robinson | HOLROB | EMPLOYEE | 1 | 0.75 | 07/01/2024 | 07/04/2023 | 6 | M | WCH | WCH | Large Volume Pump Module | 13-215 | Infusion Pumps, Multitherapy | 378348 | BD | 8100 | 16160796 | ALABME | ALARIS 1 | 102-21500 | WCH-PACU | 20 | IU | Active
WCH5608 | P81CAA | 8100 CareFusion Alaris Pump | Holly Robinson | HOLROB | EMPLOYEE | 1 | 0.75 | 07/01/2024 | 07/04/2023 | 6 | M | WCH | WCH | Large Volume Pump Module | 13-215 | Infusion Pumps, Multitherapy | 378348 | BD | 8100 | 16160923 | ALABME | ALARIS 1 | 102-21500 | WCH-PACU | 20 | IU | Active
WCH5610 | P81CAA | 8100 CareFusion Alaris Pump | Holly Robinson | HOLROB | EMPLOYEE | 1 | 0.75 | 07/01/2024 | 07/10/2023 | 6 | M | WCH | WCH | Large Volume Pump Module | 13-215 | Infusion Pumps, Multitherapy | 378348 | BD | 8100 | 16160888 | ALABME | ALARIS 1 | 102-21500 | WCH-PACU | 20 | IU | Active
WCH5612 | P81CAA | 8100 CareFusion Alaris Pump | Holly Robinson | HOLROB | EMPLOYEE | 1 | 0.75 | 07/01/2024 | 06/27/2023 | 6 | M | WCH | WCH | Large Volume Pump Module | 13-215 | Infusion Pumps, Multitherapy | 378348 | BD | 8100 | 16161189 | ALABME | ALARIS 1 | 102-21500 | WCH-PACU | 20 | IU | Active
WCH5614 | P81CAA | 8100 CareFusion Alaris Pump | Holly Robinson | HOLROB | EMPLOYEE | 1 | 0.75 | 07/01/2024 | 07/13/2023 | 6 | M | WCH | WCH | Large Volume Pump Module | 13-215 | Infusion Pumps, Multitherapy | 378348 | BD | 8100 | 16161197 | ALABME | ALARIS 1 | 102-21500 | WCH-PACU | 20 | IU | Active
WCH5617 | P81CAA | 8100 CareFusion Alaris Pump | Holly Robinson | HOLROB | EMPLOYEE | 1 | 0.75 | 07/01/2024 | 06/29/2023 | 6 | M | WCH | WCH | Large Volume Pump Module | 13-215 | Infusion Pumps, Multitherapy | 378348 | BD | 8100 | 16160735 | ALABME | ALARIS 1 | 102-21500 | WCH-PACU | 20 | IU | Active
WCH5618 | P81CAA | 8100 CareFusion Alaris Pump | Holly Robinson | HOLROB | EMPLOYEE | 1 | 0.75 | 07/01/2024 | 07/13/2023 | 6 | M | WCH | WCH | Large Volume Pump Module | 13-215 | Infusion Pumps, Multitherapy | 378348 | BD | 8100 | 16161214 | ALABME | ALARIS 1 | 102-21500 | WCH-PACU | 20 | IU | Active
WCH5619 | P81CAA | 8100 CareFusion Alaris Pump | Holly Robinson | HOLROB | EMPLOYEE | 1 | 0.75 | 07/01/2024 | 06/28/2023 | 6 | M | WCH | WCH | Large Volume Pump Module | 13-215 | Infusion Pumps, Multitherapy | 378348 | BD | 8100 | 16160659 | ALABME | ALARIS 1 | 102-21500 | WCH-PACU | 20 | IU | Active
WCH5620 | P81CAA | 8100 CareFusion Alaris Pump | Holly Robinson | HOLROB | EMPLOYEE | 1 | 0.75 | 07/01/2024 | 07/05/2023 | 6 | M | WCH | WCH | Large Volume Pump Module | 13-215 | Infusion Pumps, Multitherapy | 378348 | BD | 8100 | 16160770 | ALABME | ALARIS 1 | 102-21500 | WCH-PACU | 20 | IU | Active
WCH5621 | P81CAA | 8100 CareFusion Alaris Pump | Holly Robinson | HOLROB | EMPLOYEE | 1 | 0.75 | 07/01/2024 | 06/28/2023 | 6 | M | WCH | WCH | Large Volume Pump Module | 13-215 | Infusion Pumps, Multitherapy | 378348 | BD | 8100 | 16160887 | ALABME | ALARIS 1 | 102-21500 | WCH-PACU | 20 | IU | Active
WCH5622 | P81CAA | 8100 CareFusion Alaris Pump | Rafael Baxcajay | RABAX | EMPLOYEE | 1 | 0.75 | 07/01/2024 | 06/28/2023 | 6 | M | WCH | WCH | Large Volume Pump Module | 13-215 | Infusion Pumps, Multitherapy | 378348 | BD | 8100 | 16161192 | ALAEM | ALARIS 2 | 102-21500 | WCH-PACU | 20 | IU | Active
WCH5623 | P81CAA | 8100 CareFusion Alaris Pump | Rafael Baxcajay | RABAX | EMPLOYEE | 1 | 0.75 | 07/01/2024 | 07/07/2023 | 6 | M | WCH | WCH | Large Volume Pump Module | 13-215 | Infusion Pumps, Multitherapy | 378348 | BD | 8100 | 16160769 | ALAEM | ALARIS 2 | 102-21500 | WCH-PACU | 20 | IU | Active
WCH5624 | P81CAA | 8100 CareFusion Alaris Pump | Rafael Baxcajay | RABAX | EMPLOYEE | 1 | 0.75 | 07/01/2024 | 07/03/2023 | 6 | M | WCH | WCH | Large Volume Pump Module | 13-215 | Infusion Pumps, Multitherapy | 378348 | BD | 8100 | 16160776 | ALAEM | ALARIS 2 | 102-13100 | WCH-Intensive Care Unit I | 20 | IU | Active
WCH5626 | P81CAA | 8100 CareFusion Alaris Pump | Rafael Baxcajay | RABAX | EMPLOYEE | 1 | 0.75 | 07/01/2024 | 06/27/2023 | 6 | M | WCH | WCH | Large Volume Pump Module | 13-215 | Infusion Pumps, Multitherapy | 378348 | BD | 8100 | 16160579 | ALAEM | ALARIS 2 | 102-13100 | WCH-Intensive Care Unit I | 20 | IU | Active
WCH5627 | P81CAA | 8100 CareFusion Alaris Pump | Rafael Baxcajay | RABAX | EMPLOYEE | 1 | 0.75 | 07/01/2024 | 06/30/2023 | 6 | M | WCH | WCH | Large Volume Pump Module | 13-215 | Infusion Pumps, Multitherapy | 378348 | BD | 8100 | 16160803 | ALAEM | ALARIS 2 | 102-13100 | WCH-Intensive Care Unit I | 20 | IU | Active
WCH5628 | P81CAA | 8100 CareFusion Alaris Pump | Rafael Baxcajay | RABAX | EMPLOYEE | 1 | 0.75 | 07/01/2024 | 07/17/2023 | 6 | M | WCH | WCH | Large Volume Pump Module | 13-215 | Infusion Pumps, Multitherapy | 378348 | BD | 8100 | 16160745 | ALAEM | ALARIS 2 | 102-13100 | WCH-Intensive Care Unit I | 20 | IU | Active
WCH5629 | P81CAA | 8100 CareFusion Alaris Pump | Rafael Baxcajay | RABAX | EMPLOYEE | 1 | 0.75 | 07/01/2024 | 06/26/2023 | 6 | M | WCH | WCH | Large Volume Pump Module | 13-215 | Infusion Pumps, Multitherapy | 378348 | BD | 8100 | 16161152 | ALAEM | ALARIS 2 | 102-13100 | WCH-Intensive Care Unit I | 20 | IU | Active
WCH5630 | P81CAA | 8100 CareFusion Alaris Pump | Rafael Baxcajay | RABAX | EMPLOYEE | 1 | 0.75 | 07/01/2024 | 06/27/2023 | 6 | M | WCH | WCH | Large Volume Pump Module | 13-215 | Infusion Pumps, Multitherapy | 378348 | BD | 8100 | 16160570 | ALAEM | ALARIS 2 | 102-13100 | WCH-Intensive Care Unit I | 20 | IU | Active
WCH5631 | P81CAA | 8100 CareFusion Alaris Pump | Rafael Baxcajay | RABAX | EMPLOYEE | 1 | 0.75 | 07/01/2024 | 06/27/2023 | 6 | M | WCH | WCH | Large Volume Pump Module | 13-215 | Infusion Pumps, Multitherapy | 378348 | BD | 8100 | 16160563 | ALAEM | ALARIS 2 | 102-13100 | WCH-Intensive Care Unit I | 20 | IU | Active
WCH5632 | P10123 | -Pm Device Using Mfg Procedure | Rafael Baxcajay | RABAX | EMPLOYEE | 1 | 0.5 | 07/01/2024 | 07/11/2023 | 6 | M | WCH | WCH | Patient Controlled Pump | 16-924 | Infusion Pumps, Analgesic, Patient-Controlled | 378348 | BD | 8120 | 16144775 | ALAEM | ALARIS 2 | 102-13100 | WCH-Intensive Care Unit I | 20 | IU | Active
WCH5633 | P10123 | -Pm Device Using Mfg Procedure | Tim McElrath | 11619 | EMPLOYEE | 1 | 0.5 | 07/01/2024 | 07/17/2023 | 6 | M | WCH | WCH | Patient Controlled Pump | 16-924 | Infusion Pumps, Analgesic, Patient-Controlled | 378348 | BD | 8120 | 16150934 | ALATM | ALARIS 3 | 102-12250 | WCH-MED/SURG/TELE UNIT | 20 | IU | Active
WCH5634 | P81CAA | 8100 CareFusion Alaris Pump | Rafael Baxcajay | RABAX | EMPLOYEE | 1 | 0.75 | 07/01/2024 | 06/29/2023 | 6 | M | WCH | WCH | Large Volume Pump Module | 13-215 | Infusion Pumps, Multitherapy | 378348 | BD | 8100 | 16160794 | ALAEM | ALARIS 2 | 102-13100 | WCH-Intensive Care Unit I | 20 | IU | Active
WCH5635 | P81CAA | 8100 CareFusion Alaris Pump | Rafael Baxcajay | RABAX | EMPLOYEE | 1 | 0.75 | 07/01/2024 | 06/26/2023 | 6 | M | WCH | WCH | Large Volume Pump Module | 13-215 | Infusion Pumps, Multitherapy | 378348 | BD | 8100 | 16160806 | ALAEM | ALARIS 2 | 102-13100 | WCH-Intensive Care Unit I | 20 | IU | Active
WCH5636 | P81CAA | 8100 CareFusion Alaris Pump | Rafael Baxcajay | RABAX | EMPLOYEE | 1 | 0.75 | 07/01/2024 | 06/26/2023 | 6 | M | WCH | WCH | Large Volume Pump Module | 13-215 | Infusion Pumps, Multitherapy | 378348 | BD | 8100 | 16161201 | ALAEM | ALARIS 2 | 102-13100 | WCH-Intensive Care Unit I | 20 | IU | Active
WCH5637 | P81CAA | 8100 CareFusion Alaris Pump | Rafael Baxcajay | RABAX | EMPLOYEE | 1 | 0.75 | 07/01/2024 | 06/26/2023 | 6 | M | WCH | WCH | Large Volume Pump Module | 13-215 | Infusion Pumps, Multitherapy | 378348 | BD | 8100 | 16160823 | ALAEM | ALARIS 2 | 102-13100 | WCH-Intensive Care Unit I | 20 | IU | Active
WCH5638 | P81CAA | 8100 CareFusion Alaris Pump | Rafael Baxcajay | RABAX | EMPLOYEE | 1 | 0.75 | 07/01/2024 | 06/26/2023 | 6 | M | WCH | WCH | Large Volume Pump Module | 13-215 | Infusion Pumps, Multitherapy | 378348 | BD | 8100 | 16160845 | ALAEM | ALARIS 2 | 102-13100 | WCH-Intensive Care Unit I | 20 | IU | Active
WCH5639 | P81CAA | 8100 CareFusion Alaris Pump | Rafael Baxcajay | RABAX | EMPLOYEE | 1 | 0.75 | 07/01/2024 | 06/27/2023 | 6 | M | WCH | WCH | Large Volume Pump Module | 13-215 | Infusion Pumps, Multitherapy | 378348 | BD | 8100 | 16160809 | ALAEM | ALARIS 2 | 102-13100 | WCH-Intensive Care Unit I | 20 | IU | Active
WCH5640 | P81CAA | 8100 CareFusion Alaris Pump | Rafael Baxcajay | RABAX | EMPLOYEE | 1 | 0.75 | 07/01/2024 | 06/27/2023 | 6 | M | WCH | WCH | Large Volume Pump Module | 13-215 | Infusion Pumps, Multitherapy | 378348 | BD | 8100 | 16160790 | ALAEM | ALARIS 2 | 102-13100 | WCH-Intensive Care Unit I | 20 | IU | Active
WCH5641 | P81CAA | 8100 CareFusion Alaris Pump | Rafael Baxcajay | RABAX | EMPLOYEE | 1 | 0.75 | 07/01/2024 | 06/28/2023 | 6 | M | WCH | WCH | Large Volume Pump Module | 13-215 | Infusion Pumps, Multitherapy | 378348 | BD | 8100 | 16160832 | ALAEM | ALARIS 2 | 102-13100 | WCH-Intensive Care Unit I | 20 | IU | Active
WCH5642 | P81CAA | 8100 CareFusion Alaris Pump | Rafael Baxcajay | RABAX | EMPLOYEE | 1 | 0.75 | 07/01/2024 | 07/06/2023 | 6 | M | WCH | WCH | Large Volume Pump Module | 13-215 | Infusion Pumps, Multitherapy | 378348 | BD | 8100 | 16160752 | ALAEM | ALARIS 2 | 102-13100 | WCH-Intensive Care Unit I | 20 | IU | Active
WCH5643 | P81CAA | 8100 CareFusion Alaris Pump | Rafael Baxcajay | RABAX | EMPLOYEE | 1 | 0.75 | 07/01/2024 | 07/06/2023 | 6 | M | WCH | WCH | Large Volume Pump Module | 13-215 | Infusion Pumps, Multitherapy | 378348 | BD | 8100 | 16160810 | ALAEM | ALARIS 2 | 102-13100 | WCH-Intensive Care Unit I | 20 | IU | Active
WCH5644 | P81CAA | 8100 CareFusion Alaris Pump | Rafael Baxcajay | RABAX | EMPLOYEE | 1 | 0.75 | 07/01/2024 | 06/29/2023 | 6 | M | WCH | WCH | Large Volume Pump Module | 13-215 | Infusion Pumps, Multitherapy | 378348 | BD | 8100 | 16160774 | ALAEM | ALARIS 2 | 102-13100 | WCH-Intensive Care Unit I | 20 | IU | Active
WCH5645 | P81CAA | 8100 CareFusion Alaris Pump | Rafael Baxcajay | RABAX | EMPLOYEE | 1 | 0.75 | 07/01/2024 | 07/14/2023 | 6 | M | WCH | WCH | Large Volume Pump Module | 13-215 | Infusion Pumps, Multitherapy | 378348 | BD | 8100 | 16161191 | ALAEM | ALARIS 2 | 102-13100 | WCH-Intensive Care Unit I | 20 | IU | Active
WCH5646 | P81CAA | 8100 CareFusion Alaris Pump | Rafael Baxcajay | RABAX | EMPLOYEE | 1 | 0.75 | 07/01/2024 | 06/29/2023 | 6 | M | WCH | WCH | Large Volume Pump Module | 13-215 | Infusion Pumps, Multitherapy | 378348 | BD | 8100 | 16160751 | ALAEM | ALARIS 2 | 102-13100 | WCH-Intensive Care Unit I | 20 | IU | Active
WCH5647 | P81CAA | 8100 CareFusion Alaris Pump | Rafael Baxcajay | RABAX | EMPLOYEE | 1 | 0.75 | 07/01/2024 | 07/06/2023 | 6 | M | WCH | WCH | Large Volume Pump Module | 13-215 | Infusion Pumps, Multitherapy | 378348 | BD | 8100 | 16160615 | ALAEM | ALARIS 2 | 102-13100 | WCH-Intensive Care Unit I | 20 | IU | Active
WCH5648 | P81CAA | 8100 CareFusion Alaris Pump | Rafael Baxcajay | RABAX | EMPLOYEE | 1 | 0.75 | 07/01/2024 | 06/27/2023 | 6 | M | WCH | WCH | Large Volume Pump Module | 13-215 | Infusion Pumps, Multitherapy | 378348 | BD | 8100 | 16160738 | ALAEM | ALARIS 2 | 102-13100 | WCH-Intensive Care Unit I | 20 | IU | Active
WCH5649 | P81CAA | 8100 CareFusion Alaris Pump | Rafael Baxcajay | RABAX | EMPLOYEE | 1 | 0.75 | 07/01/2024 | 06/27/2023 | 6 | M | WCH | WCH | Large Volume Pump Module | 13-215 | Infusion Pumps, Multitherapy | 378348 | BD | 8100 | 16160746 | ALAEM | ALARIS 2 | 102-13100 | WCH-Intensive Care Unit I | 20 | IU | Active
WCH5650 | P81CAA | 8100 CareFusion Alaris Pump | Rafael Baxcajay | RABAX | EMPLOYEE | 1 | 0.75 | 07/01/2024 | 06/28/2023 | 6 | M | WCH | WCH | Large Volume Pump Module | 13-215 | Infusion Pumps, Multitherapy | 378348 | BD | 8100 | 16160724 | ALAEM | ALARIS 2 | 102-13100 | WCH-Intensive Care Unit I | 20 | IU | Active
WCH5651 | P81CAA | 8100 CareFusion Alaris Pump | Rafael Baxcajay | RABAX | EMPLOYEE | 1 | 0.75 | 07/01/2024 | 06/28/2023 | 6 | M | WCH | WCH | Large Volume Pump Module | 13-215 | Infusion Pumps, Multitherapy | 378348 | BD | 8100 | 16160671 | ALAEM | ALARIS 2 | 102-13100 | WCH-Intensive Care Unit I | 20 | IU | Active
WCH5652 | P81CAA | 8100 CareFusion Alaris Pump | Rafael Baxcajay | RABAX | EMPLOYEE | 1 | 0.75 | 07/01/2024 | 06/29/2023 | 6 | M | WCH | WCH | Large Volume Pump Module | 13-215 | Infusion Pumps, Multitherapy | 378348 | BD | 8100 | 16160674 | ALAEM | ALARIS 2 | 102-13100 | WCH-Intensive Care Unit I | 20 | IU | Active
WCH5653 | P81CAA | 8100 CareFusion Alaris Pump | Rafael Baxcajay | RABAX | EMPLOYEE | 1 | 0.75 | 07/01/2024 | 07/11/2023 | 6 | M | WCH | WCH | Large Volume Pump Module | 13-215 | Infusion Pumps, Multitherapy | 378348 | BD | 8100 | 16160588 | ALAEM | ALARIS 2 | 102-13100 | WCH-Intensive Care Unit I | 20 | IU | Active
WCH5656 | P81CAA | 8100 CareFusion Alaris Pump | Rafael Baxcajay | RABAX | EMPLOYEE | 1 | 0.75 | 07/01/2024 | 07/12/2023 | 6 | M | WCH | WCH | Large Volume Pump Module | 13-215 | Infusion Pumps, Multitherapy | 378348 | BD | 8100 | 16160829 | ALAEM | ALARIS 2 | 102-13100 | WCH-Intensive Care Unit I | 20 | IU | Active
WCH5657 | P81CAA | 8100 CareFusion Alaris Pump | Rafael Baxcajay | RABAX | EMPLOYEE | 1 | 0.75 | 07/01/2024 | 07/03/2023 | 6 | M | WCH | WCH | Large Volume Pump Module | 13-215 | Infusion Pumps, Multitherapy | 378348 | BD | 8100 | 16160818 | ALAEM | ALARIS 2 | 102-13100 | WCH-Intensive Care Unit I | 20 | IU | Active
WCH5658 | P81CAA | 8100 CareFusion Alaris Pump | Rafael Baxcajay | RABAX | EMPLOYEE | 1 | 0.75 | 07/01/2024 | 06/27/2023 | 6 | M | WCH | WCH | Large Volume Pump Module | 13-215 | Infusion Pumps, Multitherapy | 378348 | BD | 8100 | 16160685 | ALAEM | ALARIS 2 | 102-13100 | WCH-Intensive Care Unit I | 20 | IU | Active
WCH5659 | P81CAA | 8100 CareFusion Alaris Pump | Rafael Baxcajay | RABAX | EMPLOYEE | 1 | 0.75 | 07/01/2024 | 07/07/2023 | 6 | M | WCH | WCH | Large Volume Pump Module | 13-215 | Infusion Pumps, Multitherapy | 378348 | BD | 8100 | 16160683 | ALAEM | ALARIS 2 | 102-13100 | WCH-Intensive Care Unit I | 20 | IU | Active
WCH5660 | P81CAA | 8100 CareFusion Alaris Pump | Rafael Baxcajay | RABAX | EMPLOYEE | 1 | 0.75 | 07/01/2024 | 07/04/2023 | 6 | M | WCH | WCH | Large Volume Pump Module | 13-215 | Infusion Pumps, Multitherapy | 378348 | BD | 8100 | 16160577 | ALAEM | ALARIS 2 | 102-13100 | WCH-Intensive Care Unit I | 20 | IU | Active
WCH5661 | P81CAA | 8100 CareFusion Alaris Pump | Rafael Baxcajay | RABAX | EMPLOYEE | 1 | 0.75 | 07/01/2024 | 07/14/2023 | 6 | M | WCH | WCH | Large Volume Pump Module | 13-215 | Infusion Pumps, Multitherapy | 378348 | BD | 8100 | 16160564 | ALAEM | ALARIS 2 | 102-13100 | WCH-Intensive Care Unit I | 20 | IU | Active
WCH5662 | P81CAA | 8100 CareFusion Alaris Pump | Rafael Baxcajay | RABAX | EMPLOYEE | 1 | 0.75 | 07/01/2024 | 06/26/2023 | 6 | M | WCH | WCH | Large Volume Pump Module | 13-215 | Infusion Pumps, Multitherapy | 378348 | BD | 8100 | 16160753 | ALAEM | ALARIS 2 | 102-13100 | WCH-Intensive Care Unit I | 20 | IU | Active
WCH5663 | P81CAA | 8100 CareFusion Alaris Pump | Rafael Baxcajay | RABAX | EMPLOYEE | 1 | 0.75 | 07/01/2024 | 07/11/2023 | 6 | M | WCH | WCH | Large Volume Pump Module | 13-215 | Infusion Pumps, Multitherapy | 378348 | BD | 8100 | 16160835 | ALAEM | ALARIS 2 | 102-13100 | WCH-Intensive Care Unit I | 20 | IU | Active
WCH5664 | P81CAA | 8100 CareFusion Alaris Pump | Rafael Baxcajay | RABAX | EMPLOYEE | 1 | 0.75 | 07/01/2024 | 07/11/2023 | 6 | M | WCH | WCH | Large Volume Pump Module | 13-215 | Infusion Pumps, Multitherapy | 378348 | BD | 8100 | 16161171 | ALAEM | ALARIS 2 | 102-13100 | WCH-Intensive Care Unit I | 20 | IU | Active
WCH5665 | P81CAA | 8100 CareFusion Alaris Pump | Rafael Baxcajay | RABAX | EMPLOYEE | 1 | 0.75 | 07/01/2024 | 07/13/2023 | 6 | M | WCH | WCH | Large Volume Pump Module | 13-215 | Infusion Pumps, Multitherapy | 378348 | BD | 8100 | 16160775 | ALAEM | ALARIS 2 | 102-13100 | WCH-Intensive Care Unit I | 20 | IU | Active
WCH5666 | P81CAA | 8100 CareFusion Alaris Pump | Rafael Baxcajay | RABAX | EMPLOYEE | 1 | 0.75 | 07/01/2024 | 07/13/2023 | 6 | M | WCH | WCH | Large Volume Pump Module | 13-215 | Infusion Pumps, Multitherapy | 378348 | BD | 8100 | 16161185 | ALAEM | ALARIS 2 | 102-13100 | WCH-Intensive Care Unit I | 20 | IU | Active
WCH5667 | P81CAA | 8100 CareFusion Alaris Pump | Rafael Baxcajay | RABAX | EMPLOYEE | 1 | 0.75 | 07/01/2024 | 06/29/2023 | 6 | M | WCH | WCH | Large Volume Pump Module | 13-215 | Infusion Pumps, Multitherapy | 378348 | BD | 8100 | 16160702 | ALAEM | ALARIS 2 | 102-13100 | WCH-Intensive Care Unit I | 20 | IU | Active
WCH5668 | P81CAA | 8100 CareFusion Alaris Pump | Rafael Baxcajay | RABAX | EMPLOYEE | 1 | 0.75 | 07/01/2024 | 06/27/2023 | 6 | M | WCH | WCH | Large Volume Pump Module | 13-215 | Infusion Pumps, Multitherapy | 378348 | BD | 8100 | 16160708 | ALAEM | ALARIS 2 | 102-13100 | WCH-Intensive Care Unit I | 20 | IU | Active
WCH5669 | P81CAA | 8100 CareFusion Alaris Pump | Rafael Baxcajay | RABAX | EMPLOYEE | 1 | 0.75 | 07/01/2024 | 07/07/2023 | 6 | M | WCH | WCH | Large Volume Pump Module | 13-215 | Infusion Pumps, Multitherapy | 378348 | BD | 8100 | 16160613 | ALAEM | ALARIS 2 | 102-13100 | WCH-Intensive Care Unit I | 20 | IU | Active
WCH5670 | P81CAA | 8100 CareFusion Alaris Pump | Rafael Baxcajay | RABAX | EMPLOYEE | 1 | 0.75 | 07/01/2024 | 07/07/2023 | 6 | M | WCH | WCH | Large Volume Pump Module | 13-215 | Infusion Pumps, Multitherapy | 378348 | BD | 8100 | 16160617 | ALAEM | ALARIS 2 | 102-13100 | WCH-Intensive Care Unit I | 20 | IU | Active
WCH5673 | P81CAA | 8100 CareFusion Alaris Pump | Rafael Baxcajay | RABAX | EMPLOYEE | 1 | 0.75 | 07/01/2024 | 06/29/2023 | 6 | M | WCH | WCH | Large Volume Pump Module | 13-215 | Infusion Pumps, Multitherapy | 378348 | BD | 8100 | 16160638 | ALAEM | ALARIS 2 | 102-13100 | WCH-Intensive Care Unit I | 20 | IU | Active
WCH5674 | P81CAA | 8100 CareFusion Alaris Pump | Rafael Baxcajay | RABAX | EMPLOYEE | 1 | 0.75 | 07/01/2024 | 06/29/2023 | 6 | M | WCH | WCH | Large Volume Pump Module | 13-215 | Infusion Pumps, Multitherapy | 378348 | BD | 8100 | 16160611 | ALAEM | ALARIS 2 | 102-13100 | WCH-Intensive Care Unit I | 20 | IU | Active
WCH5675 | P81CAA | 8100 CareFusion Alaris Pump | Rafael Baxcajay | RABAX | EMPLOYEE | 1 | 0.75 | 07/01/2024 | 07/06/2023 | 6 | M | WCH | WCH | Large Volume Pump Module | 13-215 | Infusion Pumps, Multitherapy | 378348 | BD | 8100 | 16161206 | ALAEM | ALARIS 2 | 102-13100 | WCH-Intensive Care Unit I | 20 | IU | Active
WCH5676 | P81CAA | 8100 CareFusion Alaris Pump | Rafael Baxcajay | RABAX | EMPLOYEE | 1 | 0.75 | 07/01/2024 | 06/28/2023 | 6 | M | WCH | WCH | Large Volume Pump Module | 13-215 | Infusion Pumps, Multitherapy | 378348 | BD | 8100 | 16160756 | ALAEM | ALARIS 2 | 102-13100 | WCH-Intensive Care Unit I | 20 | IU | Active
WCH5677 | P81CAA | 8100 CareFusion Alaris Pump | Rafael Baxcajay | RABAX | EMPLOYEE | 1 | 0.75 | 07/01/2024 | 06/30/2023 | 6 | M | WCH | WCH | Large Volume Pump Module | 13-215 | Infusion Pumps, Multitherapy | 378348 | BD | 8100 | 16160766 | ALAEM | ALARIS 2 | 102-13100 | WCH-Intensive Care Unit I | 20 | IU | Active
WCH5678 | P81CAA | 8100 CareFusion Alaris Pump | Rafael Baxcajay | RABAX | EMPLOYEE | 1 | 0.75 | 07/01/2024 | 06/30/2023 | 6 | M | WCH | WCH | Large Volume Pump Module | 13-215 | Infusion Pumps, Multitherapy | 378348 | BD | 8100 | 16161204 | ALAEM | ALARIS 2 | 102-13100 | WCH-Intensive Care Unit I | 20 | IU | Active
WCH5679 | P81CAA | 8100 CareFusion Alaris Pump | Rafael Baxcajay | RABAX | EMPLOYEE | 1 | 0.75 | 07/01/2024 | 07/03/2023 | 6 | M | WCH | WCH | Large Volume Pump Module | 13-215 | Infusion Pumps, Multitherapy | 378348 | BD | 8100 | 16160669 | ALAEM | ALARIS 2 | 102-13100 | WCH-Intensive Care Unit I | 20 | IU | Active
WCH5680 | P80CAA | 8015 CareFusion Alaris Pump | Holly Robinson | HOLROB | EMPLOYEE | 2 | 0.8 | 07/01/2024 |  | 6 | M | WCH | WCH | Pump Control Unit | 26-655 | Controllers, Infusion Pump Systems, Programmable | 378348 | BD | 8015 BD | 16138853 | ALABME | ALARIS 1 | 102-23100 | WCH-Emergency Service | 21 | IU | Active
WCH5681 | P81CAA | 8100 CareFusion Alaris Pump | Rafael Baxcajay | RABAX | EMPLOYEE | 1 | 0.75 | 07/01/2024 | 07/06/2023 | 6 | M | WCH | WCH | Large Volume Pump Module | 13-215 | Infusion Pumps, Multitherapy | 378348 | BD | 8100 | 16160884 | ALAEM | ALARIS 2 | 102-13100 | WCH-Intensive Care Unit I | 20 | IU | Active
WCH5682 | P81CAA | 8100 CareFusion Alaris Pump | Rafael Baxcajay | RABAX | EMPLOYEE | 1 | 0.75 | 07/01/2024 | 07/03/2023 | 6 | M | WCH | WCH | Large Volume Pump Module | 13-215 | Infusion Pumps, Multitherapy | 378348 | BD | 8100 | 16160719 | ALAEM | ALARIS 2 | 102-13100 | WCH-Intensive Care Unit I | 20 | IU | Active
WCH5683 | P81CAA | 8100 CareFusion Alaris Pump | Rafael Baxcajay | RABAX | EMPLOYEE | 1 | 0.75 | 07/01/2024 | 07/03/2023 | 6 | M | WCH | WCH | Large Volume Pump Module | 13-215 | Infusion Pumps, Multitherapy | 378348 | BD | 8100 | 16161183 | ALAEM | ALARIS 2 | 102-13100 | WCH-Intensive Care Unit I | 20 | IU | Active
WCH5684 | P81CAA | 8100 CareFusion Alaris Pump | Rafael Baxcajay | RABAX | EMPLOYEE | 1 | 0.75 | 07/01/2024 | 06/29/2023 | 6 | M | WCH | WCH | Large Volume Pump Module | 13-215 | Infusion Pumps, Multitherapy | 378348 | BD | 8100 | 16160706 | ALAEM | ALARIS 2 | 102-13100 | WCH-Intensive Care Unit I | 20 | IU | Active
WCH5685 | P81CAA | 8100 CareFusion Alaris Pump | Rafael Baxcajay | RABAX | EMPLOYEE | 1 | 0.75 | 07/01/2024 | 07/13/2023 | 6 | M | WCH | WCH | Large Volume Pump Module | 13-215 | Infusion Pumps, Multitherapy | 378348 | BD | 8100 | 16160737 | ALAEM | ALARIS 2 | 102-13100 | WCH-Intensive Care Unit I | 20 | IU | Active
WCH5686 | P81CAA | 8100 CareFusion Alaris Pump | Rafael Baxcajay | RABAX | EMPLOYEE | 1 | 0.75 | 07/01/2024 | 07/05/2023 | 6 | M | WCH | WCH | Large Volume Pump Module | 13-215 | Infusion Pumps, Multitherapy | 378348 | BD | 8100 | 16160555 | ALAEM | ALARIS 2 | 102-13100 | WCH-Intensive Care Unit I | 20 | IU | Active
WCH5687 | P81CAA | 8100 CareFusion Alaris Pump | Rafael Baxcajay | RABAX | EMPLOYEE | 1 | 0.75 | 07/01/2024 | 06/26/2023 | 6 | M | WCH | WCH | Large Volume Pump Module | 13-215 | Infusion Pumps, Multitherapy | 378348 | BD | 8100 | 16160779 | ALAEM | ALARIS 2 | 102-13100 | WCH-Intensive Care Unit I | 20 | IU | Active
WCH5688 | P81CAA | 8100 CareFusion Alaris Pump | Rafael Baxcajay | RABAX | EMPLOYEE | 1 | 0.75 | 07/01/2024 | 07/05/2023 | 6 | M | WCH | WCH | Large Volume Pump Module | 13-215 | Infusion Pumps, Multitherapy | 378348 | BD | 8100 | 16160778 | ALAEM | ALARIS 2 | 102-13100 | WCH-Intensive Care Unit I | 20 | IU | Active
WCH5689 | P81CAA | 8100 CareFusion Alaris Pump | Rafael Baxcajay | RABAX | EMPLOYEE | 1 | 0.75 | 07/01/2024 | 07/05/2023 | 6 | M | WCH | WCH | Large Volume Pump Module | 13-215 | Infusion Pumps, Multitherapy | 378348 | BD | 8100 | 16160681 | ALAEM | ALARIS 2 | 102-13100 | WCH-Intensive Care Unit I | 20 | IU | Active
WCH5690 | P80CAA | 8015 CareFusion Alaris Pump | Holly Robinson | HOLROB | EMPLOYEE | 2 | 0.8 | 07/01/2024 |  | 6 | M | WCH | WCH | Pump Control Unit | 26-655 | Controllers, Infusion Pump Systems, Programmable | 378348 | BD | 8015 BD | 16138817 | ALABME | ALARIS 1 | 102-23100 | WCH-Emergency Service | 21 | IU | Active
WCH5691 | P80CAA | 8015 CareFusion Alaris Pump | Holly Robinson | HOLROB | EMPLOYEE | 2 | 0.8 | 07/01/2024 |  | 6 | M | WCH | WCH | Pump Control Unit | 26-655 | Controllers, Infusion Pump Systems, Programmable | 378348 | BD | 8015 BD | 16138349 | ALABME | ALARIS 1 | 102-23100 | WCH-Emergency Service | 21 | IU | Active
WCH5692 | P80CAA | 8015 CareFusion Alaris Pump | Holly Robinson | HOLROB | EMPLOYEE | 2 | 0.8 | 07/01/2024 |  | 6 | M | WCH | WCH | Pump Control Unit | 26-655 | Controllers, Infusion Pump Systems, Programmable | 378348 | BD | 8015 BD | 16138728 | ALABME | ALARIS 1 | 102-23100 | WCH-Emergency Service | 21 | IU | Active
WCH5694 | P80CAA | 8015 CareFusion Alaris Pump | Holly Robinson | HOLROB | EMPLOYEE | 2 | 0.8 | 07/01/2024 |  | 6 | M | WCH | WCH | Pump Control Unit | 26-655 | Controllers, Infusion Pump Systems, Programmable | 378348 | BD | 8015 BD | 16138056 | ALABME | ALARIS 1 | 102-23100 | WCH-Emergency Service | 21 | IU | Active
WCH5695 | P80CAA | 8015 CareFusion Alaris Pump | Holly Robinson | HOLROB | EMPLOYEE | 2 | 0.8 | 07/01/2024 |  | 6 | M | WCH | WCH | Pump Control Unit | 26-655 | Controllers, Infusion Pump Systems, Programmable | 378348 | BD | 8015 BD | 16138308 | ALABME | ALARIS 1 | 102-23100 | WCH-Emergency Service | 21 | IU | Active
WCH5696 | P80CAA | 8015 CareFusion Alaris Pump | Holly Robinson | HOLROB | EMPLOYEE | 2 | 0.8 | 07/01/2024 |  | 6 | M | WCH | WCH | Pump Control Unit | 26-655 | Controllers, Infusion Pump Systems, Programmable | 378348 | BD | 8015 BD | 16138095 | ALABME | ALARIS 1 | 102-23100 | WCH-Emergency Service | 21 | IU | Active
WCH5697 | P80CAA | 8015 CareFusion Alaris Pump | Holly Robinson | HOLROB | EMPLOYEE | 2 | 0.8 | 07/01/2024 |  | 6 | M | WCH | WCH | Pump Control Unit | 26-655 | Controllers, Infusion Pump Systems, Programmable | 378348 | BD | 8015 BD | 16138759 | ALABME | ALARIS 1 | 102-23100 | WCH-Emergency Service | 21 | IU | Active
WCH5698 | P80CAA | 8015 CareFusion Alaris Pump | Holly Robinson | HOLROB | EMPLOYEE | 2 | 0.8 | 07/01/2024 |  | 6 | M | WCH | WCH | Pump Control Unit | 26-655 | Controllers, Infusion Pump Systems, Programmable | 378348 | BD | 8015 BD | 16138886 | ALABME | ALARIS 1 | 102-23100 | WCH-Emergency Service | 21 | IU | Active
WCH5699 | P80CAA | 8015 CareFusion Alaris Pump | Holly Robinson | HOLROB | EMPLOYEE | 2 | 0.8 | 07/01/2024 |  | 6 | M | WCH | WCH | Pump Control Unit | 26-655 | Controllers, Infusion Pump Systems, Programmable | 378348 | BD | 8015 BD | 16138105 | ALABME | ALARIS 1 | 102-23100 | WCH-Emergency Service | 21 | IU | Active
WCH5700 | P80CAA | 8015 CareFusion Alaris Pump | Holly Robinson | HOLROB | EMPLOYEE | 2 | 0.8 | 07/01/2024 |  | 6 | M | WCH | WCH | Pump Control Unit | 26-655 | Controllers, Infusion Pump Systems, Programmable | 378348 | BD | 8015 BD | 16138235 | ALABME | ALARIS 1 | 102-23100 | WCH-Emergency Service | 21 | IU | Active
WCH5701 | P80CAA | 8015 CareFusion Alaris Pump | Holly Robinson | HOLROB | EMPLOYEE | 2 | 0.8 | 07/01/2024 |  | 6 | M | WCH | WCH | Pump Control Unit | 26-655 | Controllers, Infusion Pump Systems, Programmable | 378348 | BD | 8015 BD | 16138104 | ALABME | ALARIS 1 | 102-23100 | WCH-Emergency Service | 21 | IU | Active
WCH5702 | P80CAA | 8015 CareFusion Alaris Pump | Holly Robinson | HOLROB | EMPLOYEE | 2 | 0.8 | 07/01/2024 |  | 6 | M | WCH | WCH | Pump Control Unit | 26-655 | Controllers, Infusion Pump Systems, Programmable | 378348 | BD | 8015 BD | 16138878 | ALABME | ALARIS 1 | 102-23100 | WCH-Emergency Service | 21 | IU | Active
WCH5703 | P80CAA | 8015 CareFusion Alaris Pump | Holly Robinson | HOLROB | EMPLOYEE | 2 | 0.8 | 07/01/2024 |  | 6 | M | WCH | WCH | Pump Control Unit | 26-655 | Controllers, Infusion Pump Systems, Programmable | 378348 | BD | 8015 BD | 16138815 | ALABME | ALARIS 1 | 102-23100 | WCH-Emergency Service | 21 | IU | Active
WCH5704 | P80CAA | 8015 CareFusion Alaris Pump | Holly Robinson | HOLROB | EMPLOYEE | 2 | 0.8 | 07/01/2024 |  | 6 | M | WCH | WCH | Pump Control Unit | 26-655 | Controllers, Infusion Pump Systems, Programmable | 378348 | BD | 8015 BD | 16138354 | ALABME | ALARIS 1 | 102-34000 | WCH-Diagnostic Imaging | 20 | IU | Active
WCH5705 | P80CAA | 8015 CareFusion Alaris Pump | Holly Robinson | HOLROB | EMPLOYEE | 2 | 0.8 | 07/01/2024 |  | 6 | M | WCH | WCH | Pump Control Unit | 26-655 | Controllers, Infusion Pump Systems, Programmable | 378348 | BD | 8015 BD | 16138819 | ALABME | ALARIS 1 | 102-34000 | WCH-Diagnostic Imaging | 20 | IU | Active
WCH5706 | P80CAA | 8015 CareFusion Alaris Pump | Holly Robinson | HOLROB | EMPLOYEE | 2 | 0.8 | 07/01/2024 |  | 6 | M | WCH | WCH | Pump Control Unit | 26-655 | Controllers, Infusion Pump Systems, Programmable | 378348 | BD | 8015 BD | 16138892 | ALABME | ALARIS 1 | 102-34000 | WCH-Diagnostic Imaging | 20 | IU | Active
WCH5707 | P80CAA | 8015 CareFusion Alaris Pump | Holly Robinson | HOLROB | EMPLOYEE | 2 | 0.8 | 07/01/2024 |  | 6 | M | WCH | WCH | Pump Control Unit | 26-655 | Controllers, Infusion Pump Systems, Programmable | 378348 | BD | 8015 BD | 16138770 | ALABME | ALARIS 1 | 102-34000 | WCH-Diagnostic Imaging | 20 | IU | Active
WCH5708 | P80CAA | 8015 CareFusion Alaris Pump | Holly Robinson | HOLROB | EMPLOYEE | 2 | 0.8 | 07/01/2024 |  | 6 | M | WCH | WCH | Pump Control Unit | 26-655 | Controllers, Infusion Pump Systems, Programmable | 378348 | BD | 8015 BD | 16138114 | ALABME | ALARIS 1 | 102-21221 | WCH-Endoscopy | 33 | IU | Active
WCH5709 | P10123 | -Pm Device Using Mfg Procedure | Tim McElrath | 11619 | EMPLOYEE | 1 | 0.5 | 07/01/2024 | 07/11/2023 | 6 | M | WCH | WCH | Patient Controlled Pump | 16-924 | Infusion Pumps, Analgesic, Patient-Controlled | 378348 | BD | 8120 | 16151431 | ALATM | ALARIS 3 | 102-12250 | WCH-MED/SURG/TELE UNIT | 20 | IU | Active
WCH5710 | P10123 | -Pm Device Using Mfg Procedure | Tim McElrath | 11619 | EMPLOYEE | 1 | 0.5 | 07/01/2024 | 07/17/2023 | 6 | M | WCH | WCH | Patient Controlled Pump | 16-924 | Infusion Pumps, Analgesic, Patient-Controlled | 378348 | BD | 8120 | 16144487 | ALATM | ALARIS 3 | 102-12250 | WCH-MED/SURG/TELE UNIT | 20 | IU | Active
WCH5711 | P10123 | -Pm Device Using Mfg Procedure | Tim McElrath | 11619 | EMPLOYEE | 1 | 0.5 | 07/01/2024 | 07/11/2023 | 6 | M | WCH | WCH | Patient Controlled Pump | 16-924 | Infusion Pumps, Analgesic, Patient-Controlled | 378348 | BD | 8120 | 16144538 | ALATM | ALARIS 3 | 102-12252 | WCH-MED/SURG/TELE UNIT II | 20 | IU | Active
WCH5712 | P80CAA | 8015 CareFusion Alaris Pump | Holly Robinson | HOLROB | EMPLOYEE | 2 | 0.8 | 07/01/2024 |  | 6 | M | WCH | WCH | Pump Control Unit | 26-655 | Controllers, Infusion Pump Systems, Programmable | 378348 | BD | 8015 BD | 16138803 | ALABME | ALARIS 1 | 102-21221 | WCH-Endoscopy | 33 | IU | Active
WCH5713 | P80CAA | 8015 CareFusion Alaris Pump | Holly Robinson | HOLROB | EMPLOYEE | 2 | 0.8 | 07/01/2024 |  | 6 | M | WCH | WCH | Pump Control Unit | 26-655 | Controllers, Infusion Pump Systems, Programmable | 378348 | BD | 8015 BD | 16138722 | ALABME | ALARIS 1 | 102-21100 | WCH-Surgery | 33 | IU | Active
WCH5714 | P80CAA | 8015 CareFusion Alaris Pump | Holly Robinson | HOLROB | EMPLOYEE | 2 | 0.8 | 07/01/2024 |  | 6 | M | WCH | WCH | Pump Control Unit | 26-655 | Controllers, Infusion Pump Systems, Programmable | 378348 | BD | 8015 BD | 16138241 | ALABME | ALARIS 1 | 102-21100 | WCH-Surgery | 33 | IU | Active
WCH5715 | P81CAA | 8100 CareFusion Alaris Pump | Rafael Baxcajay | RABAX | EMPLOYEE | 1 | 0.75 | 07/01/2024 | 07/17/2023 | 6 | M | WCH | WCH | Large Volume Pump Module | 13-215 | Infusion Pumps, Multitherapy | 378348 | BD | 8100 | 16160703 | ALAEM | ALARIS 2 | 102-13100 | WCH-Intensive Care Unit I | 20 | IU | Active
WCH5719 | P81CAA | 8100 CareFusion Alaris Pump | Rafael Baxcajay | RABAX | EMPLOYEE | 1 | 0.75 | 07/01/2024 | 06/27/2023 | 6 | M | WCH | WCH | Large Volume Pump Module | 13-215 | Infusion Pumps, Multitherapy | 378348 | BD | 8100 | 16160585 | ALAEM | ALARIS 2 | 102-12250 | WCH-MED/SURG/TELE UNIT | 20 | IU | Active
WCH5720 | P81CAA | 8100 CareFusion Alaris Pump | Rafael Baxcajay | RABAX | EMPLOYEE | 1 | 0.75 | 07/01/2024 | 06/27/2023 | 6 | M | WCH | WCH | Large Volume Pump Module | 13-215 | Infusion Pumps, Multitherapy | 378348 | BD | 8100 | 16160586 | ALAEM | ALARIS 2 | 102-12250 | WCH-MED/SURG/TELE UNIT | 20 | IU | Active
WCH5721 | P81CAA | 8100 CareFusion Alaris Pump | Rafael Baxcajay | RABAX | EMPLOYEE | 1 | 0.75 | 07/01/2024 | 06/29/2023 | 6 | M | WCH | WCH | Large Volume Pump Module | 13-215 | Infusion Pumps, Multitherapy | 378348 | BD | 8100 | 16160658 | ALAEM | ALARIS 2 | 102-12250 | WCH-MED/SURG/TELE UNIT | 20 | IU | Active
WCH5722 | P81CAA | 8100 CareFusion Alaris Pump | Rafael Baxcajay | RABAX | EMPLOYEE | 1 | 0.75 | 07/01/2024 | 06/29/2023 | 6 | M | WCH | WCH | Large Volume Pump Module | 13-215 | Infusion Pumps, Multitherapy | 378348 | BD | 8100 | 16160649 | ALAEM | ALARIS 2 | 102-12250 | WCH-MED/SURG/TELE UNIT | 20 | IU | Active
WCH5724 | P81CAA | 8100 CareFusion Alaris Pump | Rafael Baxcajay | RABAX | EMPLOYEE | 1 | 0.75 | 07/01/2024 | 06/28/2023 | 6 | M | WCH | WCH | Large Volume Pump Module | 13-215 | Infusion Pumps, Multitherapy | 378348 | BD | 8100 | 16160690 | ALAEM | ALARIS 2 | 102-12250 | WCH-MED/SURG/TELE UNIT | 20 | IU | Active
WCH5725 | P81CAA | 8100 CareFusion Alaris Pump | Rafael Baxcajay | RABAX | EMPLOYEE | 1 | 0.75 | 07/01/2024 | 06/27/2023 | 6 | M | WCH | WCH | Large Volume Pump Module | 13-215 | Infusion Pumps, Multitherapy | 378348 | BD | 8100 | 16160655 | ALAEM | ALARIS 2 | 102-12250 | WCH-MED/SURG/TELE UNIT | 20 | IU | Active
WCH5726 | P81CAA | 8100 CareFusion Alaris Pump | Rafael Baxcajay | RABAX | EMPLOYEE | 1 | 0.75 | 07/01/2024 | 06/27/2023 | 6 | M | WCH | WCH | Large Volume Pump Module | 13-215 | Infusion Pumps, Multitherapy | 378348 | BD | 8100 | 16160610 | ALAEM | ALARIS 2 | 102-12250 | WCH-MED/SURG/TELE UNIT | 20 | IU | Active
WCH5727 | P81CAA | 8100 CareFusion Alaris Pump | Rafael Baxcajay | RABAX | EMPLOYEE | 1 | 0.75 | 07/01/2024 | 07/06/2023 | 6 | M | WCH | WCH | Large Volume Pump Module | 13-215 | Infusion Pumps, Multitherapy | 378348 | BD | 8100 | 16160584 | ALAEM | ALARIS 2 | 102-12250 | WCH-MED/SURG/TELE UNIT | 20 | IU | Active
WCH5728 | P81CAA | 8100 CareFusion Alaris Pump | Rafael Baxcajay | RABAX | EMPLOYEE | 1 | 0.75 | 07/01/2024 | 07/06/2023 | 6 | M | WCH | WCH | Large Volume Pump Module | 13-215 | Infusion Pumps, Multitherapy | 378348 | BD | 8100 | 16160632 | ALAEM | ALARIS 2 | 102-12250 | WCH-MED/SURG/TELE UNIT | 20 | IU | Active
WCH5729 | P81CAA | 8100 CareFusion Alaris Pump | Rafael Baxcajay | RABAX | EMPLOYEE | 1 | 0.75 | 07/01/2024 | 06/29/2023 | 6 | M | WCH | WCH | Large Volume Pump Module | 13-215 | Infusion Pumps, Multitherapy | 378348 | BD | 8100 | 16160596 | ALAEM | ALARIS 2 | 102-12250 | WCH-MED/SURG/TELE UNIT | 20 | IU | Active
WCH5731 | P81CAA | 8100 CareFusion Alaris Pump | Rafael Baxcajay | RABAX | EMPLOYEE | 1 | 0.75 | 07/01/2024 | 07/07/2023 | 6 | M | WCH | WCH | Large Volume Pump Module | 13-215 | Infusion Pumps, Multitherapy | 378348 | BD | 8100 | 16160664 | ALAEM | ALARIS 2 | 102-12250 | WCH-MED/SURG/TELE UNIT | 20 | IU | Active
WCH5732 | P80CAA | 8015 CareFusion Alaris Pump | Holly Robinson | HOLROB | EMPLOYEE | 2 | 0.8 | 07/01/2024 |  | 6 | M | WCH | WCH | Pump Control Unit | 26-655 | Controllers, Infusion Pump Systems, Programmable | 378348 | BD | 8015 BD | 16138108 | ALABME | ALARIS 1 | 102-21100 | WCH-Surgery | 33 | IU | Active
WCH5733 | P80CAA | 8015 CareFusion Alaris Pump | Holly Robinson | HOLROB | EMPLOYEE | 2 | 0.8 | 07/01/2024 |  | 6 | M | WCH | WCH | Pump Control Unit | 26-655 | Controllers, Infusion Pump Systems, Programmable | 378348 | BD | 8015 BD | 16138748 | ALABME | ALARIS 1 | 102-21100 | WCH-Surgery | 33 | IU | Active
WCH5734 | P80CAA | 8015 CareFusion Alaris Pump | Holly Robinson | HOLROB | EMPLOYEE | 2 | 0.8 | 07/01/2024 |  | 6 | M | WCH | WCH | Pump Control Unit | 26-655 | Controllers, Infusion Pump Systems, Programmable | 378348 | BD | 8015 BD | 16138811 | ALABME | ALARIS 1 | 102-21100 | WCH-Surgery | 33 | IU | Active
WCH5735 | P80CAA | 8015 CareFusion Alaris Pump | Holly Robinson | HOLROB | EMPLOYEE | 2 | 0.8 | 07/01/2024 |  | 6 | M | WCH | WCH | Pump Control Unit | 26-655 | Controllers, Infusion Pump Systems, Programmable | 378348 | BD | 8015 BD | 16138891 | ALABME | ALARIS 1 | 102-21100 | WCH-Surgery | 33 | IU | Active
WCH5736 | P80CAA | 8015 CareFusion Alaris Pump | Holly Robinson | HOLROB | EMPLOYEE | 2 | 0.8 | 07/01/2024 |  | 6 | M | WCH | WCH | Pump Control Unit | 26-655 | Controllers, Infusion Pump Systems, Programmable | 378348 | BD | 8015 BD | 16138824 | ALABME | ALARIS 1 | 102-21100 | WCH-Surgery | 33 | IU | Active
WCH5737 | P80CAA | 8015 CareFusion Alaris Pump | Holly Robinson | HOLROB | EMPLOYEE | 2 | 0.8 | 07/01/2024 |  | 6 | M | WCH | WCH | Pump Control Unit | 26-655 | Controllers, Infusion Pump Systems, Programmable | 378348 | BD | 8015 BD | 16138097 | ALABME | ALARIS 1 | 102-21100 | WCH-Surgery | 33 | IU | Active
WCH5738 | P80CAA | 8015 CareFusion Alaris Pump | Holly Robinson | HOLROB | EMPLOYEE | 2 | 0.8 | 07/01/2024 |  | 6 | M | WCH | WCH | Pump Control Unit | 26-655 | Controllers, Infusion Pump Systems, Programmable | 378348 | BD | 8015 BD | 16138737 | ALABME | ALARIS 1 | 102-21500 | WCH-PACU | 21 | IU | Active
WCH5739 | P80CAA | 8015 CareFusion Alaris Pump | Holly Robinson | HOLROB | EMPLOYEE | 2 | 0.8 | 07/01/2024 |  | 6 | M | WCH | WCH | Pump Control Unit | 26-655 | Controllers, Infusion Pump Systems, Programmable | 378348 | BD | 8015 BD | 16139952 | ALABME | ALARIS 1 | 102-21500 | WCH-PACU | 21 | IU | Active
WCH5740 | P80CAA | 8015 CareFusion Alaris Pump | Holly Robinson | HOLROB | EMPLOYEE | 2 | 0.8 | 07/01/2024 |  | 6 | M | WCH | WCH | Pump Control Unit | 26-655 | Controllers, Infusion Pump Systems, Programmable | 378348 | BD | 8015 BD | 16138795 | ALABME | ALARIS 1 | 102-21500 | WCH-PACU | 21 | IU | Active
WCH5741 | P80CAA | 8015 CareFusion Alaris Pump | Holly Robinson | HOLROB | EMPLOYEE | 2 | 0.8 | 07/01/2024 |  | 6 | M | WCH | WCH | Pump Control Unit | 26-655 | Controllers, Infusion Pump Systems, Programmable | 378348 | BD | 8015 BD | 16138846 | ALABME | ALARIS 1 | 102-21500 | WCH-PACU | 21 | IU | Active
WCH5742 | P81CAA | 8100 CareFusion Alaris Pump | Rafael Baxcajay | RABAX | EMPLOYEE | 1 | 0.75 | 07/01/2024 | 07/06/2023 | 6 | M | WCH | WCH | Large Volume Pump Module | 13-215 | Infusion Pumps, Multitherapy | 378348 | BD | 8100 | 16160606 | ALAEM | ALARIS 2 | 102-12250 | WCH-MED/SURG/TELE UNIT | 20 | IU | Active
WCH5743 | P81CAA | 8100 CareFusion Alaris Pump | Rafael Baxcajay | RABAX | EMPLOYEE | 1 | 0.75 | 07/01/2024 | 07/12/2023 | 6 | M | WCH | WCH | Large Volume Pump Module | 13-215 | Infusion Pumps, Multitherapy | 378348 | BD | 8100 | 16160608 | ALAEM | ALARIS 2 | 102-12250 | WCH-MED/SURG/TELE UNIT | 20 | IU | Active
WCH5744 | P81CAA | 8100 CareFusion Alaris Pump | Rafael Baxcajay | RABAX | EMPLOYEE | 1 | 0.75 | 07/01/2024 | 07/03/2023 | 6 | M | WCH | WCH | Large Volume Pump Module | 13-215 | Infusion Pumps, Multitherapy | 378348 | BD | 8100 | 16160550 | ALAEM | ALARIS 2 | 102-12250 | WCH-MED/SURG/TELE UNIT | 20 | IU | Active
WCH5745 | P81CAA | 8100 CareFusion Alaris Pump | Rafael Baxcajay | RABAX | EMPLOYEE | 1 | 0.75 | 07/01/2024 | 06/29/2023 | 6 | M | WCH | WCH | Large Volume Pump Module | 13-215 | Infusion Pumps, Multitherapy | 378348 | BD | 8100 | 16160559 | ALAEM | ALARIS 2 | 102-12250 | WCH-MED/SURG/TELE UNIT | 20 | IU | Active
WCH5746 | P80CAA | 8015 CareFusion Alaris Pump | Holly Robinson | HOLROB | EMPLOYEE | 2 | 0.8 | 07/01/2024 |  | 6 | M | WCH | WCH | Pump Control Unit | 26-655 | Controllers, Infusion Pump Systems, Programmable | 378348 | BD | 8015 BD | 16138300 | ALABME | ALARIS 1 | 102-21500 | WCH-PACU | 21 | IU | Active
WCH5747 | P80CAA | 8015 CareFusion Alaris Pump | Holly Robinson | HOLROB | EMPLOYEE | 2 | 0.8 | 07/01/2024 |  | 6 | M | WCH | WCH | Pump Control Unit | 26-655 | Controllers, Infusion Pump Systems, Programmable | 378348 | BD | 8015 BD | 16138096 | ALABME | ALARIS 1 | 102-21500 | WCH-PACU | 21 | IU | Active
WCH5748 | P80CAA | 8015 CareFusion Alaris Pump | Holly Robinson | HOLROB | EMPLOYEE | 2 | 0.8 | 07/01/2024 |  | 6 | M | WCH | WCH | Pump Control Unit | 26-655 | Controllers, Infusion Pump Systems, Programmable | 378348 | BD | 8015 BD | 16138864 | ALABME | ALARIS 1 | 102-21500 | WCH-PACU | 21 | IU | Active
WCH5749 | P80CAA | 8015 CareFusion Alaris Pump | Holly Robinson | HOLROB | EMPLOYEE | 2 | 0.8 | 07/01/2024 |  | 6 | M | WCH | WCH | Pump Control Unit | 26-655 | Controllers, Infusion Pump Systems, Programmable | 378348 | BD | 8015 BD | 16138776 | ALABME | ALARIS 1 | 102-21500 | WCH-PACU | 21 | IU | Active
WCH5750 | P81CAA | 8100 CareFusion Alaris Pump | Rafael Baxcajay | RABAX | EMPLOYEE | 1 | 0.75 | 07/01/2024 | 07/14/2023 | 6 | M | WCH | WCH | Large Volume Pump Module | 13-215 | Infusion Pumps, Multitherapy | 378348 | BD | 8100 | 16160592 | ALAEM | ALARIS 2 | 102-12250 | WCH-MED/SURG/TELE UNIT | 20 | IU | Active
WCH5751 | P81CAA | 8100 CareFusion Alaris Pump | Rafael Baxcajay | RABAX | EMPLOYEE | 1 | 0.75 | 07/01/2024 | 07/11/2023 | 6 | M | WCH | WCH | Large Volume Pump Module | 13-215 | Infusion Pumps, Multitherapy | 378348 | BD | 8100 | 16160684 | ALAEM | ALARIS 2 | 102-12250 | WCH-MED/SURG/TELE UNIT | 20 | IU | Active
WCH5752 | P80CAA | 8015 CareFusion Alaris Pump | Holly Robinson | HOLROB | EMPLOYEE | 2 | 0.8 | 07/01/2024 |  | 6 | M | WCH | WCH | Pump Control Unit | 26-655 | Controllers, Infusion Pump Systems, Programmable | 378348 | BD | 8015 BD | 16138258 | ALABME | ALARIS 1 | 102-21500 | WCH-PACU | 21 | IU | Active
WCH5753 | P81CAA | 8100 CareFusion Alaris Pump | Rafael Baxcajay | RABAX | EMPLOYEE | 1 | 0.75 | 07/01/2024 | 07/03/2023 | 6 | M | WCH | WCH | Large Volume Pump Module | 13-215 | Infusion Pumps, Multitherapy | 378348 | BD | 8100 | 16160593 | ALAEM | ALARIS 2 | 102-12250 | WCH-MED/SURG/TELE UNIT | 20 | IU | Active
WCH5754 | P81CAA | 8100 CareFusion Alaris Pump | Rafael Baxcajay | RABAX | EMPLOYEE | 1 | 0.75 | 07/01/2024 | 06/26/2023 | 6 | M | WCH | WCH | Large Volume Pump Module | 13-215 | Infusion Pumps, Multitherapy | 378348 | BD | 8100 | 16160744 | ALAEM | ALARIS 2 | 102-12250 | WCH-MED/SURG/TELE UNIT | 20 | IU | Active
WCH5755 | P81CAA | 8100 CareFusion Alaris Pump | Rafael Baxcajay | RABAX | EMPLOYEE | 1 | 0.75 | 07/01/2024 | 07/13/2023 | 6 | M | WCH | WCH | Large Volume Pump Module | 13-215 | Infusion Pumps, Multitherapy | 378348 | BD | 8100 | 16160771 | ALAEM | ALARIS 2 | 102-12250 | WCH-MED/SURG/TELE UNIT | 20 | IU | Active
WCH5756 | P81CAA | 8100 CareFusion Alaris Pump | Rafael Baxcajay | RABAX | EMPLOYEE | 1 | 0.75 | 07/01/2024 | 07/07/2023 | 6 | M | WCH | WCH | Large Volume Pump Module | 13-215 | Infusion Pumps, Multitherapy | 378348 | BD | 8100 | 16160605 | ALAEM | ALARIS 2 | 102-12250 | WCH-MED/SURG/TELE UNIT | 20 | IU | Active
WCH5757 | P81CAA | 8100 CareFusion Alaris Pump | Rafael Baxcajay | RABAX | EMPLOYEE | 1 | 0.75 | 07/01/2024 | 06/29/2023 | 6 | M | WCH | WCH | Large Volume Pump Module | 13-215 | Infusion Pumps, Multitherapy | 378348 | BD | 8100 | 16160667 | ALAEM | ALARIS 2 | 102-12250 | WCH-MED/SURG/TELE UNIT | 20 | IU | Active
WCH5758 | P81CAA | 8100 CareFusion Alaris Pump | Rafael Baxcajay | RABAX | EMPLOYEE | 1 | 0.75 | 07/01/2024 | 06/29/2023 | 6 | M | WCH | WCH | Large Volume Pump Module | 13-215 | Infusion Pumps, Multitherapy | 378348 | BD | 8100 | 16160676 | ALAEM | ALARIS 2 | 102-12250 | WCH-MED/SURG/TELE UNIT | 20 | IU | Active
WCH5759 | P81CAA | 8100 CareFusion Alaris Pump | Rafael Baxcajay | RABAX | EMPLOYEE | 1 | 0.75 | 07/01/2024 | 06/26/2023 | 6 | M | WCH | WCH | Large Volume Pump Module | 13-215 | Infusion Pumps, Multitherapy | 378348 | BD | 8100 | 16160699 | ALAEM | ALARIS 2 | 102-12250 | WCH-MED/SURG/TELE UNIT | 20 | IU | Active
WCH5760 | P81CAA | 8100 CareFusion Alaris Pump | Rafael Baxcajay | RABAX | EMPLOYEE | 1 | 0.75 | 07/01/2024 | 07/10/2023 | 6 | M | WCH | WCH | Large Volume Pump Module | 13-215 | Infusion Pumps, Multitherapy | 378348 | BD | 8100 | 16160715 | ALAEM | ALARIS 2 | 102-12250 | WCH-MED/SURG/TELE UNIT | 20 | IU | Active
WCH5761 | P81CAA | 8100 CareFusion Alaris Pump | Rafael Baxcajay | RABAX | EMPLOYEE | 1 | 0.75 | 07/01/2024 | 06/28/2023 | 6 | M | WCH | WCH | Large Volume Pump Module | 13-215 | Infusion Pumps, Multitherapy | 378348 | BD | 8100 | 16160930 | ALAEM | ALARIS 2 | 102-12250 | WCH-MED/SURG/TELE UNIT | 20 | IU | Active
WCH5762 | P81CAA | 8100 CareFusion Alaris Pump | Rafael Baxcajay | RABAX | EMPLOYEE | 1 | 0.75 | 07/01/2024 | 06/29/2023 | 6 | M | WCH | WCH | Large Volume Pump Module | 13-215 | Infusion Pumps, Multitherapy | 378348 | BD | 8100 | 16160693 | ALAEM | ALARIS 2 | 102-12250 | WCH-MED/SURG/TELE UNIT | 20 | IU | Active
WCH5763 | P81CAA | 8100 CareFusion Alaris Pump | Rafael Baxcajay | RABAX | EMPLOYEE | 1 | 0.75 | 07/01/2024 | 06/27/2023 | 6 | M | WCH | WCH | Large Volume Pump Module | 13-215 | Infusion Pumps, Multitherapy | 378348 | BD | 8100 | 16160614 | ALAEM | ALARIS 2 | 102-12250 | WCH-MED/SURG/TELE UNIT | 20 | IU | Active
WCH5764 | P81CAA | 8100 CareFusion Alaris Pump | Rafael Baxcajay | RABAX | EMPLOYEE | 1 | 0.75 | 07/01/2024 | 07/03/2023 | 6 | M | WCH | WCH | Large Volume Pump Module | 13-215 | Infusion Pumps, Multitherapy | 378348 | BD | 8100 | 16160697 | ALAEM | ALARIS 2 | 102-12250 | WCH-MED/SURG/TELE UNIT | 20 | IU | Active
WCH5765 | P81CAA | 8100 CareFusion Alaris Pump | Rafael Baxcajay | RABAX | EMPLOYEE | 1 | 0.75 | 07/01/2024 | 07/14/2023 | 6 | M | WCH | WCH | Large Volume Pump Module | 13-215 | Infusion Pumps, Multitherapy | 378348 | BD | 8100 | 16160714 | ALAEM | ALARIS 2 | 102-12250 | WCH-MED/SURG/TELE UNIT | 20 | IU | Active
WCH5766 | P81CAA | 8100 CareFusion Alaris Pump | Rafael Baxcajay | RABAX | EMPLOYEE | 1 | 0.75 | 07/01/2024 | 07/06/2023 | 6 | M | WCH | WCH | Large Volume Pump Module | 13-215 | Infusion Pumps, Multitherapy | 378348 | BD | 8100 | 16160654 | ALAEM | ALARIS 2 | 102-12250 | WCH-MED/SURG/TELE UNIT | 20 | IU | Active
WCH5767 | P81CAA | 8100 CareFusion Alaris Pump | Rafael Baxcajay | RABAX | EMPLOYEE | 1 | 0.75 | 07/01/2024 | 07/06/2023 | 6 | M | WCH | WCH | Large Volume Pump Module | 13-215 | Infusion Pumps, Multitherapy | 378348 | BD | 8100 | 16160736 | ALAEM | ALARIS 2 | 102-12250 | WCH-MED/SURG/TELE UNIT | 20 | IU | Active
WCH5768 | P81CAA | 8100 CareFusion Alaris Pump | Rafael Baxcajay | RABAX | EMPLOYEE | 1 | 0.75 | 07/01/2024 | 07/10/2023 | 6 | M | WCH | WCH | Large Volume Pump Module | 13-215 | Infusion Pumps, Multitherapy | 378348 | BD | 8100 | 16160811 | ALAEM | ALARIS 2 | 102-12250 | WCH-MED/SURG/TELE UNIT | 20 | IU | Active
WCH5769 | P81CAA | 8100 CareFusion Alaris Pump | Rafael Baxcajay | RABAX | EMPLOYEE | 1 | 0.75 | 07/01/2024 | 07/07/2023 | 6 | M | WCH | WCH | Large Volume Pump Module | 13-215 | Infusion Pumps, Multitherapy | 378348 | BD | 8100 | 16160820 | ALAEM | ALARIS 2 | 102-12250 | WCH-MED/SURG/TELE UNIT | 20 | IU | Active
WCH5770 | P81CAA | 8100 CareFusion Alaris Pump | Rafael Baxcajay | RABAX | EMPLOYEE | 1 | 0.75 | 07/01/2024 | 06/27/2023 | 6 | M | WCH | WCH | Large Volume Pump Module | 13-215 | Infusion Pumps, Multitherapy | 378348 | BD | 8100 | 16161165 | ALAEM | ALARIS 2 | 102-12250 | WCH-MED/SURG/TELE UNIT | 20 | IU | Active
WCH5771 | P81CAA | 8100 CareFusion Alaris Pump | Rafael Baxcajay | RABAX | EMPLOYEE | 1 | 0.75 | 07/01/2024 | 06/27/2023 | 6 | M | WCH | WCH | Large Volume Pump Module | 13-215 | Infusion Pumps, Multitherapy | 378348 | BD | 8100 | 16160576 | ALAEM | ALARIS 2 | 102-12250 | WCH-MED/SURG/TELE UNIT | 20 | IU | Active
WCH5772 | P81CAA | 8100 CareFusion Alaris Pump | Tim McElrath | 11619 | EMPLOYEE | 1 | 0.75 | 07/01/2024 | 07/12/2023 | 6 | M | WCH | WCH | Large Volume Pump Module | 13-215 | Infusion Pumps, Multitherapy | 378348 | BD | 8100 | 16160733 | ALATM | ALARIS 3 | 102-12250 | WCH-MED/SURG/TELE UNIT | 20 | IU | Active
WCH5775 | P81CAA | 8100 CareFusion Alaris Pump | Tim McElrath | 11619 | EMPLOYEE | 1 | 0.75 | 07/01/2024 | 07/10/2023 | 6 | M | WCH | WCH | Large Volume Pump Module | 13-215 | Infusion Pumps, Multitherapy | 378348 | BD | 8100 | 16160650 | ALATM | ALARIS 3 | 102-12250 | WCH-MED/SURG/TELE UNIT | 20 | IU | Active
WCH5776 | P81CAA | 8100 CareFusion Alaris Pump | Tim McElrath | 11619 | EMPLOYEE | 1 | 0.75 | 07/01/2024 | 07/10/2023 | 6 | M | WCH | WCH | Large Volume Pump Module | 13-215 | Infusion Pumps, Multitherapy | 378348 | BD | 8100 | 16160634 | ALATM | ALARIS 3 | 102-12250 | WCH-MED/SURG/TELE UNIT | 20 | IU | Active
WCH5777 | P81CAA | 8100 CareFusion Alaris Pump | Tim McElrath | 11619 | EMPLOYEE | 1 | 0.75 | 07/01/2024 | 06/29/2023 | 6 | M | WCH | WCH | Large Volume Pump Module | 13-215 | Infusion Pumps, Multitherapy | 378348 | BD | 8100 | 16160643 | ALATM | ALARIS 3 | 102-12250 | WCH-MED/SURG/TELE UNIT | 20 | IU | Active
WCH5778 | P81CAA | 8100 CareFusion Alaris Pump | Tim McElrath | 11619 | EMPLOYEE | 1 | 0.75 | 07/01/2024 | 07/03/2023 | 6 | M | WCH | WCH | Large Volume Pump Module | 13-215 | Infusion Pumps, Multitherapy | 378348 | BD | 8100 | 16160657 | ALATM | ALARIS 3 | 102-12250 | WCH-MED/SURG/TELE UNIT | 20 | IU | Active
WCH5779 | P81CAA | 8100 CareFusion Alaris Pump | Tim McElrath | 11619 | EMPLOYEE | 1 | 0.75 | 07/01/2024 | 07/13/2023 | 6 | M | WCH | WCH | Large Volume Pump Module | 13-215 | Infusion Pumps, Multitherapy | 378348 | BD | 8100 | 16160620 | ALATM | ALARIS 3 | 102-12250 | WCH-MED/SURG/TELE UNIT | 20 | IU | Active
WCH5780 | P81CAA | 8100 CareFusion Alaris Pump | Tim McElrath | 11619 | EMPLOYEE | 1 | 0.75 | 07/01/2024 | 07/11/2023 | 6 | M | WCH | WCH | Large Volume Pump Module | 13-215 | Infusion Pumps, Multitherapy | 378348 | BD | 8100 | 16160599 | ALATM | ALARIS 3 | 102-12250 | WCH-MED/SURG/TELE UNIT | 20 | IU | Active
WCH5781 | P81CAA | 8100 CareFusion Alaris Pump | Tim McElrath | 11619 | EMPLOYEE | 1 | 0.75 | 07/01/2024 | 07/17/2023 | 6 | M | WCH | WCH | Large Volume Pump Module | 13-215 | Infusion Pumps, Multitherapy | 378348 | BD | 8100 | 16160742 | ALATM | ALARIS 3 | 102-12250 | WCH-MED/SURG/TELE UNIT | 20 | IU | Active
WCH5782 | P81CAA | 8100 CareFusion Alaris Pump | Tim McElrath | 11619 | EMPLOYEE | 1 | 0.75 | 07/01/2024 | 07/10/2023 | 6 | M | WCH | WCH | Large Volume Pump Module | 13-215 | Infusion Pumps, Multitherapy | 378348 | BD | 8100 | 16160718 | ALATM | ALARIS 3 | 102-12250 | WCH-MED/SURG/TELE UNIT | 20 | IU | Active
WCH5783 | P81CAA | 8100 CareFusion Alaris Pump | Tim McElrath | 11619 | EMPLOYEE | 1 | 0.75 | 07/01/2024 | 06/29/2023 | 6 | M | WCH | WCH | Large Volume Pump Module | 13-215 | Infusion Pumps, Multitherapy | 378348 | BD | 8100 | 16160621 | ALATM | ALARIS 3 | 102-12250 | WCH-MED/SURG/TELE UNIT | 20 | IU | Active
WCH5784 | P81CAA | 8100 CareFusion Alaris Pump | Tim McElrath | 11619 | EMPLOYEE | 1 | 0.75 | 07/01/2024 | 07/04/2023 | 6 | M | WCH | WCH | Large Volume Pump Module | 13-215 | Infusion Pumps, Multitherapy | 378348 | BD | 8100 | 16160583 | ALATM | ALARIS 3 | 102-12250 | WCH-MED/SURG/TELE UNIT | 20 | IU | Active
WCH5785 | P81CAA | 8100 CareFusion Alaris Pump | Tim McElrath | 11619 | EMPLOYEE | 1 | 0.75 | 07/01/2024 | 07/07/2023 | 6 | M | WCH | WCH | Large Volume Pump Module | 13-215 | Infusion Pumps, Multitherapy | 378348 | BD | 8100 | 16160618 | ALATM | ALARIS 3 | 102-12250 | WCH-MED/SURG/TELE UNIT | 20 | IU | Active
WCH5786 | P81CAA | 8100 CareFusion Alaris Pump | Tim McElrath | 11619 | EMPLOYEE | 1 | 0.75 | 07/01/2024 | 07/07/2023 | 6 | M | WCH | WCH | Large Volume Pump Module | 13-215 | Infusion Pumps, Multitherapy | 378348 | BD | 8100 | 16160686 | ALATM | ALARIS 3 | 102-12250 | WCH-MED/SURG/TELE UNIT | 20 | IU | Active
WCH5787 | P81CAA | 8100 CareFusion Alaris Pump | Tim McElrath | 11619 | EMPLOYEE | 1 | 0.75 | 07/01/2024 | 06/29/2023 | 6 | M | WCH | WCH | Large Volume Pump Module | 13-215 | Infusion Pumps, Multitherapy | 378348 | BD | 8100 | 16160598 | ALATM | ALARIS 3 | 102-12250 | WCH-MED/SURG/TELE UNIT | 20 | IU | Active
WCH5788 | P81CAA | 8100 CareFusion Alaris Pump | Tim McElrath | 11619 | EMPLOYEE | 1 | 0.75 | 07/01/2024 | 06/29/2023 | 6 | M | WCH | WCH | Large Volume Pump Module | 13-215 | Infusion Pumps, Multitherapy | 378348 | BD | 8100 | 16160616 | ALATM | ALARIS 3 | 102-12250 | WCH-MED/SURG/TELE UNIT | 20 | IU | Active
WCH5789 | P81CAA | 8100 CareFusion Alaris Pump | Tim McElrath | 11619 | EMPLOYEE | 1 | 0.75 | 07/01/2024 | 06/30/2023 | 6 | M | WCH | WCH | Large Volume Pump Module | 13-215 | Infusion Pumps, Multitherapy | 378348 | BD | 8100 | 16160612 | ALATM | ALARIS 3 | 102-12250 | WCH-MED/SURG/TELE UNIT | 20 | IU | Active
WCH5790 | P81CAA | 8100 CareFusion Alaris Pump | Tim McElrath | 11619 | EMPLOYEE | 1 | 0.75 | 07/01/2024 | 06/30/2023 | 6 | M | WCH | WCH | Large Volume Pump Module | 13-215 | Infusion Pumps, Multitherapy | 378348 | BD | 8100 | 16160594 | ALATM | ALARIS 3 | 102-12250 | WCH-MED/SURG/TELE UNIT | 20 | IU | Active
WCH5791 | P81CAA | 8100 CareFusion Alaris Pump | Tim McElrath | 11619 | EMPLOYEE | 1 | 0.75 | 07/01/2024 | 06/29/2023 | 6 | M | WCH | WCH | Large Volume Pump Module | 13-215 | Infusion Pumps, Multitherapy | 378348 | BD | 8100 | 16160694 | ALATM | ALARIS 3 | 102-12250 | WCH-MED/SURG/TELE UNIT | 20 | IU | Active
WCH5792 | P81CAA | 8100 CareFusion Alaris Pump | Tim McElrath | 11619 | EMPLOYEE | 1 | 0.75 | 07/01/2024 | 06/29/2023 | 6 | M | WCH | WCH | Large Volume Pump Module | 13-215 | Infusion Pumps, Multitherapy | 378348 | BD | 8100 | 16160709 | ALATM | ALARIS 3 | 102-12250 | WCH-MED/SURG/TELE UNIT | 20 | IU | Active
WCH5793 | P81CAA | 8100 CareFusion Alaris Pump | Tim McElrath | 11619 | EMPLOYEE | 1 | 0.75 | 07/01/2024 | 07/06/2023 | 6 | M | WCH | WCH | Large Volume Pump Module | 13-215 | Infusion Pumps, Multitherapy | 378348 | BD | 8100 | 16160852 | ALATM | ALARIS 3 | 102-13100 | WCH-Intensive Care Unit I | 20 | IU | Active
WCH5794 | P81CAA | 8100 CareFusion Alaris Pump | Tim McElrath | 11619 | EMPLOYEE | 1 | 0.75 | 07/01/2024 | 07/03/2023 | 6 | M | WCH | WCH | Large Volume Pump Module | 13-215 | Infusion Pumps, Multitherapy | 378348 | BD | 8100 | 16160560 | ALATM | ALARIS 3 | 102-13100 | WCH-Intensive Care Unit I | 20 | IU | Active
WCH5795 | P81CAA | 8100 CareFusion Alaris Pump | Tim McElrath | 11619 | EMPLOYEE | 1 | 0.75 | 07/01/2024 | 07/03/2023 | 6 | M | WCH | WCH | Large Volume Pump Module | 13-215 | Infusion Pumps, Multitherapy | 378348 | BD | 8100 | 16160589 | ALATM | ALARIS 3 | 102-13100 | WCH-Intensive Care Unit I | 20 | IU | Active
WCH5796 | P81CAA | 8100 CareFusion Alaris Pump | Tim McElrath | 11619 | EMPLOYEE | 1 | 0.75 | 07/01/2024 | 07/12/2023 | 6 | M | WCH | WCH | Large Volume Pump Module | 13-215 | Infusion Pumps, Multitherapy | 378348 | BD | 8100 | 16160844 | ALATM | ALARIS 3 | 102-13100 | WCH-Intensive Care Unit I | 20 | IU | Active
WCH5797 | P81CAA | 8100 CareFusion Alaris Pump | Tim McElrath | 11619 | EMPLOYEE | 1 | 0.75 | 07/01/2024 | 07/12/2023 | 6 | M | WCH | WCH | Large Volume Pump Module | 13-215 | Infusion Pumps, Multitherapy | 378348 | BD | 8100 | 16160836 | ALATM | ALARIS 3 | 102-13100 | WCH-Intensive Care Unit I | 20 | IU | Active
WCH5798 | P81CAA | 8100 CareFusion Alaris Pump | Tim McElrath | 11619 | EMPLOYEE | 1 | 0.75 | 07/01/2024 | 07/03/2023 | 6 | M | WCH | WCH | Large Volume Pump Module | 13-215 | Infusion Pumps, Multitherapy | 378348 | BD | 8100 | 16160562 | ALATM | ALARIS 3 | 102-13100 | WCH-Intensive Care Unit I | 20 | IU | Active
WCH5799 | P81CAA | 8100 CareFusion Alaris Pump | Tim McElrath | 11619 | EMPLOYEE | 1 | 0.75 | 07/01/2024 | 06/27/2023 | 6 | M | WCH | WCH | Large Volume Pump Module | 13-215 | Infusion Pumps, Multitherapy | 378348 | BD | 8100 | 16160561 | ALATM | ALARIS 3 | 102-13100 | WCH-Intensive Care Unit I | 20 | IU | Active
WCH5800 | P81CAA | 8100 CareFusion Alaris Pump | Tim McElrath | 11619 | EMPLOYEE | 1 | 0.75 | 07/01/2024 | 06/26/2023 | 6 | M | WCH | WCH | Large Volume Pump Module | 13-215 | Infusion Pumps, Multitherapy | 378348 | BD | 8100 | 16160879 | ALATM | ALARIS 3 | 102-13100 | WCH-Intensive Care Unit I | 20 | IU | Active
WCH5801 | P81CAA | 8100 CareFusion Alaris Pump | Tim McElrath | 11619 | EMPLOYEE | 1 | 0.75 | 07/01/2024 | 06/27/2023 | 6 | M | WCH | WCH | Large Volume Pump Module | 13-215 | Infusion Pumps, Multitherapy | 378348 | BD | 8100 | 16161169 | ALATM | ALARIS 3 | 102-13100 | WCH-Intensive Care Unit I | 20 | IU | Active
WCH5802 | P81CAA | 8100 CareFusion Alaris Pump | Tim McElrath | 11619 | EMPLOYEE | 1 | 0.75 | 07/01/2024 | 07/04/2023 | 6 | M | WCH | WCH | Large Volume Pump Module | 13-215 | Infusion Pumps, Multitherapy | 378348 | BD | 8100 | 16160631 | ALATM | ALARIS 3 | 102-13100 | WCH-Intensive Care Unit I | 20 | IU | Active
WCH5803 | P81CAA | 8100 CareFusion Alaris Pump | Tim McElrath | 11619 | EMPLOYEE | 1 | 0.75 | 07/01/2024 | 07/04/2023 | 6 | M | WCH | WCH | Large Volume Pump Module | 13-215 | Infusion Pumps, Multitherapy | 378348 | BD | 8100 | 16160662 | ALATM | ALARIS 3 | 102-13100 | WCH-Intensive Care Unit I | 20 | IU | Active
WCH5804 | P81CAA | 8100 CareFusion Alaris Pump | Tim McElrath | 11619 | EMPLOYEE | 1 | 0.75 | 07/01/2024 | 07/10/2023 | 6 | M | WCH | WCH | Large Volume Pump Module | 13-215 | Infusion Pumps, Multitherapy | 378348 | BD | 8100 | 16160623 | ALATM | ALARIS 3 | 102-13100 | WCH-Intensive Care Unit I | 20 | IU | Active
WCH5809 | P81CAA | 8100 CareFusion Alaris Pump | Tim McElrath | 11619 | EMPLOYEE | 1 | 0.75 | 07/01/2024 | 07/03/2023 | 6 | M | WCH | WCH | Large Volume Pump Module | 13-215 | Infusion Pumps, Multitherapy | 378348 | BD | 8100 | 16160609 | ALATM | ALARIS 3 | 102-13100 | WCH-Intensive Care Unit I | 20 | IU | Active
WCH5810 | P81CAA | 8100 CareFusion Alaris Pump | Tim McElrath | 11619 | EMPLOYEE | 1 | 0.75 | 07/01/2024 | 07/10/2023 | 6 | M | WCH | WCH | Large Volume Pump Module | 13-215 | Infusion Pumps, Multitherapy | 378348 | BD | 8100 | 16160666 | ALATM | ALARIS 3 | 102-13100 | WCH-Intensive Care Unit I | 20 | IU | Active
WCH5811 | P81CAA | 8100 CareFusion Alaris Pump | Tim McElrath | 11619 | EMPLOYEE | 1 | 0.75 | 07/01/2024 | 07/03/2023 | 6 | M | WCH | WCH | Large Volume Pump Module | 13-215 | Infusion Pumps, Multitherapy | 378348 | BD | 8100 | 16160629 | ALATM | ALARIS 3 | 102-13100 | WCH-Intensive Care Unit I | 20 | IU | Active
WCH5812 | P81CAA | 8100 CareFusion Alaris Pump | Tim McElrath | 11619 | EMPLOYEE | 1 | 0.75 | 07/01/2024 | 07/10/2023 | 6 | M | WCH | WCH | Large Volume Pump Module | 13-215 | Infusion Pumps, Multitherapy | 378348 | BD | 8100 | 16160619 | ALATM | ALARIS 3 | 102-13100 | WCH-Intensive Care Unit I | 20 | IU | Active
WCH5813 | P81CAA | 8100 CareFusion Alaris Pump | Tim McElrath | 11619 | EMPLOYEE | 1 | 0.75 | 07/01/2024 | 06/27/2023 | 6 | M | WCH | WCH | Large Volume Pump Module | 13-215 | Infusion Pumps, Multitherapy | 378348 | BD | 8100 | 16160872 | ALATM | ALARIS 3 | 102-13100 | WCH-Intensive Care Unit I | 20 | IU | Active
WCH5814 | P81CAA | 8100 CareFusion Alaris Pump | Tim McElrath | 11619 | EMPLOYEE | 1 | 0.75 | 07/01/2024 | 07/05/2023 | 6 | M | WCH | WCH | Large Volume Pump Module | 13-215 | Infusion Pumps, Multitherapy | 378348 | BD | 8100 | 16160711 | ALATM | ALARIS 3 | 102-13100 | WCH-Intensive Care Unit I | 20 | IU | Active
WCH5815 | P81CAA | 8100 CareFusion Alaris Pump | Tim McElrath | 11619 | EMPLOYEE | 1 | 0.75 | 07/01/2024 | 06/26/2023 | 6 | M | WCH | WCH | Large Volume Pump Module | 13-215 | Infusion Pumps, Multitherapy | 378348 | BD | 8100 | 16160590 | ALATM | ALARIS 3 | 102-13100 | WCH-Intensive Care Unit I | 20 | IU | Active
WCH5816 | P81CAA | 8100 CareFusion Alaris Pump | Tim McElrath | 11619 | EMPLOYEE | 1 | 0.75 | 07/01/2024 | 06/26/2023 | 6 | M | WCH | WCH | Large Volume Pump Module | 13-215 | Infusion Pumps, Multitherapy | 378348 | BD | 8100 | 16160626 | ALATM | ALARIS 3 | 102-13100 | WCH-Intensive Care Unit I | 20 | IU | Active
WCH5819 | P81CAA | 8100 CareFusion Alaris Pump | Tim McElrath | 11619 | EMPLOYEE | 1 | 0.75 | 07/01/2024 | 06/29/2023 | 6 | M | WCH | WCH | Large Volume Pump Module | 13-215 | Infusion Pumps, Multitherapy | 378348 | BD | 8100 | 16160713 | ALATM | ALARIS 3 | 102-13100 | WCH-Intensive Care Unit I | 20 | IU | Active
WCH5820 | P81CAA | 8100 CareFusion Alaris Pump | Tim McElrath | 11619 | EMPLOYEE | 1 | 0.75 | 07/01/2024 | 06/29/2023 | 6 | M | WCH | WCH | Large Volume Pump Module | 13-215 | Infusion Pumps, Multitherapy | 378348 | BD | 8100 | 16160727 | ALATM | ALARIS 3 | 102-13100 | WCH-Intensive Care Unit I | 20 | IU | Active
WCH5822 | P81CAA | 8100 CareFusion Alaris Pump | Tim McElrath | 11619 | EMPLOYEE | 1 | 0.75 | 07/01/2024 | 07/06/2023 | 6 | M | WCH | WCH | Large Volume Pump Module | 13-215 | Infusion Pumps, Multitherapy | 378348 | BD | 8100 | 16161106 | ALATM | ALARIS 3 | 102-12252 | WCH-MED/SURG/TELE UNIT II | 20 | IU | Active
WCH5823 | P81CAA | 8100 CareFusion Alaris Pump | Tim McElrath | 11619 | EMPLOYEE | 1 | 0.75 | 07/01/2024 | 06/27/2023 | 6 | M | WCH | WCH | Large Volume Pump Module | 13-215 | Infusion Pumps, Multitherapy | 378348 | BD | 8100 | 16160925 | ALATM | ALARIS 3 | 102-12252 | WCH-MED/SURG/TELE UNIT II | 20 | IU | Active
WCH5824 | P81CAA | 8100 CareFusion Alaris Pump | Tim McElrath | 11619 | EMPLOYEE | 1 | 0.75 | 07/01/2024 | 06/27/2023 | 6 | M | WCH | WCH | Large Volume Pump Module | 13-215 | Infusion Pumps, Multitherapy | 378348 | BD | 8100 | 16160635 | ALATM | ALARIS 3 | 102-12252 | WCH-MED/SURG/TELE UNIT II | 20 | IU | Active
WCH5825 | P81CAA | 8100 CareFusion Alaris Pump | Tim McElrath | 11619 | EMPLOYEE | 1 | 0.75 | 07/01/2024 | 06/28/2023 | 6 | M | WCH | WCH | Large Volume Pump Module | 13-215 | Infusion Pumps, Multitherapy | 378348 | BD | 8100 | 16160640 | ALATM | ALARIS 3 | 102-12252 | WCH-MED/SURG/TELE UNIT II | 20 | IU | Active
WCH5826 | P81CAA | 8100 CareFusion Alaris Pump | Tim McElrath | 11619 | EMPLOYEE | 1 | 0.75 | 07/01/2024 | 06/29/2023 | 6 | M | WCH | WCH | Large Volume Pump Module | 13-215 | Infusion Pumps, Multitherapy | 378348 | BD | 8100 | 16160805 | ALATM | ALARIS 3 | 102-12252 | WCH-MED/SURG/TELE UNIT II | 20 | IU | Active
WCH5827 | P81CAA | 8100 CareFusion Alaris Pump | Tim McElrath | 11619 | EMPLOYEE | 1 | 0.75 | 07/01/2024 | 06/30/2023 | 6 | M | WCH | WCH | Large Volume Pump Module | 13-215 | Infusion Pumps, Multitherapy | 378348 | BD | 8100 | 16160663 | ALATM | ALARIS 3 | 102-12252 | WCH-MED/SURG/TELE UNIT II | 20 | IU | Active
WCH5828 | P81CAA | 8100 CareFusion Alaris Pump | Tim McElrath | 11619 | EMPLOYEE | 1 | 0.75 | 07/01/2024 | 06/30/2023 | 6 | M | WCH | WCH | Large Volume Pump Module | 13-215 | Infusion Pumps, Multitherapy | 378348 | BD | 8100 | 16160858 | ALATM | ALARIS 3 | 102-12252 | WCH-MED/SURG/TELE UNIT II | 20 | IU | Active
WCH5829 | P81CAA | 8100 CareFusion Alaris Pump | Tim McElrath | 11619 | EMPLOYEE | 1 | 0.75 | 07/01/2024 | 07/03/2023 | 6 | M | WCH | WCH | Large Volume Pump Module | 13-215 | Infusion Pumps, Multitherapy | 378348 | BD | 8100 | 16160604 | ALATM | ALARIS 3 | 102-12252 | WCH-MED/SURG/TELE UNIT II | 20 | IU | Active
WCH5830 | P81CAA | 8100 CareFusion Alaris Pump | Tim McElrath | 11619 | EMPLOYEE | 1 | 0.75 | 07/01/2024 | 06/28/2023 | 6 | M | WCH | WCH | Large Volume Pump Module | 13-215 | Infusion Pumps, Multitherapy | 378348 | BD | 8100 | 16160581 | ALATM | ALARIS 3 | 102-12252 | WCH-MED/SURG/TELE UNIT II | 20 | IU | Active
WCH5831 | P81CAA | 8100 CareFusion Alaris Pump | Tim McElrath | 11619 | EMPLOYEE | 1 | 0.75 | 07/01/2024 | 06/27/2023 | 6 | M | WCH | WCH | Large Volume Pump Module | 13-215 | Infusion Pumps, Multitherapy | 378348 | BD | 8100 | 16160717 | ALATM | ALARIS 3 | 102-12252 | WCH-MED/SURG/TELE UNIT II | 20 | IU | Active
WCH5832 | P81CAA | 8100 CareFusion Alaris Pump | Tim McElrath | 11619 | EMPLOYEE | 1 | 0.75 | 07/01/2024 | 06/27/2023 | 6 | M | WCH | WCH | Large Volume Pump Module | 13-215 | Infusion Pumps, Multitherapy | 378348 | BD | 8100 | 16160622 | ALATM | ALARIS 3 | 102-12252 | WCH-MED/SURG/TELE UNIT II | 20 | IU | Active
WCH5833 | P81CAA | 8100 CareFusion Alaris Pump | Tim McElrath | 11619 | EMPLOYEE | 1 | 0.75 | 07/01/2024 | 07/03/2023 | 6 | M | WCH | WCH | Large Volume Pump Module | 13-215 | Infusion Pumps, Multitherapy | 378348 | BD | 8100 | 16160785 | ALATM | ALARIS 3 | 102-12252 | WCH-MED/SURG/TELE UNIT II | 20 | IU | Active
WCH5834 | P81CAA | 8100 CareFusion Alaris Pump | Tim McElrath | 11619 | EMPLOYEE | 1 | 0.75 | 07/01/2024 | 07/17/2023 | 6 | M | WCH | WCH | Large Volume Pump Module | 13-215 | Infusion Pumps, Multitherapy | 378348 | BD | 8100 | 16160603 | ALATM | ALARIS 3 | 102-12252 | WCH-MED/SURG/TELE UNIT II | 20 | IU | Active
WCH5835 | P80CAA | 8015 CareFusion Alaris Pump | Holly Robinson | HOLROB | EMPLOYEE | 2 | 0.8 | 07/01/2024 |  | 6 | M | WCH | WCH | Pump Control Unit | 26-655 | Controllers, Infusion Pump Systems, Programmable | 378348 | BD | 8015 BD | 16138214 | ALABME | ALARIS 1 | 102-21500 | WCH-PACU | 21 | IU | Active
WCH5836 | P80CAA | 8015 CareFusion Alaris Pump | Holly Robinson | HOLROB | EMPLOYEE | 2 | 0.8 | 07/01/2024 |  | 6 | M | WCH | WCH | Pump Control Unit | 26-655 | Controllers, Infusion Pump Systems, Programmable | 378348 | BD | 8015 BD | 16138812 | ALABME | ALARIS 1 | 102-21500 | WCH-PACU | 21 | IU | Active
WCH5837 | P80CAA | 8015 CareFusion Alaris Pump | Holly Robinson | HOLROB | EMPLOYEE | 2 | 0.8 | 07/01/2024 |  | 6 | M | WCH | WCH | Pump Control Unit | 26-655 | Controllers, Infusion Pump Systems, Programmable | 378348 | BD | 8015 BD | 16138885 | ALABME | ALARIS 1 | 102-21500 | WCH-PACU | 21 | IU | Active
WCH5838 | P80CAA | 8015 CareFusion Alaris Pump | Holly Robinson | HOLROB | EMPLOYEE | 2 | 0.8 | 07/01/2024 |  | 6 | M | WCH | WCH | Pump Control Unit | 26-655 | Controllers, Infusion Pump Systems, Programmable | 378348 | BD | 8015 BD | 16137833 | ALABME | ALARIS 1 | 102-21500 | WCH-PACU | 21 | IU | Active
WCH5839 | P80CAA | 8015 CareFusion Alaris Pump | Holly Robinson | HOLROB | EMPLOYEE | 2 | 0.8 | 07/01/2024 |  | 6 | M | WCH | WCH | Pump Control Unit | 26-655 | Controllers, Infusion Pump Systems, Programmable | 378348 | BD | 8015 BD | 16138808 | ALABME | ALARIS 1 | 102-21500 | WCH-PACU | 21 | IU | Active
WCH5840 | P80CAA | 8015 CareFusion Alaris Pump | Rafael Baxcajay | RABAX | EMPLOYEE | 2 | 0.8 | 07/01/2024 |  | 6 | M | WCH | WCH | Pump Control Unit | 26-655 | Controllers, Infusion Pump Systems, Programmable | 378348 | BD | 8015 BD | 16138785 | ALAEM | ALARIS 2 | 102-21500 | WCH-PACU | 21 | IU | Active
WCH5841 | P80CAA | 8015 CareFusion Alaris Pump | Rafael Baxcajay | RABAX | EMPLOYEE | 2 | 0.8 | 07/01/2024 |  | 6 | M | WCH | WCH | Pump Control Unit | 26-655 | Controllers, Infusion Pump Systems, Programmable | 378348 | BD | 8015 BD | 16140005 | ALAEM | ALARIS 2 | 102-21500 | WCH-PACU | 21 | IU | Active
WCH5842 | P80CAA | 8015 CareFusion Alaris Pump | Rafael Baxcajay | RABAX | EMPLOYEE | 2 | 0.8 | 07/01/2024 |  | 6 | M | WCH | WCH | Pump Control Unit | 26-655 | Controllers, Infusion Pump Systems, Programmable | 378348 | BD | 8015 BD | 16138876 | ALAEM | ALARIS 2 | 102-21500 | WCH-PACU | 21 | IU | Active
WCH5843 | P80CAA | 8015 CareFusion Alaris Pump | Rafael Baxcajay | RABAX | EMPLOYEE | 2 | 0.8 | 07/01/2024 |  | 6 | M | WCH | WCH | Pump Control Unit | 26-655 | Controllers, Infusion Pump Systems, Programmable | 378348 | BD | 8015 BD | 16140010 | ALAEM | ALARIS 2 | 102-21500 | WCH-PACU | 21 | IU | Active
WCH5844 | P80CAA | 8015 CareFusion Alaris Pump | Rafael Baxcajay | RABAX | EMPLOYEE | 2 | 0.8 | 07/01/2024 |  | 6 | M | WCH | WCH | Pump Control Unit | 26-655 | Controllers, Infusion Pump Systems, Programmable | 378348 | BD | 8015 BD | 16138920 | ALAEM | ALARIS 2 | 102-21500 | WCH-PACU | 21 | IU | Active
WCH5845 | P80CAA | 8015 CareFusion Alaris Pump | Rafael Baxcajay | RABAX | EMPLOYEE | 2 | 0.8 | 07/01/2024 |  | 6 | M | WCH | WCH | Pump Control Unit | 26-655 | Controllers, Infusion Pump Systems, Programmable | 378348 | BD | 8015 BD | 16138798 | ALAEM | ALARIS 2 | 102-21500 | WCH-PACU | 21 | IU | Active
WCH5846 | P80CAA | 8015 CareFusion Alaris Pump | Rafael Baxcajay | RABAX | EMPLOYEE | 2 | 0.8 | 07/01/2024 |  | 6 | M | WCH | WCH | Pump Control Unit | 26-655 | Controllers, Infusion Pump Systems, Programmable | 378348 | BD | 8015 BD | 16139964 | ALAEM | ALARIS 2 | 102-21500 | WCH-PACU | 21 | IU | Active
WCH5847 | P80CAA | 8015 CareFusion Alaris Pump | Rafael Baxcajay | RABAX | EMPLOYEE | 2 | 0.8 | 07/01/2024 |  | 6 | M | WCH | WCH | Pump Control Unit | 26-655 | Controllers, Infusion Pump Systems, Programmable | 378348 | BD | 8015 BD | 16138339 | ALAEM | ALARIS 2 | 102-21500 | WCH-PACU | 21 | IU | Active
WCH5848 | P80CAA | 8015 CareFusion Alaris Pump | Rafael Baxcajay | RABAX | EMPLOYEE | 2 | 0.8 | 07/01/2024 |  | 6 | M | WCH | WCH | Pump Control Unit | 26-655 | Controllers, Infusion Pump Systems, Programmable | 378348 | BD | 8015 BD | 16138115 | ALAEM | ALARIS 2 | 102-21500 | WCH-PACU | 21 | IU | Active
WCH5849 | P80CAA | 8015 CareFusion Alaris Pump | Rafael Baxcajay | RABAX | EMPLOYEE | 2 | 0.8 | 07/01/2024 |  | 6 | M | WCH | WCH | Pump Control Unit | 26-655 | Controllers, Infusion Pump Systems, Programmable | 378348 | BD | 8015 BD | 16138335 | ALAEM | ALARIS 2 | 102-21500 | WCH-PACU | 21 | IU | Active
WCH5850 | P80CAA | 8015 CareFusion Alaris Pump | Rafael Baxcajay | RABAX | EMPLOYEE | 2 | 0.8 | 07/01/2024 |  | 6 | M | WCH | WCH | Pump Control Unit | 26-655 | Controllers, Infusion Pump Systems, Programmable | 378348 | BD | 8015 BD | 16137915 | ALAEM | ALARIS 2 | 102-21500 | WCH-PACU | 21 | IU | Active
WCH5851 | P80CAA | 8015 CareFusion Alaris Pump | Rafael Baxcajay | RABAX | EMPLOYEE | 2 | 0.8 | 07/01/2024 |  | 6 | M | WCH | WCH | Pump Control Unit | 26-655 | Controllers, Infusion Pump Systems, Programmable | 378348 | BD | 8015 BD | 16138868 | ALAEM | ALARIS 2 | 102-21500 | WCH-PACU | 21 | IU | Active
WCH5852 | P80CAA | 8015 CareFusion Alaris Pump | Rafael Baxcajay | RABAX | EMPLOYEE | 2 | 0.8 | 07/01/2024 |  | 6 | M | WCH | WCH | Pump Control Unit | 26-655 | Controllers, Infusion Pump Systems, Programmable | 378348 | BD | 8015 BD | 16140036 | ALAEM | ALARIS 2 | 102-21500 | WCH-PACU | 21 | IU | Active
WCH5853 | P80CAA | 8015 CareFusion Alaris Pump | Rafael Baxcajay | RABAX | EMPLOYEE | 2 | 0.8 | 07/01/2024 |  | 6 | M | WCH | WCH | Pump Control Unit | 26-655 | Controllers, Infusion Pump Systems, Programmable | 378348 | BD | 8015 BD | 16138117 | ALAEM | ALARIS 2 | 102-13100 | WCH-Intensive Care Unit I | 21 | IU | Active
WCH5854 | P80CAA | 8015 CareFusion Alaris Pump | Rafael Baxcajay | RABAX | EMPLOYEE | 2 | 0.8 | 07/01/2024 |  | 6 | M | WCH | WCH | Pump Control Unit | 26-655 | Controllers, Infusion Pump Systems, Programmable | 378348 | BD | 8015 BD | 16138113 | ALAEM | ALARIS 2 | 102-13100 | WCH-Intensive Care Unit I | 21 | IU | Active
WCH5855 | P80CAA | 8015 CareFusion Alaris Pump | Rafael Baxcajay | RABAX | EMPLOYEE | 2 | 0.8 | 07/01/2024 |  | 6 | M | WCH | WCH | Pump Control Unit | 26-655 | Controllers, Infusion Pump Systems, Programmable | 378348 | BD | 8015 BD | 16138787 | ALAEM | ALARIS 2 | 102-13100 | WCH-Intensive Care Unit I | 21 | IU | Active
WCH5856 | P80CAA | 8015 CareFusion Alaris Pump | Rafael Baxcajay | RABAX | EMPLOYEE | 2 | 0.8 | 07/01/2024 |  | 6 | M | WCH | WCH | Pump Control Unit | 26-655 | Controllers, Infusion Pump Systems, Programmable | 378348 | BD | 8015 BD | 16138243 | ALAEM | ALARIS 2 | 102-13100 | WCH-Intensive Care Unit I | 21 | IU | Active
WCH5857 | P80CAA | 8015 CareFusion Alaris Pump | Rafael Baxcajay | RABAX | EMPLOYEE | 2 | 0.8 | 07/01/2024 |  | 6 | M | WCH | WCH | Pump Control Unit | 26-655 | Controllers, Infusion Pump Systems, Programmable | 378348 | BD | 8015 BD | 16139975 | ALAEM | ALARIS 2 | 102-13100 | WCH-Intensive Care Unit I | 21 | IU | Active
WCH5858 | P80CAA | 8015 CareFusion Alaris Pump | Rafael Baxcajay | RABAX | EMPLOYEE | 2 | 0.8 | 07/01/2024 |  | 6 | M | WCH | WCH | Pump Control Unit | 26-655 | Controllers, Infusion Pump Systems, Programmable | 378348 | BD | 8015 BD | 16139963 | ALAEM | ALARIS 2 | 102-13100 | WCH-Intensive Care Unit I | 21 | IU | Active
WCH5859 | P80CAA | 8015 CareFusion Alaris Pump | Rafael Baxcajay | RABAX | EMPLOYEE | 2 | 0.8 | 07/01/2024 |  | 6 | M | WCH | WCH | Pump Control Unit | 26-655 | Controllers, Infusion Pump Systems, Programmable | 378348 | BD | 8015 BD | 16138296 | ALAEM | ALARIS 2 | 102-13100 | WCH-Intensive Care Unit I | 21 | IU | Active
WCH5860 | P80CAA | 8015 CareFusion Alaris Pump | Rafael Baxcajay | RABAX | EMPLOYEE | 2 | 0.8 | 07/01/2024 |  | 6 | M | WCH | WCH | Pump Control Unit | 26-655 | Controllers, Infusion Pump Systems, Programmable | 378348 | BD | 8015 BD | 16138844 | ALAEM | ALARIS 2 | 102-13100 | WCH-Intensive Care Unit I | 21 | IU | Active
WCH5861 | P80CAA | 8015 CareFusion Alaris Pump | Rafael Baxcajay | RABAX | EMPLOYEE | 2 | 0.8 | 07/01/2024 |  | 6 | M | WCH | WCH | Pump Control Unit | 26-655 | Controllers, Infusion Pump Systems, Programmable | 378348 | BD | 8015 BD | 16138823 | ALAEM | ALARIS 2 | 102-13100 | WCH-Intensive Care Unit I | 21 | IU | Active
WCH5862 | P80CAA | 8015 CareFusion Alaris Pump | Rafael Baxcajay | RABAX | EMPLOYEE | 2 | 0.8 | 07/01/2024 |  | 6 | M | WCH | WCH | Pump Control Unit | 26-655 | Controllers, Infusion Pump Systems, Programmable | 378348 | BD | 8015 BD | 16138222 | ALAEM | ALARIS 2 | 102-13100 | WCH-Intensive Care Unit I | 21 | IU | Active
WCH5863 | P80CAA | 8015 CareFusion Alaris Pump | Rafael Baxcajay | RABAX | EMPLOYEE | 2 | 0.8 | 07/01/2024 |  | 6 | M | WCH | WCH | Pump Control Unit | 26-655 | Controllers, Infusion Pump Systems, Programmable | 378348 | BD | 8015 BD | 16138843 | ALAEM | ALARIS 2 | 102-13100 | WCH-Intensive Care Unit I | 21 | IU | Active
WCH5864 | P80CAA | 8015 CareFusion Alaris Pump | Rafael Baxcajay | RABAX | EMPLOYEE | 2 | 0.8 | 07/01/2024 |  | 6 | M | WCH | WCH | Pump Control Unit | 26-655 | Controllers, Infusion Pump Systems, Programmable | 378348 | BD | 8015 BD | 16138851 | ALAEM | ALARIS 2 | 102-13100 | WCH-Intensive Care Unit I | 21 | IU | Active
WCH5865 | P80CAA | 8015 CareFusion Alaris Pump | Rafael Baxcajay | RABAX | EMPLOYEE | 2 | 0.8 | 07/01/2024 |  | 6 | M | WCH | WCH | Pump Control Unit | 26-655 | Controllers, Infusion Pump Systems, Programmable | 378348 | BD | 8015 BD | 16138337 | ALAEM | ALARIS 2 | 102-13100 | WCH-Intensive Care Unit I | 21 | IU | Active
WCH5866 | P80CAA | 8015 CareFusion Alaris Pump | Rafael Baxcajay | RABAX | EMPLOYEE | 2 | 0.8 | 07/01/2024 |  | 6 | M | WCH | WCH | Pump Control Unit | 26-655 | Controllers, Infusion Pump Systems, Programmable | 378348 | BD | 8015 BD | 16137919 | ALAEM | ALARIS 2 | 102-13100 | WCH-Intensive Care Unit I | 21 | IU | Active
WCH5867 | P80CAA | 8015 CareFusion Alaris Pump | Rafael Baxcajay | RABAX | EMPLOYEE | 2 | 0.8 | 07/01/2024 |  | 6 | M | WCH | WCH | Pump Control Unit | 26-655 | Controllers, Infusion Pump Systems, Programmable | 378348 | BD | 8015 BD | 16138192 | ALAEM | ALARIS 2 | 102-13100 | WCH-Intensive Care Unit I | 21 | IU | Active
WCH5868 | P80CAA | 8015 CareFusion Alaris Pump | Rafael Baxcajay | RABAX | EMPLOYEE | 2 | 0.8 | 07/01/2024 |  | 6 | M | WCH | WCH | Pump Control Unit | 26-655 | Controllers, Infusion Pump Systems, Programmable | 378348 | BD | 8015 BD | 16138317 | ALAEM | ALARIS 2 | 102-13100 | WCH-Intensive Care Unit I | 21 | IU | Active
WCH5871 | P81CAA | 8100 CareFusion Alaris Pump | Tim McElrath | 11619 | EMPLOYEE | 1 | 0.75 | 07/01/2024 | 06/27/2023 | 6 | M | WCH | WCH | Large Volume Pump Module | 13-215 | Infusion Pumps, Multitherapy | 378348 | BD | 8100 | 16160813 | ALATM | ALARIS 3 | 102-12252 | WCH-MED/SURG/TELE UNIT II | 20 | IU | Active
WCH5872 | P81CAA | 8100 CareFusion Alaris Pump | Tim McElrath | 11619 | EMPLOYEE | 1 | 0.75 | 07/01/2024 | 06/27/2023 | 6 | M | WCH | WCH | Large Volume Pump Module | 13-215 | Infusion Pumps, Multitherapy | 378348 | BD | 8100 | 16161198 | ALATM | ALARIS 3 | 102-12252 | WCH-MED/SURG/TELE UNIT II | 20 | IU | Active
WCH5873 | P81CAA | 8100 CareFusion Alaris Pump | Tim McElrath | 11619 | EMPLOYEE | 1 | 0.75 | 07/01/2024 | 06/29/2023 | 6 | M | WCH | WCH | Large Volume Pump Module | 13-215 | Infusion Pumps, Multitherapy | 378348 | BD | 8100 | 16160597 | ALATM | ALARIS 3 | 102-12252 | WCH-MED/SURG/TELE UNIT II | 20 | IU | Active
WCH5874 | P81CAA | 8100 CareFusion Alaris Pump | Tim McElrath | 11619 | EMPLOYEE | 1 | 0.75 | 07/01/2024 | 06/29/2023 | 6 | M | WCH | WCH | Large Volume Pump Module | 13-215 | Infusion Pumps, Multitherapy | 378348 | BD | 8100 | 16160797 | ALATM | ALARIS 3 | 102-12252 | WCH-MED/SURG/TELE UNIT II | 20 | IU | Active
WCH5875 | P81CAA | 8100 CareFusion Alaris Pump | Tim McElrath | 11619 | EMPLOYEE | 1 | 0.75 | 07/01/2024 | 07/05/2023 | 6 | M | WCH | WCH | Large Volume Pump Module | 13-215 | Infusion Pumps, Multitherapy | 378348 | BD | 8100 | 16160876 | ALATM | ALARIS 3 | 102-12252 | WCH-MED/SURG/TELE UNIT II | 20 | IU | Active
WCH5876 | P81CAA | 8100 CareFusion Alaris Pump | Tim McElrath | 11619 | EMPLOYEE | 1 | 0.75 | 07/01/2024 | 07/06/2023 | 6 | M | WCH | WCH | Large Volume Pump Module | 13-215 | Infusion Pumps, Multitherapy | 378348 | BD | 8100 | 16160929 | ALATM | ALARIS 3 | 102-12252 | WCH-MED/SURG/TELE UNIT II | 20 | IU | Active
WCH5877 | P81CAA | 8100 CareFusion Alaris Pump | Tim McElrath | 11619 | EMPLOYEE | 1 | 0.75 | 07/01/2024 | 06/27/2023 | 6 | M | WCH | WCH | Large Volume Pump Module | 13-215 | Infusion Pumps, Multitherapy | 378348 | BD | 8100 | 16160843 | ALATM | ALARIS 3 | 102-12252 | WCH-MED/SURG/TELE UNIT II | 20 | IU | Active
WCH5878 | P81CAA | 8100 CareFusion Alaris Pump | Tim McElrath | 11619 | EMPLOYEE | 1 | 0.75 | 07/01/2024 | 06/30/2023 | 6 | M | WCH | WCH | Large Volume Pump Module | 13-215 | Infusion Pumps, Multitherapy | 378348 | BD | 8100 | 16160826 | ALATM | ALARIS 3 | 102-12252 | WCH-MED/SURG/TELE UNIT II | 20 | IU | Active
WCH5879 | P81CAA | 8100 CareFusion Alaris Pump | Tim McElrath | 11619 | EMPLOYEE | 1 | 0.75 | 07/01/2024 | 06/29/2023 | 6 | M | WCH | WCH | Large Volume Pump Module | 13-215 | Infusion Pumps, Multitherapy | 378348 | BD | 8100 | 16160920 | ALATM | ALARIS 3 | 102-12252 | WCH-MED/SURG/TELE UNIT II | 20 | IU | Active
WCH5880 | P81CAA | 8100 CareFusion Alaris Pump | Tim McElrath | 11619 | EMPLOYEE | 1 | 0.75 | 07/01/2024 | 06/29/2023 | 6 | M | WCH | WCH | Large Volume Pump Module | 13-215 | Infusion Pumps, Multitherapy | 378348 | BD | 8100 | 16160757 | ALATM | ALARIS 3 | 102-12252 | WCH-MED/SURG/TELE UNIT II | 20 | IU | Active
WCH5881 | P81CAA | 8100 CareFusion Alaris Pump | Tim McElrath | 11619 | EMPLOYEE | 1 | 0.75 | 07/01/2024 | 07/04/2023 | 6 | M | WCH | WCH | Large Volume Pump Module | 13-215 | Infusion Pumps, Multitherapy | 378348 | BD | 8100 | 16160661 | ALATM | ALARIS 3 | 102-12252 | WCH-MED/SURG/TELE UNIT II | 20 | IU | Active
WCH5883 | P81CAA | 8100 CareFusion Alaris Pump | Tim McElrath | 11619 | EMPLOYEE | 1 | 0.75 | 07/01/2024 | 06/27/2023 | 6 | M | WCH | WCH | Large Volume Pump Module | 13-215 | Infusion Pumps, Multitherapy | 378348 | BD | 8100 | 16160591 | ALATM | ALARIS 3 | 102-12252 | WCH-MED/SURG/TELE UNIT II | 20 | IU | Active
WCH5884 | P81CAA | 8100 CareFusion Alaris Pump | Tim McElrath | 11619 | EMPLOYEE | 1 | 0.75 | 07/01/2024 | 06/27/2023 | 6 | M | WCH | WCH | Large Volume Pump Module | 13-215 | Infusion Pumps, Multitherapy | 378348 | BD | 8100 | 16160687 | ALATM | ALARIS 3 | 102-12252 | WCH-MED/SURG/TELE UNIT II | 20 | IU | Active
WCH5885 | P81CAA | 8100 CareFusion Alaris Pump | Tim McElrath | 11619 | EMPLOYEE | 1 | 0.75 | 07/01/2024 | 06/27/2023 | 6 | M | WCH | WCH | Large Volume Pump Module | 13-215 | Infusion Pumps, Multitherapy | 378348 | BD | 8100 | 16160748 | ALATM | ALARIS 3 | 102-12252 | WCH-MED/SURG/TELE UNIT II | 20 | IU | Active
WCH5886 | P81CAA | 8100 CareFusion Alaris Pump | Tim McElrath | 11619 | EMPLOYEE | 1 | 0.75 | 07/01/2024 | 07/07/2023 | 6 | M | WCH | WCH | Large Volume Pump Module | 13-215 | Infusion Pumps, Multitherapy | 378348 | BD | 8100 | 16160725 | ALATM | ALARIS 3 | 102-12252 | WCH-MED/SURG/TELE UNIT II | 20 | IU | Active
WCH5893 | P81CAA | 8100 CareFusion Alaris Pump | Tim McElrath | 11619 | EMPLOYEE | 1 | 0.75 | 07/01/2024 | 07/10/2023 | 6 | M | WCH | WCH | Large Volume Pump Module | 13-215 | Infusion Pumps, Multitherapy | 378348 | BD | 8100 | 16160817 | ALATM | ALARIS 3 | 102-12252 | WCH-MED/SURG/TELE UNIT II | 20 | IU | Active
WCH5894 | P80CAA | 8015 CareFusion Alaris Pump | Rafael Baxcajay | RABAX | EMPLOYEE | 2 | 0.8 | 07/01/2024 |  | 6 | M | WCH | WCH | Pump Control Unit | 26-655 | Controllers, Infusion Pump Systems, Programmable | 378348 | BD | 8015 BD | 16139999 | ALAEM | ALARIS 2 | 102-12250 | WCH-MED/SURG/TELE UNIT | 20 | IU | Active
WCH5895 | P80CAA | 8015 CareFusion Alaris Pump | Rafael Baxcajay | RABAX | EMPLOYEE | 2 | 0.8 | 07/01/2024 |  | 6 | M | WCH | WCH | Pump Control Unit | 26-655 | Controllers, Infusion Pump Systems, Programmable | 378348 | BD | 8015 BD | 16138822 | ALAEM | ALARIS 2 | 102-12250 | WCH-MED/SURG/TELE UNIT | 20 | IU | Active
WCH5896 | P80CAA | 8015 CareFusion Alaris Pump | Rafael Baxcajay | RABAX | EMPLOYEE | 2 | 0.8 | 07/01/2024 |  | 6 | M | WCH | WCH | Pump Control Unit | 26-655 | Controllers, Infusion Pump Systems, Programmable | 378348 | BD | 8015 BD | 16138103 | ALAEM | ALARIS 2 | 102-12250 | WCH-MED/SURG/TELE UNIT | 20 | IU | Active
WCH5897 | P81CAA | 8100 CareFusion Alaris Pump | Tim McElrath | 11619 | EMPLOYEE | 1 | 0.75 | 07/01/2024 | 07/17/2023 | 6 | M | WCH | WCH | Large Volume Pump Module | 13-215 | Infusion Pumps, Multitherapy | 378348 | BD | 8100 | 16160726 | ALATM | ALARIS 3 | 102-12252 | WCH-MED/SURG/TELE UNIT II | 20 | IU | Active
WCH5899 | P81CAA | 8100 CareFusion Alaris Pump | Tim McElrath | 11619 | EMPLOYEE | 1 | 0.75 | 07/01/2024 | 07/06/2023 | 6 | M | WCH | WCH | Large Volume Pump Module | 13-215 | Infusion Pumps, Multitherapy | 378348 | BD | 8100 | 16160668 | ALATM | ALARIS 3 | 102-12252 | WCH-MED/SURG/TELE UNIT II | 20 | IU | Active
WCH5900 | P81CAA | 8100 CareFusion Alaris Pump | Tim McElrath | 11619 | EMPLOYEE | 1 | 0.75 | 07/01/2024 | 07/06/2023 | 6 | M | WCH | WCH | Large Volume Pump Module | 13-215 | Infusion Pumps, Multitherapy | 378348 | BD | 8100 | 16160804 | ALATM | ALARIS 3 | 102-12252 | WCH-MED/SURG/TELE UNIT II | 20 | IU | Active
WCH5901 | P81CAA | 8100 CareFusion Alaris Pump | Tim McElrath | 11619 | EMPLOYEE | 1 | 0.75 | 07/01/2024 | 07/06/2023 | 6 | M | WCH | WCH | Large Volume Pump Module | 13-215 | Infusion Pumps, Multitherapy | 378348 | BD | 8100 | 16160825 | ALATM | ALARIS 3 | 102-12252 | WCH-MED/SURG/TELE UNIT II | 20 | IU | Active
WCH5902 | P81CAA | 8100 CareFusion Alaris Pump | Tim McElrath | 11619 | EMPLOYEE | 1 | 0.75 | 07/01/2024 | 06/27/2023 | 6 | M | WCH | WCH | Large Volume Pump Module | 13-215 | Infusion Pumps, Multitherapy | 378348 | BD | 8100 | 16160670 | ALATM | ALARIS 3 | 102-12252 | WCH-MED/SURG/TELE UNIT II | 20 | IU | Active
WCH5903 | P81CAA | 8100 CareFusion Alaris Pump | Tim McElrath | 11619 | EMPLOYEE | 1 | 0.75 | 07/01/2024 | 07/07/2023 | 6 | M | WCH | WCH | Large Volume Pump Module | 13-215 | Infusion Pumps, Multitherapy | 378348 | BD | 8100 | 16160648 | ALATM | ALARIS 3 | 102-12252 | WCH-MED/SURG/TELE UNIT II | 20 | IU | Active
WCH5904 | P81CAA | 8100 CareFusion Alaris Pump | Tim McElrath | 11619 | EMPLOYEE | 1 | 0.75 | 07/01/2024 | 07/10/2023 | 6 | M | WCH | WCH | Large Volume Pump Module | 13-215 | Infusion Pumps, Multitherapy | 378348 | BD | 8100 | 16160814 | ALATM | ALARIS 3 | 102-12252 | WCH-MED/SURG/TELE UNIT II | 20 | IU | Active
WCH5905 | P81CAA | 8100 CareFusion Alaris Pump | Tim McElrath | 11619 | EMPLOYEE | 1 | 0.75 | 07/01/2024 | 06/29/2023 | 6 | M | WCH | WCH | Large Volume Pump Module | 13-215 | Infusion Pumps, Multitherapy | 378348 | BD | 8100 | 16160926 | ALATM | ALARIS 3 | 102-12252 | WCH-MED/SURG/TELE UNIT II | 20 | IU | Active
WCH5906 | P81CAA | 8100 CareFusion Alaris Pump | Tim McElrath | 11619 | EMPLOYEE | 1 | 0.75 | 07/01/2024 | 06/29/2023 | 6 | M | WCH | WCH | Large Volume Pump Module | 13-215 | Infusion Pumps, Multitherapy | 378348 | BD | 8100 | 16161111 | ALATM | ALARIS 3 | 102-12252 | WCH-MED/SURG/TELE UNIT II | 20 | IU | Active
WCH5907 | P81CAA | 8100 CareFusion Alaris Pump | Tim McElrath | 11619 | EMPLOYEE | 1 | 0.75 | 07/01/2024 | 07/10/2023 | 6 | M | WCH | WCH | Large Volume Pump Module | 13-215 | Infusion Pumps, Multitherapy | 378348 | BD | 8100 | 16160789 | ALATM | ALARIS 3 | 102-12252 | WCH-MED/SURG/TELE UNIT II | 20 | IU | Active
WCH5908 | P81CAA | 8100 CareFusion Alaris Pump | Tim McElrath | 11619 | EMPLOYEE | 1 | 0.75 | 07/01/2024 | 07/12/2023 | 6 | M | WCH | WCH | Large Volume Pump Module | 13-215 | Infusion Pumps, Multitherapy | 378348 | BD | 8100 | 16160582 | ALATM | ALARIS 3 | 102-12252 | WCH-MED/SURG/TELE UNIT II | 20 | IU | Active
WCH5909 | P81CAA | 8100 CareFusion Alaris Pump | Tim McElrath | 11619 | EMPLOYEE | 1 | 0.75 | 07/01/2024 | 07/10/2023 | 6 | M | WCH | WCH | Large Volume Pump Module | 13-215 | Infusion Pumps, Multitherapy | 378348 | BD | 8100 | 16160627 | ALATM | ALARIS 3 | 102-12252 | WCH-MED/SURG/TELE UNIT II | 20 | IU | Active
WCH5910 | P81CAA | 8100 CareFusion Alaris Pump | Tim McElrath | 11619 | EMPLOYEE | 1 | 0.75 | 07/01/2024 | 07/05/2023 | 6 | M | WCH | WCH | Large Volume Pump Module | 13-215 | Infusion Pumps, Multitherapy | 378348 | BD | 8100 | 16160678 | ALATM | ALARIS 3 | 102-12252 | WCH-MED/SURG/TELE UNIT II | 20 | IU | Active
WCH5911 | P81CAA | 8100 CareFusion Alaris Pump | Tim McElrath | 11619 | EMPLOYEE | 1 | 0.75 | 07/01/2024 | 07/07/2023 | 6 | M | WCH | WCH | Large Volume Pump Module | 13-215 | Infusion Pumps, Multitherapy | 378348 | BD | 8100 | 16160680 | ALATM | ALARIS 3 | 102-12252 | WCH-MED/SURG/TELE UNIT II | 20 | IU | Active
WCH5912 | P81CAA | 8100 CareFusion Alaris Pump | Tim McElrath | 11619 | EMPLOYEE | 1 | 0.75 | 07/01/2024 | 07/03/2023 | 6 | M | WCH | WCH | Large Volume Pump Module | 13-215 | Infusion Pumps, Multitherapy | 378348 | BD | 8100 | 16161150 | ALATM | ALARIS 3 | 102-12252 | WCH-MED/SURG/TELE UNIT II | 20 | IU | Active
WCH5913 | P80CAA | 8015 CareFusion Alaris Pump | Rafael Baxcajay | RABAX | EMPLOYEE | 2 | 0.8 | 07/01/2024 |  | 6 | M | WCH | WCH | Pump Control Unit | 26-655 | Controllers, Infusion Pump Systems, Programmable | 378348 | BD | 8015 BD | 16138312 | ALAEM | ALARIS 2 | 102-12250 | WCH-MED/SURG/TELE UNIT | 20 | IU | Active
WCH5914 | P80CAA | 8015 CareFusion Alaris Pump | Rafael Baxcajay | RABAX | EMPLOYEE | 2 | 0.8 | 07/01/2024 |  | 6 | M | WCH | WCH | Pump Control Unit | 26-655 | Controllers, Infusion Pump Systems, Programmable | 378348 | BD | 8015 BD | 16138859 | ALAEM | ALARIS 2 | 102-12250 | WCH-MED/SURG/TELE UNIT | 20 | IU | Active
WCH5916 | P80CAA | 8015 CareFusion Alaris Pump | Rafael Baxcajay | RABAX | EMPLOYEE | 2 | 0.8 | 07/01/2024 |  | 6 | M | WCH | WCH | Pump Control Unit | 26-655 | Controllers, Infusion Pump Systems, Programmable | 378348 | BD | 8015 BD | 16139998 | ALAEM | ALARIS 2 | 102-12250 | WCH-MED/SURG/TELE UNIT | 20 | IU | Active
WCH5917 | P80CAA | 8015 CareFusion Alaris Pump | Rafael Baxcajay | RABAX | EMPLOYEE | 2 | 0.8 | 07/01/2024 |  | 6 | M | WCH | WCH | Pump Control Unit | 26-655 | Controllers, Infusion Pump Systems, Programmable | 378348 | BD | 8015 BD | 16138833 | ALAEM | ALARIS 2 | 102-12250 | WCH-MED/SURG/TELE UNIT | 20 | IU | Active
WCH5918 | P81CAA | 8100 CareFusion Alaris Pump | Tim McElrath | 11619 | EMPLOYEE | 1 | 0.75 | 07/01/2024 | 07/05/2023 | 6 | M | WCH | WCH | Large Volume Pump Module | 13-215 | Infusion Pumps, Multitherapy | 378348 | BD | 8100 | 16160749 | ALATM | ALARIS 3 | 102-12252 | WCH-MED/SURG/TELE UNIT II | 20 | IU | Active
WCH5919 | P81CAA | 8100 CareFusion Alaris Pump | Tim McElrath | 11619 | EMPLOYEE | 1 | 0.75 | 07/01/2024 | 06/27/2023 | 6 | M | WCH | WCH | Large Volume Pump Module | 13-215 | Infusion Pumps, Multitherapy | 378348 | BD | 8100 | 16160762 | ALATM | ALARIS 3 | 102-12252 | WCH-MED/SURG/TELE UNIT II | 20 | IU | Active
WCH5920 | P81CAA | 8100 CareFusion Alaris Pump | Tim McElrath | 11619 | EMPLOYEE | 1 | 0.75 | 07/01/2024 | 06/27/2023 | 6 | M | WCH | WCH | Large Volume Pump Module | 13-215 | Infusion Pumps, Multitherapy | 378348 | BD | 8100 | 16160651 | ALATM | ALARIS 3 | 102-12252 | WCH-MED/SURG/TELE UNIT II | 20 | IU | Active
WCH5921 | P81CAA | 8100 CareFusion Alaris Pump | Tim McElrath | 11619 | EMPLOYEE | 1 | 0.75 | 07/01/2024 | 07/03/2023 | 6 | M | WCH | WCH | Large Volume Pump Module | 13-215 | Infusion Pumps, Multitherapy | 378348 | BD | 8100 | 16160882 | ALATM | ALARIS 3 | 102-12252 | WCH-MED/SURG/TELE UNIT II | 20 | IU | Active
WCH5922 | P81CAA | 8100 CareFusion Alaris Pump | Tim McElrath | 11619 | EMPLOYEE | 1 | 0.75 | 07/01/2024 | 07/03/2023 | 6 | M | WCH | WCH | Large Volume Pump Module | 13-215 | Infusion Pumps, Multitherapy | 378348 | BD | 8100 | 16161160 | ALATM | ALARIS 3 | 102-12252 | WCH-MED/SURG/TELE UNIT II | 20 | IU | Active
WCH5924 | P81CAA | 8100 CareFusion Alaris Pump | Tim McElrath | 11619 | EMPLOYEE | 1 | 0.75 | 07/01/2024 | 07/03/2023 | 6 | M | WCH | WCH | Large Volume Pump Module | 13-215 | Infusion Pumps, Multitherapy | 378348 | BD | 8100 | 16160838 | ALATM | ALARIS 3 | 102-12252 | WCH-MED/SURG/TELE UNIT II | 20 | IU | Active
WCH5925 | P81CAA | 8100 CareFusion Alaris Pump | Tim McElrath | 11619 | EMPLOYEE | 1 | 0.75 | 07/01/2024 | 07/18/2023 | 6 | M | WCH | WCH | Large Volume Pump Module | 13-215 | Infusion Pumps, Multitherapy | 378348 | BD | 8100 | 16161168 | ALATM | ALARIS 3 | 102-12252 | WCH-MED/SURG/TELE UNIT II | 20 | IU | Active
WCH5926 | P81CAA | 8100 CareFusion Alaris Pump | Tim McElrath | 11619 | EMPLOYEE | 1 | 0.75 | 07/01/2024 | 06/28/2023 | 6 | M | WCH | WCH | Large Volume Pump Module | 13-215 | Infusion Pumps, Multitherapy | 378348 | BD | 8100 | 16161153 | ALATM | ALARIS 3 | 102-12252 | WCH-MED/SURG/TELE UNIT II | 20 | IU | Active
WCH5927 | P81CAA | 8100 CareFusion Alaris Pump | Tim McElrath | 11619 | EMPLOYEE | 1 | 0.75 | 07/01/2024 | 07/07/2023 | 6 | M | WCH | WCH | Large Volume Pump Module | 13-215 | Infusion Pumps, Multitherapy | 378348 | BD | 8100 | 16160890 | ALATM | ALARIS 3 | 102-12252 | WCH-MED/SURG/TELE UNIT II | 20 | IU | Active
WCH5928 | P81CAA | 8100 CareFusion Alaris Pump | Tim McElrath | 11619 | EMPLOYEE | 1 | 0.75 | 07/01/2024 | 06/26/2023 | 6 | M | WCH | WCH | Large Volume Pump Module | 13-215 | Infusion Pumps, Multitherapy | 378348 | BD | 8100 | 16160646 | ALATM | ALARIS 3 | 102-12252 | WCH-MED/SURG/TELE UNIT II | 20 | IU | Active
WCH5931 | P80CAA | 8015 CareFusion Alaris Pump | Rafael Baxcajay | RABAX | EMPLOYEE | 2 | 0.8 | 07/01/2024 |  | 6 | M | WCH | WCH | Pump Control Unit | 26-655 | Controllers, Infusion Pump Systems, Programmable | 378348 | BD | 8015 BD | 16139974 | ALAEM | ALARIS 2 | 102-12250 | WCH-MED/SURG/TELE UNIT | 20 | IU | Active
WCH5932 | P80CAA | 8015 CareFusion Alaris Pump | Rafael Baxcajay | RABAX | EMPLOYEE | 2 | 0.8 | 07/01/2024 |  | 6 | M | WCH | WCH | Pump Control Unit | 26-655 | Controllers, Infusion Pump Systems, Programmable | 378348 | BD | 8015 BD | 16138904 | ALAEM | ALARIS 2 | 102-12250 | WCH-MED/SURG/TELE UNIT | 20 | IU | Active
WCH5933 | P80CAA | 8015 CareFusion Alaris Pump | Rafael Baxcajay | RABAX | EMPLOYEE | 2 | 0.8 | 07/01/2024 |  | 6 | M | WCH | WCH | Pump Control Unit | 26-655 | Controllers, Infusion Pump Systems, Programmable | 378348 | BD | 8015 BD | 16138908 | ALAEM | ALARIS 2 | 102-12250 | WCH-MED/SURG/TELE UNIT | 20 | IU | Active
WCH5934 | P80CAA | 8015 CareFusion Alaris Pump | Rafael Baxcajay | RABAX | EMPLOYEE | 2 | 0.8 | 07/01/2024 |  | 6 | M | WCH | WCH | Pump Control Unit | 26-655 | Controllers, Infusion Pump Systems, Programmable | 378348 | BD | 8015 BD | 16138202 | ALAEM | ALARIS 2 | 102-12250 | WCH-MED/SURG/TELE UNIT | 20 | IU | Active
WCH5935 | P80CAA | 8015 CareFusion Alaris Pump | Rafael Baxcajay | RABAX | EMPLOYEE | 2 | 0.8 | 07/01/2024 |  | 6 | M | WCH | WCH | Pump Control Unit | 26-655 | Controllers, Infusion Pump Systems, Programmable | 378348 | BD | 8015 BD | 16138914 | ALAEM | ALARIS 2 | 102-12250 | WCH-MED/SURG/TELE UNIT | 20 | IU | Active
WCH5937 | P80CAA | 8015 CareFusion Alaris Pump | Rafael Baxcajay | RABAX | EMPLOYEE | 2 | 0.8 | 07/01/2024 |  | 6 | M | WCH | WCH | Pump Control Unit | 26-655 | Controllers, Infusion Pump Systems, Programmable | 378348 | BD | 8015 BD | 16138884 | ALAEM | ALARIS 2 | 102-12250 | WCH-MED/SURG/TELE UNIT | 20 | IU | Active
WCH5938 | P80CAA | 8015 CareFusion Alaris Pump | Rafael Baxcajay | RABAX | EMPLOYEE | 2 | 0.8 | 07/01/2024 |  | 6 | M | WCH | WCH | Pump Control Unit | 26-655 | Controllers, Infusion Pump Systems, Programmable | 378348 | BD | 8015 BD | 16138782 | ALAEM | ALARIS 2 | 102-12250 | WCH-MED/SURG/TELE UNIT | 20 | IU | Active
WCH5939 | P80CAA | 8015 CareFusion Alaris Pump | Rafael Baxcajay | RABAX | EMPLOYEE | 2 | 0.8 | 07/01/2024 |  | 6 | M | WCH | WCH | Pump Control Unit | 26-655 | Controllers, Infusion Pump Systems, Programmable | 378348 | BD | 8015 BD | 16138935 | ALAEM | ALARIS 2 | 102-12250 | WCH-MED/SURG/TELE UNIT | 20 | IU | Active
WCH5940 | P80CAA | 8015 CareFusion Alaris Pump | Rafael Baxcajay | RABAX | EMPLOYEE | 2 | 0.8 | 07/01/2024 |  | 6 | M | WCH | WCH | Pump Control Unit | 26-655 | Controllers, Infusion Pump Systems, Programmable | 378348 | BD | 8015 BD | 16138921 | ALAEM | ALARIS 2 | 102-12250 | WCH-MED/SURG/TELE UNIT | 20 | IU | Active
WCH5941 | P80CAA | 8015 CareFusion Alaris Pump | Rafael Baxcajay | RABAX | EMPLOYEE | 2 | 0.8 | 07/01/2024 |  | 6 | M | WCH | WCH | Pump Control Unit | 26-655 | Controllers, Infusion Pump Systems, Programmable | 378348 | BD | 8015 BD | 16139371 | ALAEM | ALARIS 2 | 102-12250 | WCH-MED/SURG/TELE UNIT | 20 | IU | Active
WCH5942 | P80CAA | 8015 CareFusion Alaris Pump | Rafael Baxcajay | RABAX | EMPLOYEE | 2 | 0.8 | 07/01/2024 |  | 6 | M | WCH | WCH | Pump Control Unit | 26-655 | Controllers, Infusion Pump Systems, Programmable | 378348 | BD | 8015 BD | 16138875 | ALAEM | ALARIS 2 | 102-12250 | WCH-MED/SURG/TELE UNIT | 20 | IU | Active
WCH5943 | P80CAA | 8015 CareFusion Alaris Pump | Rafael Baxcajay | RABAX | EMPLOYEE | 2 | 0.8 | 07/01/2024 |  | 6 | M | WCH | WCH | Pump Control Unit | 26-655 | Controllers, Infusion Pump Systems, Programmable | 378348 | BD | 8015 BD | 16140006 | ALAEM | ALARIS 2 | 102-12250 | WCH-MED/SURG/TELE UNIT | 20 | IU | Active
WCH5944 | P80CAA | 8015 CareFusion Alaris Pump | Rafael Baxcajay | RABAX | EMPLOYEE | 2 | 0.8 | 07/01/2024 |  | 6 | M | WCH | WCH | Pump Control Unit | 26-655 | Controllers, Infusion Pump Systems, Programmable | 378348 | BD | 8015 BD | 16138861 | ALAEM | ALARIS 2 | 102-12250 | WCH-MED/SURG/TELE UNIT | 20 | IU | Active
WCH5945 | P80CAA | 8015 CareFusion Alaris Pump | Tim McElrath | 11619 | EMPLOYEE | 2 | 0.8 | 07/01/2024 |  | 6 | M | WCH | WCH | Pump Control Unit | 26-655 | Controllers, Infusion Pump Systems, Programmable | 378348 | BD | 8015 BD | 16138717 | ALATM | ALARIS 3 | 102-12250 | WCH-MED/SURG/TELE UNIT | 20 | IU | Active
WCH5946 | P80CAA | 8015 CareFusion Alaris Pump | Tim McElrath | 11619 | EMPLOYEE | 2 | 0.8 | 07/01/2024 |  | 6 | M | WCH | WCH | Pump Control Unit | 26-655 | Controllers, Infusion Pump Systems, Programmable | 378348 | BD | 8015 BD | 16138137 | ALATM | ALARIS 3 | 102-12250 | WCH-MED/SURG/TELE UNIT | 20 | IU | Active
WCH5947 | P80CAA | 8015 CareFusion Alaris Pump | Tim McElrath | 11619 | EMPLOYEE | 2 | 0.8 | 07/01/2024 |  | 6 | M | WCH | WCH | Pump Control Unit | 26-655 | Controllers, Infusion Pump Systems, Programmable | 378348 | BD | 8015 BD | 16138852 | ALATM | ALARIS 3 | 102-12250 | WCH-MED/SURG/TELE UNIT | 20 | IU | Active
WCH5948 | P80CAA | 8015 CareFusion Alaris Pump | Tim McElrath | 11619 | EMPLOYEE | 2 | 0.8 | 07/01/2024 |  | 6 | M | WCH | WCH | Pump Control Unit | 26-655 | Controllers, Infusion Pump Systems, Programmable | 378348 | BD | 8015 BD | 16138826 | ALATM | ALARIS 3 | 102-12250 | WCH-MED/SURG/TELE UNIT | 20 | IU | Active
WCH5949 | P80CAA | 8015 CareFusion Alaris Pump | Tim McElrath | 11619 | EMPLOYEE | 2 | 0.8 | 07/01/2024 |  | 6 | M | WCH | WCH | Pump Control Unit | 26-655 | Controllers, Infusion Pump Systems, Programmable | 378348 | BD | 8015 BD | 16138867 | ALATM | ALARIS 3 | 102-12250 | WCH-MED/SURG/TELE UNIT | 20 | IU | Active
WCH5950 | P80CAA | 8015 CareFusion Alaris Pump | Tim McElrath | 11619 | EMPLOYEE | 2 | 0.8 | 07/01/2024 |  | 6 | M | WCH | WCH | Pump Control Unit | 26-655 | Controllers, Infusion Pump Systems, Programmable | 378348 | BD | 8015 BD | 16138324 | ALATM | ALARIS 3 | 102-12250 | WCH-MED/SURG/TELE UNIT | 20 | IU | Active
WCH5951 | P80CAA | 8015 CareFusion Alaris Pump | Tim McElrath | 11619 | EMPLOYEE | 2 | 0.8 | 07/01/2024 |  | 6 | M | WCH | WCH | Pump Control Unit | 26-655 | Controllers, Infusion Pump Systems, Programmable | 378348 | BD | 8015 BD | 16138913 | ALATM | ALARIS 3 | 102-12250 | WCH-MED/SURG/TELE UNIT | 20 | IU | Active
WCH5952 | P80CAA | 8015 CareFusion Alaris Pump | Tim McElrath | 11619 | EMPLOYEE | 2 | 0.8 | 07/01/2024 |  | 6 | M | WCH | WCH | Pump Control Unit | 26-655 | Controllers, Infusion Pump Systems, Programmable | 378348 | BD | 8015 BD | 16137909 | ALATM | ALARIS 3 | 102-12250 | WCH-MED/SURG/TELE UNIT | 20 | IU | Active
WCH5953 | P80CAA | 8015 CareFusion Alaris Pump | Tim McElrath | 11619 | EMPLOYEE | 2 | 0.8 | 07/01/2024 |  | 6 | M | WCH | WCH | Pump Control Unit | 26-655 | Controllers, Infusion Pump Systems, Programmable | 378348 | BD | 8015 BD | 16139879 | ALATM | ALARIS 3 | 102-12250 | WCH-MED/SURG/TELE UNIT | 20 | IU | Active
WCH5954 | P80CAA | 8015 CareFusion Alaris Pump | Tim McElrath | 11619 | EMPLOYEE | 2 | 0.8 | 07/01/2024 |  | 6 | M | WCH | WCH | Pump Control Unit | 26-655 | Controllers, Infusion Pump Systems, Programmable | 378348 | BD | 8015 BD | 16138054 | ALATM | ALARIS 3 | 102-12252 | WCH-MED/SURG/TELE UNIT II | 20 | IU | Active
WCH5955 | P80CAA | 8015 CareFusion Alaris Pump | Tim McElrath | 11619 | EMPLOYEE | 2 | 0.8 | 07/01/2024 |  | 6 | M | WCH | WCH | Pump Control Unit | 26-655 | Controllers, Infusion Pump Systems, Programmable | 378348 | BD | 8015 BD | 16138301 | ALATM | ALARIS 3 | 102-12252 | WCH-MED/SURG/TELE UNIT II | 20 | IU | Active
WCH5956 | P80CAA | 8015 CareFusion Alaris Pump | Tim McElrath | 11619 | EMPLOYEE | 2 | 0.8 | 07/01/2024 |  | 6 | M | WCH | WCH | Pump Control Unit | 26-655 | Controllers, Infusion Pump Systems, Programmable | 378348 | BD | 8015 BD | 16140022 | ALATM | ALARIS 3 | 102-12252 | WCH-MED/SURG/TELE UNIT II | 20 | IU | Active
WCH5957 | P80CAA | 8015 CareFusion Alaris Pump | Tim McElrath | 11619 | EMPLOYEE | 2 | 0.8 | 07/01/2024 |  | 6 | M | WCH | WCH | Pump Control Unit | 26-655 | Controllers, Infusion Pump Systems, Programmable | 378348 | BD | 8015 BD | 16138724 | ALATM | ALARIS 3 | 102-12252 | WCH-MED/SURG/TELE UNIT II | 20 | IU | Active
WCH5958 | P80CAA | 8015 CareFusion Alaris Pump | Tim McElrath | 11619 | EMPLOYEE | 2 | 0.8 | 07/01/2024 |  | 6 | M | WCH | WCH | Pump Control Unit | 26-655 | Controllers, Infusion Pump Systems, Programmable | 378348 | BD | 8015 BD | 16138854 | ALATM | ALARIS 3 | 102-12252 | WCH-MED/SURG/TELE UNIT II | 20 | IU | Active
WCH5959 | P80CAA | 8015 CareFusion Alaris Pump | Tim McElrath | 11619 | EMPLOYEE | 2 | 0.8 | 07/01/2024 |  | 6 | M | WCH | WCH | Pump Control Unit | 26-655 | Controllers, Infusion Pump Systems, Programmable | 378348 | BD | 8015 BD | 16139954 | ALATM | ALARIS 3 | 102-12252 | WCH-MED/SURG/TELE UNIT II | 20 | IU | Active
WCH5960 | P80CAA | 8015 CareFusion Alaris Pump | Tim McElrath | 11619 | EMPLOYEE | 2 | 0.8 | 07/01/2024 |  | 6 | M | WCH | WCH | Pump Control Unit | 26-655 | Controllers, Infusion Pump Systems, Programmable | 378348 | BD | 8015 BD | 16140026 | ALATM | ALARIS 3 | 102-12252 | WCH-MED/SURG/TELE UNIT II | 20 | IU | Active
WCH5961 | P80CAA | 8015 CareFusion Alaris Pump | Tim McElrath | 11619 | EMPLOYEE | 2 | 0.8 | 07/01/2024 |  | 6 | M | WCH | WCH | Pump Control Unit | 26-655 | Controllers, Infusion Pump Systems, Programmable | 378348 | BD | 8015 BD | 16139965 | ALATM | ALARIS 3 | 102-12252 | WCH-MED/SURG/TELE UNIT II | 20 | IU | Active
WCH5962 | P80CAA | 8015 CareFusion Alaris Pump | Tim McElrath | 11619 | EMPLOYEE | 2 | 0.8 | 07/01/2024 |  | 6 | M | WCH | WCH | Pump Control Unit | 26-655 | Controllers, Infusion Pump Systems, Programmable | 378348 | BD | 8015 BD | 16138238 | ALATM | ALARIS 3 | 102-12252 | WCH-MED/SURG/TELE UNIT II | 20 | IU | Active
WCH5963 | P80CAA | 8015 CareFusion Alaris Pump | Tim McElrath | 11619 | EMPLOYEE | 2 | 0.8 | 07/01/2024 |  | 6 | M | WCH | WCH | Pump Control Unit | 26-655 | Controllers, Infusion Pump Systems, Programmable | 378348 | BD | 8015 BD | 16139970 | ALATM | ALARIS 3 | 102-12252 | WCH-MED/SURG/TELE UNIT II | 20 | IU | Active
WCH5964 | P80CAA | 8015 CareFusion Alaris Pump | Tim McElrath | 11619 | EMPLOYEE | 2 | 0.8 | 07/01/2024 |  | 6 | M | WCH | WCH | Pump Control Unit | 26-655 | Controllers, Infusion Pump Systems, Programmable | 378348 | BD | 8015 BD | 16138162 | ALATM | ALARIS 3 | 102-12252 | WCH-MED/SURG/TELE UNIT II | 20 | IU | Active
WCH5965 | P80CAA | 8015 CareFusion Alaris Pump | Tim McElrath | 11619 | EMPLOYEE | 2 | 0.8 | 07/01/2024 |  | 6 | M | WCH | WCH | Pump Control Unit | 26-655 | Controllers, Infusion Pump Systems, Programmable | 378348 | BD | 8015 BD | 16138340 | ALATM | ALARIS 3 | 102-12252 | WCH-MED/SURG/TELE UNIT II | 20 | IU | Active
WCH5966 | P80CAA | 8015 CareFusion Alaris Pump | Tim McElrath | 11619 | EMPLOYEE | 2 | 0.8 | 07/01/2024 |  | 6 | M | WCH | WCH | Pump Control Unit | 26-655 | Controllers, Infusion Pump Systems, Programmable | 378348 | BD | 8015 BD | 16138327 | ALATM | ALARIS 3 | 102-12252 | WCH-MED/SURG/TELE UNIT II | 20 | IU | Active
WCH5967 | P80CAA | 8015 CareFusion Alaris Pump | Tim McElrath | 11619 | EMPLOYEE | 2 | 0.8 | 07/01/2024 |  | 6 | M | WCH | WCH | Pump Control Unit | 26-655 | Controllers, Infusion Pump Systems, Programmable | 378348 | BD | 8015 BD | 16138927 | ALATM | ALARIS 3 | 102-12252 | WCH-MED/SURG/TELE UNIT II | 20 | IU | Active
WCH5968 | P80CAA | 8015 CareFusion Alaris Pump | Tim McElrath | 11619 | EMPLOYEE | 2 | 0.8 | 07/01/2024 |  | 6 | M | WCH | WCH | Pump Control Unit | 26-655 | Controllers, Infusion Pump Systems, Programmable | 378348 | BD | 8015 BD | 16139881 | ALATM | ALARIS 3 | 102-12252 | WCH-MED/SURG/TELE UNIT II | 20 | IU | Active
WCH5969 | P80CAA | 8015 CareFusion Alaris Pump | Tim McElrath | 11619 | EMPLOYEE | 2 | 0.8 | 07/01/2024 |  | 6 | M | WCH | WCH | Pump Control Unit | 26-655 | Controllers, Infusion Pump Systems, Programmable | 378348 | BD | 8015 BD | 16137921 | ALATM | ALARIS 3 | 102-12252 | WCH-MED/SURG/TELE UNIT II | 20 | IU | Active
WCH5970 | P80CAA | 8015 CareFusion Alaris Pump | Tim McElrath | 11619 | EMPLOYEE | 2 | 0.8 | 07/01/2024 |  | 6 | M | WCH | WCH | Pump Control Unit | 26-655 | Controllers, Infusion Pump Systems, Programmable | 378348 | BD | 8015 BD | 16138719 | ALATM | ALARIS 3 | 102-12252 | WCH-MED/SURG/TELE UNIT II | 20 | IU | Active
WCH5971 | P80CAA | 8015 CareFusion Alaris Pump | Tim McElrath | 11619 | EMPLOYEE | 2 | 0.8 | 07/01/2024 |  | 6 | M | WCH | WCH | Pump Control Unit | 26-655 | Controllers, Infusion Pump Systems, Programmable | 378348 | BD | 8015 BD | 16140014 | ALATM | ALARIS 3 | 102-12252 | WCH-MED/SURG/TELE UNIT II | 20 | IU | Active
WCH5972 | P80CAA | 8015 CareFusion Alaris Pump | Tim McElrath | 11619 | EMPLOYEE | 2 | 0.8 | 07/01/2024 |  | 6 | M | WCH | WCH | Pump Control Unit | 26-655 | Controllers, Infusion Pump Systems, Programmable | 378348 | BD | 8015 BD | 16137923 | ALATM | ALARIS 3 | 102-12252 | WCH-MED/SURG/TELE UNIT II | 20 | IU | Active
WCH5973 | P80CAA | 8015 CareFusion Alaris Pump | Tim McElrath | 11619 | EMPLOYEE | 2 | 0.8 | 07/01/2024 |  | 6 | M | WCH | WCH | Pump Control Unit | 26-655 | Controllers, Infusion Pump Systems, Programmable | 378348 | BD | 8015 BD | 16138772 | ALATM | ALARIS 3 | 102-12252 | WCH-MED/SURG/TELE UNIT II | 20 | IU | Active
WCH5974 | P80CAA | 8015 CareFusion Alaris Pump | Tim McElrath | 11619 | EMPLOYEE | 2 | 0.8 | 07/01/2024 |  | 6 | M | WCH | WCH | Pump Control Unit | 26-655 | Controllers, Infusion Pump Systems, Programmable | 378348 | BD | 8015 BD | 16139916 | ALATM | ALARIS 3 | 102-12252 | WCH-MED/SURG/TELE UNIT II | 20 | IU | Active
WCH5975 | P80CAA | 8015 CareFusion Alaris Pump | Tim McElrath | 11619 | EMPLOYEE | 2 | 0.8 | 07/01/2024 |  | 6 | M | WCH | WCH | Pump Control Unit | 26-655 | Controllers, Infusion Pump Systems, Programmable | 378348 | BD | 8015 BD | 16138839 | ALATM | ALARIS 3 | 102-12252 | WCH-MED/SURG/TELE UNIT II | 20 | IU | Active
WCH5976 | P80CAA | 8015 CareFusion Alaris Pump | Tim McElrath | 11619 | EMPLOYEE | 2 | 0.8 | 07/01/2024 |  | 6 | M | WCH | WCH | Pump Control Unit | 26-655 | Controllers, Infusion Pump Systems, Programmable | 378348 | BD | 8015 BD | 16138848 | ALATM | ALARIS 3 | 102-12252 | WCH-MED/SURG/TELE UNIT II | 20 | IU | Active
WCH5977 | P80CAA | 8015 CareFusion Alaris Pump | Tim McElrath | 11619 | EMPLOYEE | 2 | 0.8 | 07/01/2024 |  | 6 | M | WCH | WCH | Pump Control Unit | 26-655 | Controllers, Infusion Pump Systems, Programmable | 378348 | BD | 8015 BD | 16138801 | ALATM | ALARIS 3 | 102-12252 | WCH-MED/SURG/TELE UNIT II | 20 | IU | Active
WCH5978 | P80CAA | 8015 CareFusion Alaris Pump | Tim McElrath | 11619 | EMPLOYEE | 2 | 0.8 | 07/01/2024 |  | 6 | M | WCH | WCH | Pump Control Unit | 26-655 | Controllers, Infusion Pump Systems, Programmable | 378348 | BD | 8015 BD | 16138265 | ALATM | ALARIS 3 | 102-12252 | WCH-MED/SURG/TELE UNIT II | 20 | IU | Active
WCH5980 | P80CAA | 8015 CareFusion Alaris Pump | Tim McElrath | 11619 | EMPLOYEE | 2 | 0.8 | 07/01/2024 |  | 6 | M | WCH | WCH | Pump Control Unit | 26-655 | Controllers, Infusion Pump Systems, Programmable | 378348 | BD | 8015 BD | 16138341 | ALATM | ALARIS 3 | 102-12252 | WCH-MED/SURG/TELE UNIT II | 20 | IU | Active
WCH5981 | P80CAA | 8015 CareFusion Alaris Pump | Tim McElrath | 11619 | EMPLOYEE | 2 | 0.8 | 07/01/2024 |  | 6 | M | WCH | WCH | Pump Control Unit | 26-655 | Controllers, Infusion Pump Systems, Programmable | 378348 | BD | 8015 BD | 16138109 | ALATM | ALARIS 3 | 102-12252 | WCH-MED/SURG/TELE UNIT II | 20 | IU | Active
WCH5982 | P80CAA | 8015 CareFusion Alaris Pump | Tim McElrath | 11619 | EMPLOYEE | 2 | 0.8 | 07/01/2024 |  | 6 | M | WCH | WCH | Pump Control Unit | 26-655 | Controllers, Infusion Pump Systems, Programmable | 378348 | BD | 8015 BD | 16138099 | ALATM | ALARIS 3 | 102-12252 | WCH-MED/SURG/TELE UNIT II | 20 | IU | Active
WCH5983 | P80CAA | 8015 CareFusion Alaris Pump | Tim McElrath | 11619 | EMPLOYEE | 2 | 0.8 | 07/01/2024 |  | 6 | M | WCH | WCH | Pump Control Unit | 26-655 | Controllers, Infusion Pump Systems, Programmable | 378348 | BD | 8015 BD | 16137821 | ALATM | ALARIS 3 | 102-12252 | WCH-MED/SURG/TELE UNIT II | 20 | IU | Active
WCH5984 | P80CAA | 8015 CareFusion Alaris Pump | Tim McElrath | 11619 | EMPLOYEE | 2 | 0.8 | 07/01/2024 |  | 6 | M | WCH | WCH | Pump Control Unit | 26-655 | Controllers, Infusion Pump Systems, Programmable | 378348 | BD | 8015 BD | 16138188 | ALATM | ALARIS 3 | 102-12252 | WCH-MED/SURG/TELE UNIT II | 20 | IU | Active
WCH5985 | P80CAA | 8015 CareFusion Alaris Pump | Tim McElrath | 11619 | EMPLOYEE | 1 | 0.8 | 07/01/2024 |  | 6 | M | WCH | WCH | Pump Control Unit | 26-655 | Controllers, Infusion Pump Systems, Programmable | 378348 | BD | 8015 BD | 16138364 | ALATM | ALARIS 3 | 102-13100 | WCH-Intensive Care Unit I | 21 | IU | Active
WCH5986 | P80CAA | 8015 CareFusion Alaris Pump | Tim McElrath | 11619 | EMPLOYEE | 1 | 0.8 | 07/01/2024 |  | 6 | M | WCH | WCH | Pump Control Unit | 26-655 | Controllers, Infusion Pump Systems, Programmable | 378348 | BD | 8015 BD | 16138218 | ALATM | ALARIS 3 | 102-13100 | WCH-Intensive Care Unit I | 21 | IU | Active
WCH5987 | P80CAA | 8015 CareFusion Alaris Pump | Tim McElrath | 11619 | EMPLOYEE | 1 | 0.8 | 07/01/2024 |  | 6 | M | WCH | WCH | Pump Control Unit | 26-655 | Controllers, Infusion Pump Systems, Programmable | 378348 | BD | 8015 BD | 16137780 | ALATM | ALARIS 3 | 102-13100 | WCH-Intensive Care Unit I | 21 | IU | Active
WCH5988 | P80CAA | 8015 CareFusion Alaris Pump | Tim McElrath | 11619 | EMPLOYEE | 1 | 0.8 | 07/01/2024 |  | 6 | M | WCH | WCH | Pump Control Unit | 26-655 | Controllers, Infusion Pump Systems, Programmable | 378348 | BD | 8015 BD | 16138100 | ALATM | ALARIS 3 | 102-13100 | WCH-Intensive Care Unit I | 21 | IU | Active
WCH5989 | P80CAA | 8015 CareFusion Alaris Pump | Tim McElrath | 11619 | EMPLOYEE | 1 | 0.8 | 07/01/2024 |  | 6 | M | WCH | WCH | Pump Control Unit | 26-655 | Controllers, Infusion Pump Systems, Programmable | 378348 | BD | 8015 BD | 16138131 | ALATM | ALARIS 3 | 102-13100 | WCH-Intensive Care Unit I | 21 | IU | Active
WCH5990 | P80CAA | 8015 CareFusion Alaris Pump | Tim McElrath | 11619 | EMPLOYEE | 1 | 0.8 | 07/01/2024 |  | 6 | M | WCH | WCH | Pump Control Unit | 26-655 | Controllers, Infusion Pump Systems, Programmable | 378348 | BD | 8015 BD | 16138163 | ALATM | ALARIS 3 | 102-13100 | WCH-Intensive Care Unit I | 21 | IU | Active
WCH5991 | P80CAA | 8015 CareFusion Alaris Pump | Tim McElrath | 11619 | EMPLOYEE | 1 | 0.8 | 07/01/2024 |  | 6 | M | WCH | WCH | Pump Control Unit | 26-655 | Controllers, Infusion Pump Systems, Programmable | 378348 | BD | 8015 BD | 16138141 | ALATM | ALARIS 3 | 102-13100 | WCH-Intensive Care Unit I | 21 | IU | Active
WCH5992 | P80CAA | 8015 CareFusion Alaris Pump | Tim McElrath | 11619 | EMPLOYEE | 1 | 0.8 | 07/01/2024 |  | 6 | M | WCH | WCH | Pump Control Unit | 26-655 | Controllers, Infusion Pump Systems, Programmable | 378348 | BD | 8015 BD | 16138731 | ALATM | ALARIS 3 | 102-13100 | WCH-Intensive Care Unit I | 21 | IU | Active
WCH5993 | P80CAA | 8015 CareFusion Alaris Pump | Tim McElrath | 11619 | EMPLOYEE | 1 | 0.8 | 07/01/2024 |  | 6 | M | WCH | WCH | Pump Control Unit | 26-655 | Controllers, Infusion Pump Systems, Programmable | 378348 | BD | 8015 BD | 16138160 | ALATM | ALARIS 3 | 102-13100 | WCH-Intensive Care Unit I | 21 | IU | Active
WCH5994 | P80CAA | 8015 CareFusion Alaris Pump | Tim McElrath | 11619 | EMPLOYEE | 1 | 0.8 | 07/01/2024 |  | 6 | M | WCH | WCH | Pump Control Unit | 26-655 | Controllers, Infusion Pump Systems, Programmable | 378348 | BD | 8015 BD | 16138190 | ALATM | ALARIS 3 | 102-13100 | WCH-Intensive Care Unit I | 21 | IU | Active
WCH5995 | P80CAA | 8015 CareFusion Alaris Pump | Tim McElrath | 11619 | EMPLOYEE | 1 | 0.8 | 07/01/2024 |  | 6 | M | WCH | WCH | Pump Control Unit | 26-655 | Controllers, Infusion Pump Systems, Programmable | 378348 | BD | 8015 BD | 16138178 | ALATM | ALARIS 3 | 102-13100 | WCH-Intensive Care Unit I | 21 | IU | Active
WCH5998 | P-VPM | -Vendor PM | Laurence Rawski | LARAW | EMPLOYEE | 1 | 0.5 | 11/01/2024 | 10/24/2023 | 2 | M | WCH | WCH | 5lb Cast Iron Weight | CC-040 | Test Equipment | 171595 | Rice Lake Weighing Systems | 12823 | NSNWCH5998 |  |  | 102-88570 | WCH-Clinical Engineering | 13 | IU | Active
WCH5999 | P-VPM | -Vendor PM | Laurence Rawski | LARAW | EMPLOYEE | 1 | 0.5 | 11/01/2024 | 10/23/2023 | 2 | M | WCH | WCH | 5lb Cast Iron Weight | CC-040 | Test Equipment | 171595 | Rice Lake Weighing Systems | 12823 | NSNWCH5999 |  |  | 102-88570 | WCH-Clinical Engineering | 13 | IU | Active
WCH7541 | P-VPM | -Vendor PM | Laurence Rawski | LARAW | EMPLOYEE | 1 | 0.5 | 11/01/2024 |  | 2 | M | WCH | WCH | Multimeter | CC-040 | Test Equipment | 178848 | Fluke Biomedical | 179 | 57330280 |  |  | 102-88570 | WCH-Clinical Engineering | 13 | IU | Active
WCH7542 | P10123 | -Pm Device Using Mfg Procedure | Rafael Baxcajay | RABAX | EMPLOYEE | 6 | 1 | 10/01/2024 | 03/28/2024 | 2 | M | WCH | WCH | CRRT Dialysis System | 23-426 | Hemodialysis Units, Renal, Continuous Replacement Therapy | 451481 | NxStage Medical Inc | NX1000-5 | 54061 |  |  | 102-13100 | WCH-Intensive Care Unit I | 20 | IU | Active
WCH7543 | P10123 | -Pm Device Using Mfg Procedure | Rafael Baxcajay | RABAX | EMPLOYEE | 6 | 1 | 10/01/2024 | 03/28/2024 | 2 | M | WCH | WCH | CRRT Dialysis System | 23-426 | Hemodialysis Units, Renal, Continuous Replacement Therapy | 451481 | NxStage Medical Inc | NX1000-5 | 54226 |  |  | 102-13100 | WCH-Intensive Care Unit I | 20 | IU | Active
WCH7546 | P10123 | -Pm Device Using Mfg Procedure | Rafael Baxcajay | RABAX | EMPLOYEE | 1 | 3.5 | 09/01/2024 | 09/26/2023 | 1 | M | WCH | WCH | ICU Ventilator | 17-429 | Ventilators, Intensive Care | 456817 | MAQUET Medical Systems USA | SERVO u | 47409 |  |  | 102-35000 | WCH-Respiratory Care Services | 40 | LS | High Risk
WCH7547 | P10123 | -Pm Device Using Mfg Procedure | Rafael Baxcajay | RABAX | EMPLOYEE | 1 | 3.5 | 09/01/2024 | 09/26/2023 | 1 | M | WCH | WCH | ICU Ventilator | 17-429 | Ventilators, Intensive Care | 456817 | MAQUET Medical Systems USA | SERVO u | 47412 |  |  | 102-35000 | WCH-Respiratory Care Services | 40 | LS | High Risk
WCH7548 | P10123 | -Pm Device Using Mfg Procedure | Rafael Baxcajay | RABAX | EMPLOYEE | 1 | 3.5 | 09/01/2024 | 09/26/2023 | 1 | M | WCH | WCH | ICU Ventilator | 17-429 | Ventilators, Intensive Care | 456817 | MAQUET Medical Systems USA | SERVO u | 47406 |  |  | 102-35000 | WCH-Respiratory Care Services | 40 | LS | High Risk
WCH7549 | P10123 | -Pm Device Using Mfg Procedure | Rafael Baxcajay | RABAX | EMPLOYEE | 1 | 3.5 | 09/01/2024 | 09/29/2023 | 1 | M | WCH | WCH | ICU Ventilator | 17-429 | Ventilators, Intensive Care | 456817 | MAQUET Medical Systems USA | SERVO u | 47407 |  |  | 102-35000 | WCH-Respiratory Care Services | 40 | LS | High Risk
WCH7550 | P10123 | -Pm Device Using Mfg Procedure | Rafael Baxcajay | RABAX | EMPLOYEE | 1 | 3.5 | 09/01/2024 | 09/26/2023 | 1 | M | WCH | WCH | ICU Ventilator | 17-429 | Ventilators, Intensive Care | 456817 | MAQUET Medical Systems USA | SERVO u | 47413 |  |  | 102-35000 | WCH-Respiratory Care Services | 40 | LS | High Risk
WCH7551 | P10123 | -Pm Device Using Mfg Procedure | Rafael Baxcajay | RABAX | EMPLOYEE | 1 | 3.5 | 09/01/2024 | 09/26/2023 | 1 | M | WCH | WCH | ICU Ventilator | 17-429 | Ventilators, Intensive Care | 456817 | MAQUET Medical Systems USA | SERVO u | 47411 |  |  | 102-35000 | WCH-Respiratory Care Services | 40 | LS | High Risk
WCH7552 | P10123 | -Pm Device Using Mfg Procedure | Rafael Baxcajay | RABAX | EMPLOYEE | 1 | 3.5 | 09/01/2024 | 09/26/2023 | 1 | M | WCH | WCH | ICU Ventilator | 17-429 | Ventilators, Intensive Care | 456817 | MAQUET Medical Systems USA | SERVO u | 47404 |  |  | 102-35000 | WCH-Respiratory Care Services | 40 | LS | High Risk
WCH7553 | P10123 | -Pm Device Using Mfg Procedure | Rafael Baxcajay | RABAX | EMPLOYEE | 1 | 3.5 | 09/01/2024 | 09/29/2023 | 1 | M | WCH | WCH | ICU Ventilator | 17-429 | Ventilators, Intensive Care | 456817 | MAQUET Medical Systems USA | SERVO u | 47405 |  |  | 102-35000 | WCH-Respiratory Care Services | 40 | LS | High Risk
WCH7554 | P10123 | -Pm Device Using Mfg Procedure | Rafael Baxcajay | RABAX | EMPLOYEE | 1 | 3.5 | 09/01/2024 | 09/26/2023 | 1 | M | WCH | WCH | ICU Ventilator | 17-429 | Ventilators, Intensive Care | 456817 | MAQUET Medical Systems USA | SERVO u | 47410 |  |  | 102-35000 | WCH-Respiratory Care Services | 40 | LS | High Risk
WCH7555 | P10123 | -Pm Device Using Mfg Procedure | Rafael Baxcajay | RABAX | EMPLOYEE | 1 | 3.5 | 09/01/2024 | 09/26/2023 | 1 | M | WCH | WCH | ICU Ventilator | 17-429 | Ventilators, Intensive Care | 456817 | MAQUET Medical Systems USA | SERVO u | 47408 |  |  | 102-35000 | WCH-Respiratory Care Services | 40 | LS | High Risk
WCH7606 | P10123 | -Pm Device Using Mfg Procedure | Rafael Baxcajay | RABAX | EMPLOYEE | 2 | 0.8 | 05/01/2025 | 05/02/2023 | 2 | M | WCH | WCH | Patient Data Module w/Display | 20-784 | Physiologic Monitor Modules, Multiparameter | 440964 | GE Healthcare Technologies | Carescape One | SNA22420222SA |  |  | 102-21500 | WCH-PACU | 16 | IU | Active
WCH7607 | P10123 | -Pm Device Using Mfg Procedure | Rafael Baxcajay | RABAX | EMPLOYEE | 2 | 0.8 | 05/01/2025 | 05/02/2023 | 2 | M | WCH | WCH | Patient Data Module w/Display | 20-784 | Physiologic Monitor Modules, Multiparameter | 440964 | GE Healthcare Technologies | Carescape One | SNA22420213SA |  |  | 102-21500 | WCH-PACU | 16 | IU | Active
WCH7608 | P10123 | -Pm Device Using Mfg Procedure | Rafael Baxcajay | RABAX | EMPLOYEE | 2 | 0.8 | 05/01/2025 | 05/02/2023 | 2 | M | WCH | WCH | Patient Data Module w/Display | 20-784 | Physiologic Monitor Modules, Multiparameter | 440964 | GE Healthcare Technologies | Carescape One | SNA22420226SA |  |  | 102-21500 | WCH-PACU | 16 | IU | Active
WCH7609 | P10123 | -Pm Device Using Mfg Procedure | Holly Robinson | HOLROB | EMPLOYEE | 2 | 0.8 | 01/01/2025 | 05/15/2023 | 2 | M | WCH | WCH | Patient Data Module w/Display | 20-784 | Physiologic Monitor Modules, Multiparameter | 440964 | GE Healthcare Technologies | Carescape One | SNA22420225SA |  |  | 102-23100 | WCH-Emergency Service | 16 | IU | Active
WCH7611 | P10123 | -Pm Device Using Mfg Procedure | Holly Robinson | HOLROB | EMPLOYEE | 2 | 0.8 | 01/01/2025 |  | 2 | M | WCH | WCH | Patient Data Module w/Display | 20-784 | Physiologic Monitor Modules, Multiparameter | 440964 | GE Healthcare Technologies | Carescape One | SNA2242033SA |  |  | 102-23100 | WCH-Emergency Service | 16 | IU | Active
WCH7612 | P10123 | -Pm Device Using Mfg Procedure | Holly Robinson | HOLROB | EMPLOYEE | 2 | 0.8 | 01/01/2025 |  | 2 | M | WCH | WCH | Patient Data Module w/Display | 20-784 | Physiologic Monitor Modules, Multiparameter | 440964 | GE Healthcare Technologies | Carescape One | SNA22420210SA |  |  | 102-23100 | WCH-Emergency Service | 16 | IU | Active
WCH7613 | P10123 | -Pm Device Using Mfg Procedure | Holly Robinson | HOLROB | EMPLOYEE | 2 | 0.8 | 01/01/2025 |  | 2 | M | WCH | WCH | Patient Data Module w/Display | 20-784 | Physiologic Monitor Modules, Multiparameter | 440964 | GE Healthcare Technologies | Carescape One | SNA22420251SA |  |  | 102-23100 | WCH-Emergency Service | 16 | IU | Active
WCH7616 | PMOPHV | Monitors, Physiologic, Vital Signs | Laurence Rawski | LARAW | EMPLOYEE | 1 | 0.6 | 12/01/2024 | 11/30/2023 | 2 | M | WCH | WCH | Vital Signs Monitor | 25-209 | Monitors, Physiologic, Vital Signs | 101850 | Welch Allyn Inc A Subsidiary | 75MT | 100008443122 | VITSIG | VITAL SIGNS | 102-12252 | WCH-MED/SURG/TELE UNIT II | 15 | IU | Active
WCH7617 | P10123 | -Pm Device Using Mfg Procedure | Rafael Baxcajay | RABAX | EMPLOYEE | 1 | 0.5 | 05/01/2025 | 04/25/2024 | 2 | M | WCH | WCH | Infrared Vein Finder | 25-473 | Vein Finders, Infrared Light | 455305 | Christie Medical Holdings Inc | Vision2 | 16D20220909AP |  |  | 102-21500 | WCH-PACU | 12 | IU | Active
WCH7640 | P--ORS | --- OR Safety Inspection --- | Laurence Rawski | LARAW | EMPLOYEE | 6 | 0.25 | 11/01/2024 | 05/06/2024 | 2 | M | WCH | WCH | Electrosurgical Unit | 27-083 | Electrosurgical Units, Monopolar/Bipolar, Tissue Fusion | 517863 | Medtronic Minimally Invasive T | VLFT10GEN | T2K58738DX |  |  | 102-21100 | WCH-Surgery | 33 | IU | Active
WCH7640 | PVAFTA | Valleylab FT10 Annual PM 4.23. | Laurence Rawski | LARAW | EMPLOYEE | 1 | 1 | 11/01/2024 | 11/10/2023 | 2 | M | WCH | WCH | Electrosurgical Unit | 27-083 | Electrosurgical Units, Monopolar/Bipolar, Tissue Fusion | 517863 | Medtronic Minimally Invasive T | VLFT10GEN | T2K58738DX |  |  | 102-21100 | WCH-Surgery | 33 | IU | Active
WCH7641 | P--ORS | --- OR Safety Inspection --- | Laurence Rawski | LARAW | EMPLOYEE | 6 | 0.25 | 11/01/2024 | 04/30/2024 | 2 | M | WCH | WCH | Electrosurgical Unit | 27-083 | Electrosurgical Units, Monopolar/Bipolar, Tissue Fusion | 517863 | Medtronic Minimally Invasive T | VLFT10GEN | T2K58737DX |  |  | 102-21100 | WCH-Surgery | 33 | IU | Active
WCH7641 | PVAFTA | Valleylab FT10 Annual PM 4.23. | Laurence Rawski | LARAW | EMPLOYEE | 1 | 1 | 11/01/2024 | 11/10/2023 | 2 | M | WCH | WCH | Electrosurgical Unit | 27-083 | Electrosurgical Units, Monopolar/Bipolar, Tissue Fusion | 517863 | Medtronic Minimally Invasive T | VLFT10GEN | T2K58737DX |  |  | 102-21100 | WCH-Surgery | 33 | IU | Active
WCH7642 | PVAFTA | Valleylab FT10 Annual PM 4.23. | Laurence Rawski | LARAW | EMPLOYEE | 1 | 1 | 11/01/2024 | 11/16/2023 | 2 | M | WCH | WCH | Electrosurgical Unit | 27-083 | Electrosurgical Units, Monopolar/Bipolar, Tissue Fusion | 517863 | Medtronic Minimally Invasive T | VLFT10GEN | T2K58739DX |  |  | 102-21100 | WCH-Surgery | 33 | IU | Active
WCH7642 | P--ORS | --- OR Safety Inspection --- | Laurence Rawski | LARAW | EMPLOYEE | 6 | 0.25 | 11/01/2024 | 04/30/2024 | 2 | M | WCH | WCH | Electrosurgical Unit | 27-083 | Electrosurgical Units, Monopolar/Bipolar, Tissue Fusion | 517863 | Medtronic Minimally Invasive T | VLFT10GEN | T2K58739DX |  |  | 102-21100 | WCH-Surgery | 33 | IU | Active
WCH7643 | P--ORS | --- OR Safety Inspection --- | Laurence Rawski | LARAW | EMPLOYEE | 6 | 0.25 | 11/01/2024 | 05/06/2024 | 2 | M | WCH | WCH | Electrosurgical Unit | 27-083 | Electrosurgical Units, Monopolar/Bipolar, Tissue Fusion | 517863 | Medtronic Minimally Invasive T | VLFT10GEN | T2K58736DX |  |  | 102-21100 | WCH-Surgery | 33 | IU | Active
WCH7643 | PVAFTA | Valleylab FT10 Annual PM 4.23. | Laurence Rawski | LARAW | EMPLOYEE | 1 | 1 | 11/01/2024 | 11/10/2023 | 2 | M | WCH | WCH | Electrosurgical Unit | 27-083 | Electrosurgical Units, Monopolar/Bipolar, Tissue Fusion | 517863 | Medtronic Minimally Invasive T | VLFT10GEN | T2K58736DX |  |  | 102-21100 | WCH-Surgery | 33 | IU | Active
WCH7644 | P10123 | -Pm Device Using Mfg Procedure | Laurence Rawski | LARAW | EMPLOYEE | 1 | 2 | 02/01/2025 | 03/21/2024 | 2 | M | WCH | WCH | MRI Infusion System | 28-063 | Infusion Pumps, Multitherapy, Large Volume, MRI Safe/Conditional | 453885 | IRadimed Corp | 3860+ | IR60105577 |  |  | 102-33700 | WCH-MRI | 20 | IU | Active
WCH7645 | P10123 | -Pm Device Using Mfg Procedure | Laurence Rawski | LARAW | EMPLOYEE | 1 | 2 | 02/01/2025 | 03/21/2024 | 2 | M | WCH | WCH | MRI Infusion 2nd Channel | 28-063 | Infusion Pumps, Multitherapy, Large Volume, MRI Safe/Conditional | 453885 | IRadimed Corp | 3861 | IR61104246 |  |  | 102-33700 | WCH-MRI | 20 | IU | Active
WCH7646 | P10123 | -Pm Device Using Mfg Procedure | Laurence Rawski | LARAW | EMPLOYEE | 1 | 2 | 02/01/2025 | 05/14/2024 | 2 | M | WCH | WCH | MRI Infusion System | 28-063 | Infusion Pumps, Multitherapy, Large Volume, MRI Safe/Conditional | 453885 | IRadimed Corp | 3860+ | IR60105549 |  |  | 102-33700 | WCH-MRI | 20 | IU | Active
WCH7647 | P10123 | -Pm Device Using Mfg Procedure | Laurence Rawski | LARAW | EMPLOYEE | 1 | 2 | 02/01/2025 | 04/04/2024 | 2 | M | WCH | WCH | MRI Infusion 2nd Channel | 28-063 | Infusion Pumps, Multitherapy, Large Volume, MRI Safe/Conditional | 453885 | IRadimed Corp | 3861 | IR61104259 |  |  | 102-33700 | WCH-MRI | 20 | IU | Active
WCH7648 | PMOPHM | Monitors, Physiologic, Multipurpose | Laurence Rawski | LARAW | EMPLOYEE | 1 | 0.9 | 02/01/2025 | 04/18/2024 | 2 | M | WCH | WCH | MRI Patient Monitor | 20-170 | Monitors, Physiologic, Multipurpose, Bedside | 453885 | IRadimed Corp | 3880M-4 | IR388002711 |  |  | 102-33700 | WCH-MRI | 16 | IU | Active
WCH7649 | P10123 | -Pm Device Using Mfg Procedure | Laurence Rawski | LARAW | EMPLOYEE | 1 | 0.7 | 02/01/2025 | 02/13/2024 | 2 | M | WCH | WCH | MRI Wireless Remote Control | 31-196 | Controllers, Infusion Pump, Remote | 453885 | IRadimed Corp | 3865 | IR65103655 |  |  | 102-33700 | WCH-MRI | 20 | IU | Active
WCH7650 | P10123 | -Pm Device Using Mfg Procedure | Laurence Rawski | LARAW | EMPLOYEE | 1 | 0.7 | 02/01/2025 | 02/13/2024 | 2 | M | WCH | WCH | MRI Wireless Remote Control | 31-196 | Controllers, Infusion Pump, Remote | 453885 | IRadimed Corp | 3865 | IR65103598 |  |  | 102-33700 | WCH-MRI | 20 | IU | Active
WCH7653 | P2YEB1 | 2 Year Battery Replacement | Rafael Baxcajay | RABAX | EMPLOYEE | 2 | 0 | 04/01/2025 |  | 2 | M | WCH | WCH | UPS | 16-936 | Power Systems, Uninterruptible | 106890 | Tripp Lite | BC350 | 3145EVLBC87AF01499 |  |  | 102-13100 | WCH-Intensive Care Unit I | 13 | IU | Active
WCH7653 | P221 | Uninterruptible Power Systems | Rafael Baxcajay | RABAX | EMPLOYEE | 1 | 0.75 | 04/01/2025 | 03/27/2024 | 2 | M | WCH | WCH | UPS | 16-936 | Power Systems, Uninterruptible | 106890 | Tripp Lite | BC350 | 3145EVLBC87AF01499 |  |  | 102-13100 | WCH-Intensive Care Unit I | 13 | IU | Active
WCH7654 | P221 | Uninterruptible Power Systems | Rafael Baxcajay | RABAX | EMPLOYEE | 1 | 0.75 | 04/01/2025 | 03/27/2024 | 2 | M | WCH | WCH | UPS | 16-936 | Power Systems, Uninterruptible | 106890 | Tripp Lite | BC350 | 3145EVLBC87AF02188 |  |  | 102-13100 | WCH-Intensive Care Unit I | 13 | IU | Active
WCH7654 | P2YEB1 | 2 Year Battery Replacement | Rafael Baxcajay | RABAX | EMPLOYEE | 2 | 0 | 04/01/2025 |  | 2 | M | WCH | WCH | UPS | 16-936 | Power Systems, Uninterruptible | 106890 | Tripp Lite | BC350 | 3145EVLBC87AF02188 |  |  | 102-13100 | WCH-Intensive Care Unit I | 13 | IU | Active
WCH7655 | P221 | Uninterruptible Power Systems | Rafael Baxcajay | RABAX | EMPLOYEE | 1 | 0.75 | 04/01/2025 | 03/27/2024 | 2 | M | WCH | WCH | UPS | 16-936 | Power Systems, Uninterruptible | 106890 | Tripp Lite | BC350 | 3145EVLBC87AF01500 |  |  | 102-13100 | WCH-Intensive Care Unit I | 13 | IU | Active
WCH7655 | P2YEB1 | 2 Year Battery Replacement | Rafael Baxcajay | RABAX | EMPLOYEE | 2 | 0 | 04/01/2025 |  | 2 | M | WCH | WCH | UPS | 16-936 | Power Systems, Uninterruptible | 106890 | Tripp Lite | BC350 | 3145EVLBC87AF01500 |  |  | 102-13100 | WCH-Intensive Care Unit I | 13 | IU | Active
WCH7656 | P2YEB1 | 2 Year Battery Replacement | Rafael Baxcajay | RABAX | EMPLOYEE | 2 | 0 | 04/01/2025 |  | 2 | M | WCH | WCH | UPS | 16-936 | Power Systems, Uninterruptible | 106890 | Tripp Lite | BC350 | 3145EVLBC87AF01501 |  |  | 102-13100 | WCH-Intensive Care Unit I | 13 | IU | Active
WCH7656 | P221 | Uninterruptible Power Systems | Rafael Baxcajay | RABAX | EMPLOYEE | 1 | 0.75 | 04/01/2025 | 04/03/2024 | 2 | M | WCH | WCH | UPS | 16-936 | Power Systems, Uninterruptible | 106890 | Tripp Lite | BC350 | 3145EVLBC87AF01501 |  |  | 102-13100 | WCH-Intensive Care Unit I | 13 | IU | Active
WCH7657 | P221 | Uninterruptible Power Systems | Laurence Rawski | LARAW | EMPLOYEE | 1 | 0.75 | 11/01/2024 | 10/25/2023 | 2 | M | WCH | WCH | UPS | 16-936 | Power Systems, Uninterruptible | 106890 | Tripp Lite | BC350 | 3145EVLBC87AF02208 |  |  | 102-88570 | WCH-Clinical Engineering | 12 | IU | Active
WCH7657 | P2YEB1 | 2 Year Battery Replacement | Laurence Rawski | LARAW | EMPLOYEE | 2 | 0 | 11/01/2025 |  | 2 | M | WCH | WCH | UPS | 16-936 | Power Systems, Uninterruptible | 106890 | Tripp Lite | BC350 | 3145EVLBC87AF02208 |  |  | 102-88570 | WCH-Clinical Engineering | 12 | IU | Active
WCH7658 | P221 | Uninterruptible Power Systems | Rafael Baxcajay | RABAX | EMPLOYEE | 1 | 0.75 | 04/01/2025 | 04/15/2024 | 2 | M | WCH | WCH | UPS | 16-936 | Power Systems, Uninterruptible | 106890 | Tripp Lite | BC350 | 3145EVLBC87AF01503 |  |  | 102-13100 | WCH-Intensive Care Unit I | 13 | IU | Active
WCH7658 | P2YEB1 | 2 Year Battery Replacement | Rafael Baxcajay | RABAX | EMPLOYEE | 2 | 0 | 04/01/2025 |  | 2 | M | WCH | WCH | UPS | 16-936 | Power Systems, Uninterruptible | 106890 | Tripp Lite | BC350 | 3145EVLBC87AF01503 |  |  | 102-13100 | WCH-Intensive Care Unit I | 13 | IU | Active
WCH7659 | P221 | Uninterruptible Power Systems | Rafael Baxcajay | RABAX | EMPLOYEE | 1 | 0.75 | 04/01/2025 | 04/02/2024 | 2 | M | WCH | WCH | UPS | 16-936 | Power Systems, Uninterruptible | 106890 | Tripp Lite | BC350 | 3145EVLBC87AF02205 |  |  | 102-13100 | WCH-Intensive Care Unit I | 13 | IU | Active
WCH7659 | P2YEB1 | 2 Year Battery Replacement | Rafael Baxcajay | RABAX | EMPLOYEE | 2 | 0 | 04/01/2025 |  | 2 | M | WCH | WCH | UPS | 16-936 | Power Systems, Uninterruptible | 106890 | Tripp Lite | BC350 | 3145EVLBC87AF02205 |  |  | 102-13100 | WCH-Intensive Care Unit I | 13 | IU | Active
WCH7660 | P2YEB1 | 2 Year Battery Replacement | Rafael Baxcajay | RABAX | EMPLOYEE | 2 | 0 | 04/01/2025 |  | 2 | M | WCH | WCH | UPS | 16-936 | Power Systems, Uninterruptible | 106890 | Tripp Lite | BC350 | 3145EVLBC87AF02187 |  |  | 102-13100 | WCH-Intensive Care Unit I | 13 | IU | Active
WCH7660 | P221 | Uninterruptible Power Systems | Rafael Baxcajay | RABAX | EMPLOYEE | 1 | 0.75 | 04/01/2025 | 05/14/2024 | 2 | M | WCH | WCH | UPS | 16-936 | Power Systems, Uninterruptible | 106890 | Tripp Lite | BC350 | 3145EVLBC87AF02187 |  |  | 102-13100 | WCH-Intensive Care Unit I | 13 | IU | Active
WCH7661 | P221 | Uninterruptible Power Systems | Rafael Baxcajay | RABAX | EMPLOYEE | 1 | 0.75 | 04/01/2025 | 03/27/2024 | 2 | M | WCH | WCH | UPS | 16-936 | Power Systems, Uninterruptible | 106890 | Tripp Lite | BC350 | 3145EVLBC87AF01504 |  |  | 102-13100 | WCH-Intensive Care Unit I | 13 | IU | Active
WCH7661 | P2YEB1 | 2 Year Battery Replacement | Rafael Baxcajay | RABAX | EMPLOYEE | 2 | 0 | 04/01/2025 |  | 2 | M | WCH | WCH | UPS | 16-936 | Power Systems, Uninterruptible | 106890 | Tripp Lite | BC350 | 3145EVLBC87AF01504 |  |  | 102-13100 | WCH-Intensive Care Unit I | 13 | IU | Active
WCH7662 | P2YEB1 | 2 Year Battery Replacement | Rafael Baxcajay | RABAX | EMPLOYEE | 2 | 0 | 04/01/2025 |  | 2 | M | WCH | WCH | UPS | 16-936 | Power Systems, Uninterruptible | 106890 | Tripp Lite | BC350 | 3145EVLBC87AF01502 |  |  | 102-13100 | WCH-Intensive Care Unit I | 13 | IU | Active
WCH7662 | P221 | Uninterruptible Power Systems | Rafael Baxcajay | RABAX | EMPLOYEE | 1 | 0.75 | 04/01/2025 | 04/09/2024 | 2 | M | WCH | WCH | UPS | 16-936 | Power Systems, Uninterruptible | 106890 | Tripp Lite | BC350 | 3145EVLBC87AF01502 |  |  | 102-13100 | WCH-Intensive Care Unit I | 13 | IU | Active
WCH7663 | P221 | Uninterruptible Power Systems | Rafael Baxcajay | RABAX | EMPLOYEE | 1 | 0.75 | 04/01/2025 | 03/27/2024 | 2 | M | WCH | WCH | UPS | 16-936 | Power Systems, Uninterruptible | 106890 | Tripp Lite | BC350 | 3145EVLBC87AF01498 |  |  | 102-13100 | WCH-Intensive Care Unit I | 13 | IU | Active
WCH7663 | P2YEB1 | 2 Year Battery Replacement | Rafael Baxcajay | RABAX | EMPLOYEE | 2 | 0 | 04/01/2025 |  | 2 | M | WCH | WCH | UPS | 16-936 | Power Systems, Uninterruptible | 106890 | Tripp Lite | BC350 | 3145EVLBC87AF01498 |  |  | 102-13100 | WCH-Intensive Care Unit I | 13 | IU | Active
WCH7664 | P221 | Uninterruptible Power Systems | Rafael Baxcajay | RABAX | EMPLOYEE | 1 | 0.75 | 04/01/2025 | 03/28/2024 | 2 | M | WCH | WCH | UPS | 16-936 | Power Systems, Uninterruptible | 106890 | Tripp Lite | BC350 | 3145EVLBC87AF01497 |  |  | 102-13100 | WCH-Intensive Care Unit I | 13 | IU | Active
WCH7664 | P2YEB1 | 2 Year Battery Replacement | Rafael Baxcajay | RABAX | EMPLOYEE | 2 | 0 | 04/01/2025 |  | 2 | M | WCH | WCH | UPS | 16-936 | Power Systems, Uninterruptible | 106890 | Tripp Lite | BC350 | 3145EVLBC87AF01497 |  |  | 102-13100 | WCH-Intensive Care Unit I | 13 | IU | Active
WCH7666 | PSAFIN | Safety Inspection | Laurence Rawski | LARAW | EMPLOYEE | 1 | 0.3 | 02/01/2025 | 01/30/2024 | 2 | M | WCH | WCH | Multi Modality Workstation | 17-175 | Information Systems, Data Management, Radiology | 399199 | Siemens Medical Solutions USA | 10281299 | 400-814466 |  |  | 102-30695 | WCH-Interventional Services | 23 | IU | Active
WCH7670 | PSEVA | Sevoflurane Vaporizer | Tim McElrath | 11619 | EMPLOYEE | 6 | 0.28 | 11/01/2024 | 05/15/2024 | 1 | M | WCH | WCH | Sevoflurane Vaporizer | 10-144 | Anesthesia Unit Vaporizers | 351254 | Datex-Ohmeda Inc Div GE Health | Tec 7-SEVO | BGBC00079 |  |  | 102-20100 | WCH-Anesthesiology | 40 | LS | High Risk
WCH7671 | PSEVA | Sevoflurane Vaporizer | Tim McElrath | 11619 | EMPLOYEE | 6 | 0.28 | 11/01/2024 | 04/30/2024 | 1 | M | WCH | WCH | Sevoflurane Vaporizer | 10-144 | Anesthesia Unit Vaporizers | 351254 | Datex-Ohmeda Inc Div GE Health | Tec 7-SEVO | BGBC00064 |  |  | 102-20100 | WCH-Anesthesiology | 40 | LS | High Risk
WCH7672 | PSEVA | Sevoflurane Vaporizer | Tim McElrath | 11619 | EMPLOYEE | 6 | 0.28 | 11/01/2024 | 05/09/2024 | 1 | M | WCH | WCH | Sevoflurane Vaporizer | 10-144 | Anesthesia Unit Vaporizers | 351254 | Datex-Ohmeda Inc Div GE Health | Tec 7-SEVO | BGBC00069 |  |  | 102-20100 | WCH-Anesthesiology | 40 | LS | High Risk
WCH7673 | PSEVA | Sevoflurane Vaporizer | Tim McElrath | 11619 | EMPLOYEE | 6 | 0.28 | 11/01/2024 | 05/08/2024 | 1 | M | WCH | WCH | Sevoflurane Vaporizer | 10-144 | Anesthesia Unit Vaporizers | 351254 | Datex-Ohmeda Inc Div GE Health | Tec 7-SEVO | BGBC00074 |  |  | 102-20100 | WCH-Anesthesiology | 40 | LS | High Risk
WCH7674 | PSEVA | Sevoflurane Vaporizer | Tim McElrath | 11619 | EMPLOYEE | 6 | 0.28 | 11/01/2024 | 05/14/2024 | 1 | M | WCH | WCH | Sevoflurane Vaporizer | 10-144 | Anesthesia Unit Vaporizers | 351254 | Datex-Ohmeda Inc Div GE Health | Tec 7-SEVO | BGBC00070 |  |  | 102-20100 | WCH-Anesthesiology | 40 | LS | High Risk
WCH7675 | PSEVA | Sevoflurane Vaporizer | Tim McElrath | 11619 | EMPLOYEE | 6 | 0.28 | 11/01/2024 | 04/22/2024 | 1 | M | WCH | WCH | Sevoflurane Vaporizer | 10-144 | Anesthesia Unit Vaporizers | 351254 | Datex-Ohmeda Inc Div GE Health | Tec 7-SEVO | BGBC00062 |  |  | 102-20100 | WCH-Anesthesiology | 40 | LS | High Risk
WCH7676 | PSEVA | Sevoflurane Vaporizer | Tim McElrath | 11619 | EMPLOYEE | 6 | 0.28 | 11/01/2024 | 04/22/2024 | 1 | M | WCH | WCH | Sevoflurane Vaporizer | 10-144 | Anesthesia Unit Vaporizers | 351254 | Datex-Ohmeda Inc Div GE Health | Tec 7-SEVO | BGBC00078 |  |  | 102-20100 | WCH-Anesthesiology | 40 | LS | High Risk
WCH7677 | PISVA | Isoflurane Vaporizer | Tim McElrath | 11619 | EMPLOYEE | 6 | 0 | 11/01/2024 | 05/10/2024 | 1 | M | WCH | WCH | Isoflurane Vaporizer | 10-144 | Anesthesia Unit Vaporizers | 351254 | Datex-Ohmeda Inc Div GE Health | TEC 850 ISO | SQBC00036 |  |  | 102-20100 | WCH-Anesthesiology | 40 | LS | High Risk
WCH7680 | PMOPHM | Monitors, Physiologic, Multipurpose | Holly Robinson | HOLROB | EMPLOYEE | 1 | 0.5 | 06/01/2024 |  | 2 | M | WCH | WCH | Bedside Physiologic Monitor | 20-171 | Monitors, Physiologic, Multipurpose, Bedside, Modular | 440964 | GE Healthcare Technologies | B450 V3 | SNT22363080SA |  |  | 102-12250 | WCH-MED/SURG/TELE UNIT | 16 | IU | Active
WCH7681 | PMOPHM | Monitors, Physiologic, Multipurpose | Rafael Baxcajay | RABAX | EMPLOYEE | 1 | 0.5 | 04/01/2025 | 03/28/2024 | 2 | M | WCH | WCH | Bedside Physiologic Monitor | 20-171 | Monitors, Physiologic, Multipurpose, Bedside, Modular | 440964 | GE Healthcare Technologies | B450 V3 | SNT22363101SA |  |  | 102-13100 | WCH-Intensive Care Unit I | 16 | IU | Active
WCH7682 | PMOPHM | Monitors, Physiologic, Multipurpose | Holly Robinson | HOLROB | EMPLOYEE | 1 | 0.5 | 06/01/2024 |  | 2 | M | WCH | WCH | Bedside Physiologic Monitor | 20-171 | Monitors, Physiologic, Multipurpose, Bedside, Modular | 440964 | GE Healthcare Technologies | B450 V3 | SNT22363090SA |  |  | 102-12250 | WCH-MED/SURG/TELE UNIT | 16 | IU | Active
WCH7683 | PMOPHM | Monitors, Physiologic, Multipurpose | Holly Robinson | HOLROB | EMPLOYEE | 1 | 0.5 | 06/01/2024 |  | 2 | M | WCH | WCH | Bedside Physiologic Monitor | 20-171 | Monitors, Physiologic, Multipurpose, Bedside, Modular | 440964 | GE Healthcare Technologies | B450 V3 | SNT22363106SA |  |  | 102-12252 | WCH-MED/SURG/TELE UNIT II | 16 | IU | Active
WCH7684 | PMOPHM | Monitors, Physiologic, Multipurpose | Holly Robinson | HOLROB | EMPLOYEE | 1 | 0.5 | 06/01/2024 |  | 2 | M | WCH | WCH | Bedside Physiologic Monitor | 20-171 | Monitors, Physiologic, Multipurpose, Bedside, Modular | 440964 | GE Healthcare Technologies | B450 V3 | SNT22363115SA |  |  | 102-12252 | WCH-MED/SURG/TELE UNIT II | 16 | IU | Active
WCH7685 | P10123 | -Pm Device Using Mfg Procedure | Rafael Baxcajay | RABAX | EMPLOYEE | 2 | 0.8 | 04/01/2025 | 04/14/2023 | 2 | M | WCH | WCH | Patient Data Module w/Display | 20-784 | Physiologic Monitor Modules, Multiparameter | 440964 | GE Healthcare Technologies | Carescape One | SNA22420204SA |  |  | 102-13100 | WCH-Intensive Care Unit I | 16 | IU | Active
WCH7701 | P10123 | -Pm Device Using Mfg Procedure | Rafael Baxcajay | RABAX | EMPLOYEE | 2 | 0.8 | 04/01/2025 | 04/25/2023 | 2 | M | WCH | WCH | Patient Data Module w/Display | 20-784 | Physiologic Monitor Modules, Multiparameter | 440964 | GE Healthcare Technologies | Carescape One | SNA22420162SA |  |  | 102-13100 | WCH-Intensive Care Unit I | 16 | IU | Active
WCH7702 | P10123 | -Pm Device Using Mfg Procedure | Rafael Baxcajay | RABAX | EMPLOYEE | 2 | 0.8 | 04/01/2025 | 04/13/2023 | 2 | M | WCH | WCH | Patient Data Module w/Display | 20-784 | Physiologic Monitor Modules, Multiparameter | 440964 | GE Healthcare Technologies | Carescape One | SNA22420205SA |  |  | 102-13100 | WCH-Intensive Care Unit I | 16 | IU | Active
WCH7703 | P10123 | -Pm Device Using Mfg Procedure | Rafael Baxcajay | RABAX | EMPLOYEE | 2 | 0.8 | 04/01/2025 | 04/13/2023 | 2 | M | WCH | WCH | Patient Data Module w/Display | 20-784 | Physiologic Monitor Modules, Multiparameter | 440964 | GE Healthcare Technologies | Carescape One | SNA22420158SA |  |  | 102-13100 | WCH-Intensive Care Unit I | 16 | IU | Active
WCH7704 | P10123 | -Pm Device Using Mfg Procedure | Rafael Baxcajay | RABAX | EMPLOYEE | 2 | 0.8 | 04/01/2025 | 04/05/2023 | 2 | M | WCH | WCH | Patient Data Module w/Display | 20-784 | Physiologic Monitor Modules, Multiparameter | 440964 | GE Healthcare Technologies | Carescape One | SNA22420201SA |  |  | 102-13100 | WCH-Intensive Care Unit I | 16 | IU | Active
WCH7705 | P10123 | -Pm Device Using Mfg Procedure | Holly Robinson | HOLROB | EMPLOYEE | 2 | 0.8 | 08/01/2025 | 08/07/2023 | 2 | M | WCH | WCH | Patient Data Module w/Display | 20-784 | Physiologic Monitor Modules, Multiparameter | 440964 | GE Healthcare Technologies | Carescape One | SNA22430146SA |  |  | 102-12250 | WCH-MED/SURG/TELE UNIT | 16 | IU | Active
WCH7706 | P10123 | -Pm Device Using Mfg Procedure | Holly Robinson | HOLROB | EMPLOYEE | 2 | 0.8 | 08/01/2025 | 08/07/2023 | 2 | M | WCH | WCH | Patient Data Module w/Display | 20-784 | Physiologic Monitor Modules, Multiparameter | 440964 | GE Healthcare Technologies | Carescape One | SNA22430141SA |  |  | 102-12250 | WCH-MED/SURG/TELE UNIT | 16 | IU | Active
WCH7711 | P10123 | -Pm Device Using Mfg Procedure | Holly Robinson | HOLROB | EMPLOYEE | 2 | 0.8 | 06/01/2024 |  | 2 | M | WCH | WCH | Patient Data Module w/Display | 20-784 | Physiologic Monitor Modules, Multiparameter | 440964 | GE Healthcare Technologies | Carescape One | SNA22430145SA |  |  | 102-12250 | WCH-MED/SURG/TELE UNIT | 16 | IU | Active
WCH7712 | P10123 | -Pm Device Using Mfg Procedure | Holly Robinson | HOLROB | EMPLOYEE | 2 | 0.8 | 06/01/2024 |  | 2 | M | WCH | WCH | Patient Data Module w/Display | 20-784 | Physiologic Monitor Modules, Multiparameter | 440964 | GE Healthcare Technologies | Carescape One | SNA22430175SA |  |  | 102-12250 | WCH-MED/SURG/TELE UNIT | 16 | IU | Active
WCH7714 | PTSGN | General Device Inspec Port Non-Patient Care Equip | Laurence Rawski | LARAW | EMPLOYEE | 1 | 0.45 | 11/01/2024 | 10/16/2023 | 2 | M | WCH | WCH | LOCALIZED THERAPY TESTER | CC-039 | Test Equipment No Cal | 101159 | Cincinnati Sub-Zero Products I | TFRW | TFR231-3993 |  |  | 102-88570 | WCH-Clinical Engineering | 03 | IU | Active
WCH7715 | P176 | Saw, Electric | Laurence Rawski | LARAW | EMPLOYEE | 1 | 0.75 | 05/01/2025 | 05/10/2024 | 2 | M | WCH | WCH | CAST SAW SYSTEM | 16-340 | Saws, Cast, Electric | 529757 | De Soutter Medical USA Inc | CC7-120US | 22/342371 |  |  | 102-21100 | WCH-Surgery | 26 | IU | Active
WCH7718 | P2YEB1 | 2 Year Battery Replacement | Rafael Baxcajay | RABAX | EMPLOYEE | 2 | 0 | 09/01/2025 |  | 2 | M | WCH | WCH | UPS | 16-936 | Power Systems, Uninterruptible | 108649 | APC-American Power Conversion | BK500BLK | 4B2203P05425 |  |  | 102-35000 | WCH-Respiratory Care Services | 13 | IU | Active
WCH7718 | P221 | Uninterruptible Power Systems | Rafael Baxcajay | RABAX | EMPLOYEE | 1 | 0.75 | 09/01/2024 | 09/13/2023 | 2 | M | WCH | WCH | UPS | 16-936 | Power Systems, Uninterruptible | 108649 | APC-American Power Conversion | BK500BLK | 4B2203P05425 |  |  | 102-35000 | WCH-Respiratory Care Services | 13 | IU | Active
WCH7719 | P2YEB1 | 2 Year Battery Replacement | Rafael Baxcajay | RABAX | EMPLOYEE | 2 | 0 | 09/01/2025 |  | 2 | M | WCH | WCH | UPS | 16-936 | Power Systems, Uninterruptible | 108649 | APC-American Power Conversion | BK500BLK | 4B2203P05526 |  |  | 102-35000 | WCH-Respiratory Care Services | 13 | IU | Active
WCH7719 | P221 | Uninterruptible Power Systems | Rafael Baxcajay | RABAX | EMPLOYEE | 1 | 0.75 | 09/01/2024 | 09/13/2023 | 2 | M | WCH | WCH | UPS | 16-936 | Power Systems, Uninterruptible | 108649 | APC-American Power Conversion | BK500BLK | 4B2203P05526 |  |  | 102-35000 | WCH-Respiratory Care Services | 13 | IU | Active
WCH7720 | P10123 | -Pm Device Using Mfg Procedure | Holly Robinson | HOLROB | EMPLOYEE | 1 | 0.8 | 08/01/2024 |  | 2 | M | WCH | WCH | Medical Device Drying Cabinets | 36-594 | Dryers, Medical Device | 107114 | STERIS Corp | DCC100101XL | 5085 |  |  | 102-85160 | WCH-Sterile Processing | 11 | IU | Active
WCH7723 | P10123 | -Pm Device Using Mfg Procedure | Holly Robinson | HOLROB | EMPLOYEE | 2 | 0.8 | 06/01/2024 |  | 2 | M | WCH | WCH | Patient Data Module w/Display | 20-784 | Physiologic Monitor Modules, Multiparameter | 440964 | GE Healthcare Technologies | Carescape One | SNA22420173SA |  |  | 102-12252 | WCH-MED/SURG/TELE UNIT II | 16 | IU | Active
WCH7724 | P10123 | -Pm Device Using Mfg Procedure | Holly Robinson | HOLROB | EMPLOYEE | 2 | 0.8 | 06/01/2024 |  | 2 | M | WCH | WCH | Patient Data Module w/Display | 20-784 | Physiologic Monitor Modules, Multiparameter | 440964 | GE Healthcare Technologies | Carescape One | SNA22420199SA |  |  | 102-12252 | WCH-MED/SURG/TELE UNIT II | 16 | IU | Active
WCH7725 | P10123 | -Pm Device Using Mfg Procedure | Holly Robinson | HOLROB | EMPLOYEE | 2 | 0.8 | 06/01/2024 |  | 2 | M | WCH | WCH | Patient Data Module w/Display | 20-784 | Physiologic Monitor Modules, Multiparameter | 440964 | GE Healthcare Technologies | Carescape One | SNA22420198SA |  |  | 102-12252 | WCH-MED/SURG/TELE UNIT II | 16 | IU | Active
WCH7726 | P10123 | -Pm Device Using Mfg Procedure | Holly Robinson | HOLROB | EMPLOYEE | 2 | 0.8 | 06/01/2024 |  | 2 | M | WCH | WCH | Patient Data Module w/Display | 20-784 | Physiologic Monitor Modules, Multiparameter | 440964 | GE Healthcare Technologies | Carescape One | SNA22420203SA |  |  | 102-12252 | WCH-MED/SURG/TELE UNIT II | 16 | IU | Active
WCH7728 | P2YEB1 | 2 Year Battery Replacement | Laurence Rawski | LARAW | EMPLOYEE | 2 | 0 | 05/01/2025 |  | 2 | M | WCH | WCH | UPS | 16-936 | Power Systems, Uninterruptible | 108649 | APC-American Power Conversion | BK500BLK | 4B2203P05486 |  |  | 102-21100 | WCH-Surgery | 26 | IU | Active
WCH7728 | P221 | Uninterruptible Power Systems | Laurence Rawski | LARAW | EMPLOYEE | 1 | 0.75 | 05/01/2025 | 04/24/2024 | 2 | M | WCH | WCH | UPS | 16-936 | Power Systems, Uninterruptible | 108649 | APC-American Power Conversion | BK500BLK | 4B2203P05486 |  |  | 102-21100 | WCH-Surgery | 26 | IU | Active
WCH7729 | P221 | Uninterruptible Power Systems | Laurence Rawski | LARAW | EMPLOYEE | 1 | 0.75 | 05/01/2025 | 04/22/2024 | 2 | M | WCH | WCH | UPS | 16-936 | Power Systems, Uninterruptible | 108649 | APC-American Power Conversion | BK500BLK | 4B2203P05505 |  |  | 102-21100 | WCH-Surgery | 26 | IU | Active
WCH7729 | P2YEB1 | 2 Year Battery Replacement | Laurence Rawski | LARAW | EMPLOYEE | 2 | 0 | 05/01/2025 |  | 2 | M | WCH | WCH | UPS | 16-936 | Power Systems, Uninterruptible | 108649 | APC-American Power Conversion | BK500BLK | 4B2203P05505 |  |  | 102-21100 | WCH-Surgery | 26 | IU | Active
WCH7730 | P2YEB1 | 2 Year Battery Replacement | Laurence Rawski | LARAW | EMPLOYEE | 2 | 0 | 05/01/2025 |  | 2 | M | WCH | WCH | UPS | 16-936 | Power Systems, Uninterruptible | 108649 | APC-American Power Conversion | BK500BLK | 4B2203P04988 |  |  | 102-21100 | WCH-Surgery | 26 | IU | Active
WCH7730 | P221 | Uninterruptible Power Systems | Laurence Rawski | LARAW | EMPLOYEE | 1 | 0.75 | 05/01/2025 | 05/06/2024 | 2 | M | WCH | WCH | UPS | 16-936 | Power Systems, Uninterruptible | 108649 | APC-American Power Conversion | BK500BLK | 4B2203P04988 |  |  | 102-21100 | WCH-Surgery | 26 | IU | Active
WCH7731 | P221 | Uninterruptible Power Systems | Laurence Rawski | LARAW | EMPLOYEE | 1 | 0.75 | 05/01/2025 | 05/06/2024 | 2 | M | WCH | WCH | UPS | 16-936 | Power Systems, Uninterruptible | 108649 | APC-American Power Conversion | BK500BLK | 4B2203P05409 |  |  | 102-21100 | WCH-Surgery | 26 | IU | Active
WCH7731 | P2YEB1 | 2 Year Battery Replacement | Laurence Rawski | LARAW | EMPLOYEE | 2 | 0 | 05/01/2025 |  | 2 | M | WCH | WCH | UPS | 16-936 | Power Systems, Uninterruptible | 108649 | APC-American Power Conversion | BK500BLK | 4B2203P05409 |  |  | 102-21100 | WCH-Surgery | 26 | IU | Active
WCH7733 | P179 | Scale, Patient. | Laurence Rawski | LARAW | EMPLOYEE | 1 | 0.5 | 04/01/2025 | 04/02/2024 | 2 | M | WCH | WCH | Physician Scale Digital | 18-458 | Scales, Patient, Platform, Electronic | 101206 | Detecto Scale Co Div Cardinal | SOLO | SL09790221203880 |  |  | 102-36000 | WCH-Nuclear Medicine | 12 | IU | Active
WCH7735 | P10123 | -Pm Device Using Mfg Procedure | Laurence Rawski | LARAW | EMPLOYEE | 1 | 0.5 | 10/01/2024 | 10/06/2023 | 2 | M | WCH | WCH | PARACENTESIS PUMP | 37-421 | Aspirators, Paracentesis | 339203 | GI Supply Inc | GIS-27 | 30010706 |  |  | 102-33900 | WCH-Ultrasound | 12 | IU | Active
WCH7736 | P10123 | -Pm Device Using Mfg Procedure | Laurence Rawski | LARAW | EMPLOYEE | 1 | 0.5 | 05/01/2025 | 05/09/2024 | 2 | M | WCH | WCH | Video, Laryngoscope | 23-532 | Laryngoscopes, Rigid, Video | 102159 | KARL STORZ Endoscopy-America I | 8404 ZX | YN4925 |  |  | 102-21221 | WCH-Endoscopy | 25 | IU | Active
WCH7737 | P10123 | -Pm Device Using Mfg Procedure | Laurence Rawski | LARAW | EMPLOYEE | 1 | 0.5 | 05/01/2025 | 05/14/2024 | 2 | M | WCH | WCH | Video, Laryngoscope | 23-532 | Laryngoscopes, Rigid, Video | 102159 | KARL STORZ Endoscopy-America I | 8404 ZX | YN4866 |  |  | 102-21221 | WCH-Endoscopy | 25 | IU | Active
WCH7741 | P10123 | -Pm Device Using Mfg Procedure | Rafael Baxcajay | RABAX | EMPLOYEE | 2 | 0.8 | 04/01/2025 | 04/05/2023 | 2 | M | WCH | WCH | Patient Data Module w/Display | 20-784 | Physiologic Monitor Modules, Multiparameter | 440964 | GE Healthcare Technologies | Carescape One | SNA22420214SA |  |  | 102-13100 | WCH-Intensive Care Unit I | 16 | IU | Active
WCH7742 | P10123 | -Pm Device Using Mfg Procedure | Rafael Baxcajay | RABAX | EMPLOYEE | 2 | 0.8 | 04/01/2025 | 04/05/2023 | 2 | M | WCH | WCH | Patient Data Module w/Display | 20-784 | Physiologic Monitor Modules, Multiparameter | 440964 | GE Healthcare Technologies | Carescape One | SNA22420254SA |  |  | 102-13100 | WCH-Intensive Care Unit I | 16 | IU | Active
WCH7743 | P10123 | -Pm Device Using Mfg Procedure | Rafael Baxcajay | RABAX | EMPLOYEE | 2 | 0.8 | 04/01/2025 | 04/05/2023 | 2 | M | WCH | WCH | Patient Data Module w/Display | 20-784 | Physiologic Monitor Modules, Multiparameter | 440964 | GE Healthcare Technologies | Carescape One | SNA22430037SA |  |  | 102-13100 | WCH-Intensive Care Unit I | 16 | IU | Active
WCH7744 | P10123 | -Pm Device Using Mfg Procedure | Rafael Baxcajay | RABAX | EMPLOYEE | 2 | 0.8 | 04/01/2025 | 04/07/2023 | 2 | M | WCH | WCH | Patient Data Module w/Display | 20-784 | Physiologic Monitor Modules, Multiparameter | 440964 | GE Healthcare Technologies | Carescape One | SNA22430193SA |  |  | 102-13100 | WCH-Intensive Care Unit I | 16 | IU | Active
WCH7745 | P10123 | -Pm Device Using Mfg Procedure | Laurence Rawski | LARAW | EMPLOYEE | 1 | 1.5 | 02/01/2025 | 01/29/2024 | 2 | M | WCH | WCH | Dicom conversion system | 17-904 | Image Digitization Systems, Computed Radiography | 471654 | TIMS Medical Div Foresight Ima | TIMS 2000 SP | 8001717 |  |  | 102-34000 | WCH-Diagnostic Imaging | 17 | IU | Active
WCH7746 | P10123 | -Pm Device Using Mfg Procedure | Laurence Rawski | LARAW | EMPLOYEE | 1 | 0.5 | 05/01/2025 | 05/14/2024 | 2 | M | WCH | WCH | Video, Laryngoscope | 23-532 | Laryngoscopes, Rigid, Video | 102159 | KARL STORZ Endoscopy-America I | 8403 XD | PN8945 |  |  | 102-21100 | WCH-Surgery | 25 | IU | Active
WCH7747 | P10123 | -Pm Device Using Mfg Procedure | Laurence Rawski | LARAW | EMPLOYEE | 1 | 0.5 | 05/01/2025 | 04/22/2024 | 2 | M | WCH | WCH | Video, Laryngoscope | 23-532 | Laryngoscopes, Rigid, Video | 102159 | KARL STORZ Endoscopy-America I | 8403 XD | PN9004 |  |  | 102-21100 | WCH-Surgery | 25 | IU | Active
WCH7748 | P10123 | -Pm Device Using Mfg Procedure | Laurence Rawski | LARAW | EMPLOYEE | 1 | 0.5 | 05/01/2025 | 05/09/2024 | 2 | M | WCH | WCH | Video, Laryngoscope | 23-532 | Laryngoscopes, Rigid, Video | 102159 | KARL STORZ Endoscopy-America I | 8403 XD | PN8985 |  |  | 102-21100 | WCH-Surgery | 25 | IU | Active
WCH7750 | PRTINI | RPT Initial Inspection | Rafael Baxcajay | RABAX | EMPLOYEE | 1 | 1 | 02/28/2023 |  | 1 | M | WCH | WCH | 4x 15A 15ft Cord HGPower Strip | 34-504 | Electrical Power Strips | 106890 | Tripp Lite | PS-415-HG-OEM | 3203APVIB888100514 |  |  | 102-35000 | WCH-Respiratory Care Services | 12 | IU | Active
WCH7750 | PRPPM | RPT PM | Rafael Baxcajay | RABAX | EMPLOYEE | 1 | 0 | 09/01/2024 | 09/13/2023 | 2 | M | WCH | WCH | 4x 15A 15ft Cord HGPower Strip | 34-504 | Electrical Power Strips | 106890 | Tripp Lite | PS-415-HG-OEM | 3203APVIB888100514 |  |  | 102-35000 | WCH-Respiratory Care Services | 12 | IU | Active
WCH7751 | P179 | Scale, Patient. | Rafael Baxcajay | RABAX | EMPLOYEE | 1 | 0.5 | 05/01/2025 | 05/02/2024 | 2 | M | WCH | WCH | Mobile Bariatric Scale | 18-458 | Scales, Patient, Platform, Electronic | 101850 | Welch Allyn Inc A Subsidiary | 6702W | 21U107245222771 |  |  | 102-21500 | WCH-PACU | 12 | IU | Active
WCH7752 | P10123 | -Pm Device Using Mfg Procedure | Laurence Rawski | LARAW | EMPLOYEE | 1 | 0.5 | 05/01/2025 | 05/09/2024 | 2 | M | WCH | WCH | Video, Laryngoscope | 23-532 | Laryngoscopes, Rigid, Video | 102159 | KARL STORZ Endoscopy-America I | 8403 XD | PN8982 |  |  | 102-21100 | WCH-Surgery | 25 | IU | Active
WCH7758 | P--ORS | --- OR Safety Inspection --- | Laurence Rawski | LARAW | EMPLOYEE | 6 | 0.25 | 11/01/2024 | 04/19/2023 | 2 | M | WCH | WCH | Harmonic Scalpel Generator | 18-049 | Ultrasound Surgical Units | 149225 | Ethicon Endo-Surgery A Johnson | GEN11 | 1112245075 |  |  | 102-21100 | WCH-Surgery | 33 | IU | Active
WCH7758 | P10123 | -Pm Device Using Mfg Procedure | Laurence Rawski | LARAW | EMPLOYEE | 1 | 0.5 | 05/01/2025 | 05/06/2024 | 2 | M | WCH | WCH | Harmonic Scalpel Generator | 18-049 | Ultrasound Surgical Units | 149225 | Ethicon Endo-Surgery A Johnson | GEN11 | 1112245075 |  |  | 102-21100 | WCH-Surgery | 33 | IU | Active
WCH7759 | P10123 | -Pm Device Using Mfg Procedure | Laurence Rawski | LARAW | EMPLOYEE | 1 | 0.5 | 05/01/2025 | 04/30/2024 | 2 | M | WCH | WCH | Harmonic Scalpel Generator | 18-049 | Ultrasound Surgical Units | 149225 | Ethicon Endo-Surgery A Johnson | GEN11 | 1112245092 |  |  | 102-21100 | WCH-Surgery | 33 | IU | Active
WCH7759 | P--ORS | --- OR Safety Inspection --- | Laurence Rawski | LARAW | EMPLOYEE | 6 | 0.25 | 11/01/2024 | 10/24/2023 | 2 | M | WCH | WCH | Harmonic Scalpel Generator | 18-049 | Ultrasound Surgical Units | 149225 | Ethicon Endo-Surgery A Johnson | GEN11 | 1112245092 |  |  | 102-21100 | WCH-Surgery | 33 | IU | Active
WCH7760 | P--ORS | --- OR Safety Inspection --- | Laurence Rawski | LARAW | EMPLOYEE | 6 | 0.25 | 11/01/2024 | 10/25/2023 | 2 | M | WCH | WCH | Harmonic Scalpel Generator | 18-049 | Ultrasound Surgical Units | 149225 | Ethicon Endo-Surgery A Johnson | GEN11 | 11122450904 |  |  | 102-21100 | WCH-Surgery | 33 | IU | Active
WCH7760 | P10123 | -Pm Device Using Mfg Procedure | Laurence Rawski | LARAW | EMPLOYEE | 1 | 0.5 | 05/01/2025 | 04/30/2024 | 2 | M | WCH | WCH | Harmonic Scalpel Generator | 18-049 | Ultrasound Surgical Units | 149225 | Ethicon Endo-Surgery A Johnson | GEN11 | 11122450904 |  |  | 102-21100 | WCH-Surgery | 33 | IU | Active
WCH7761 | P10123 | -Pm Device Using Mfg Procedure | Laurence Rawski | LARAW | EMPLOYEE | 1 | 0.5 | 05/01/2025 | 05/06/2024 | 2 | M | WCH | WCH | Harmonic Scalpel Generator | 18-049 | Ultrasound Surgical Units | 149225 | Ethicon Endo-Surgery A Johnson | GEN11 | 1112245079 |  |  | 102-21100 | WCH-Surgery | 33 | IU | Active
WCH7761 | P--ORS | --- OR Safety Inspection --- | Laurence Rawski | LARAW | EMPLOYEE | 6 | 0.25 | 11/01/2024 | 10/26/2023 | 2 | M | WCH | WCH | Harmonic Scalpel Generator | 18-049 | Ultrasound Surgical Units | 149225 | Ethicon Endo-Surgery A Johnson | GEN11 | 1112245079 |  |  | 102-21100 | WCH-Surgery | 33 | IU | Active
WCH7765 | P10123 | -Pm Device Using Mfg Procedure | Rafael Baxcajay | RABAX | EMPLOYEE | 1 | 0.6 | 09/01/2024 |  | 2 | M | WCH | WCH | Humidifier, Heated | 12-050 | Humidifiers, Artificial Airway, Heated | 255300 | Fisher & Paykel Healthcare Inc | MR850 | 220323604486 |  |  | 102-35000 | WCH-Respiratory Care Services | 14 | IU | Active
WCH7766 | P10123 | -Pm Device Using Mfg Procedure | Rafael Baxcajay | RABAX | EMPLOYEE | 1 | 0.6 | 09/01/2024 |  | 2 | M | WCH | WCH | Humidifier, Heated | 12-050 | Humidifiers, Artificial Airway, Heated | 255300 | Fisher & Paykel Healthcare Inc | MR850 | 220323604522 |  |  | 102-35000 | WCH-Respiratory Care Services | 14 | IU | Active
WCH7767 | P10123 | -Pm Device Using Mfg Procedure | Rafael Baxcajay | RABAX | EMPLOYEE | 1 | 0.6 | 09/01/2024 |  | 2 | M | WCH | WCH | Humidifier, Heated | 12-050 | Humidifiers, Artificial Airway, Heated | 255300 | Fisher & Paykel Healthcare Inc | MR850 | 220323604477 |  |  | 102-35000 | WCH-Respiratory Care Services | 14 | IU | Active
WCH7768 | P10123 | -Pm Device Using Mfg Procedure | Rafael Baxcajay | RABAX | EMPLOYEE | 1 | 0.6 | 09/01/2024 |  | 2 | M | WCH | WCH | Humidifier, Heated | 12-050 | Humidifiers, Artificial Airway, Heated | 255300 | Fisher & Paykel Healthcare Inc | MR850 | 220323604473 |  |  | 102-35000 | WCH-Respiratory Care Services | 14 | IU | Active
WCH7769 | P10123 | -Pm Device Using Mfg Procedure | Rafael Baxcajay | RABAX | EMPLOYEE | 1 | 0.6 | 09/01/2024 |  | 2 | M | WCH | WCH | Humidifier, Heated | 12-050 | Humidifiers, Artificial Airway, Heated | 255300 | Fisher & Paykel Healthcare Inc | MR850 | 220323604520 |  |  | 102-35000 | WCH-Respiratory Care Services | 14 | IU | Active
WCH7770 | P10123 | -Pm Device Using Mfg Procedure | Rafael Baxcajay | RABAX | EMPLOYEE | 1 | 0.6 | 09/01/2024 |  | 2 | M | WCH | WCH | Humidifier, Heated | 12-050 | Humidifiers, Artificial Airway, Heated | 255300 | Fisher & Paykel Healthcare Inc | MR850 | 220323604512 |  |  | 102-35000 | WCH-Respiratory Care Services | 14 | IU | Active
WCH7771 | P10123 | -Pm Device Using Mfg Procedure | Rafael Baxcajay | RABAX | EMPLOYEE | 1 | 0.6 | 09/01/2024 |  | 2 | M | WCH | WCH | Humidifier, Heated | 12-050 | Humidifiers, Artificial Airway, Heated | 255300 | Fisher & Paykel Healthcare Inc | MR850 | 220323604418 |  |  | 102-35000 | WCH-Respiratory Care Services | 14 | IU | Active
WCH7772 | P10123 | -Pm Device Using Mfg Procedure | Rafael Baxcajay | RABAX | EMPLOYEE | 1 | 0.6 | 09/01/2024 |  | 2 | M | WCH | WCH | Humidifier, Heated | 12-050 | Humidifiers, Artificial Airway, Heated | 255300 | Fisher & Paykel Healthcare Inc | MR850 | 220323604439 |  |  | 102-35000 | WCH-Respiratory Care Services | 14 | IU | Active
WCH7773 | P10123 | -Pm Device Using Mfg Procedure | Rafael Baxcajay | RABAX | EMPLOYEE | 1 | 0.6 | 09/01/2024 |  | 2 | M | WCH | WCH | Humidifier, Heated | 12-050 | Humidifiers, Artificial Airway, Heated | 255300 | Fisher & Paykel Healthcare Inc | MR850 | 220323604476 |  |  | 102-35000 | WCH-Respiratory Care Services | 14 | IU | Active
WCH7774 | P10123 | -Pm Device Using Mfg Procedure | Rafael Baxcajay | RABAX | EMPLOYEE | 1 | 0.6 | 09/01/2024 |  | 2 | M | WCH | WCH | Humidifier, Heated | 12-050 | Humidifiers, Artificial Airway, Heated | 255300 | Fisher & Paykel Healthcare Inc | MR850 | 220323604455 |  |  | 102-35000 | WCH-Respiratory Care Services | 14 | IU | Active
WCH7775 | P10123 | -Pm Device Using Mfg Procedure | Rafael Baxcajay | RABAX | EMPLOYEE | 1 | 0.6 | 09/01/2024 |  | 2 | M | WCH | WCH | Humidifier, Heated | 12-050 | Humidifiers, Artificial Airway, Heated | 255300 | Fisher & Paykel Healthcare Inc | MR850 | 220323604475 |  |  | 102-35000 | WCH-Respiratory Care Services | 14 | IU | Active
WCH7776 | P10123 | -Pm Device Using Mfg Procedure | Rafael Baxcajay | RABAX | EMPLOYEE | 1 | 0.6 | 09/01/2024 |  | 2 | M | WCH | WCH | Humidifier, Heated | 12-050 | Humidifiers, Artificial Airway, Heated | 255300 | Fisher & Paykel Healthcare Inc | MR850 | 220323604469 |  |  | 102-35000 | WCH-Respiratory Care Services | 14 | IU | Active
WCH7777 | P10123 | -Pm Device Using Mfg Procedure | Rafael Baxcajay | RABAX | EMPLOYEE | 1 | 0.6 | 09/01/2024 |  | 2 | M | WCH | WCH | Humidifier, Heated | 12-050 | Humidifiers, Artificial Airway, Heated | 255300 | Fisher & Paykel Healthcare Inc | MR850 | 220323604470 |  |  | 102-35000 | WCH-Respiratory Care Services | 14 | IU | Active
WCH7778 | P10123 | -Pm Device Using Mfg Procedure | Rafael Baxcajay | RABAX | EMPLOYEE | 1 | 0.6 | 09/01/2024 |  | 2 | M | WCH | WCH | Humidifier, Heated | 12-050 | Humidifiers, Artificial Airway, Heated | 255300 | Fisher & Paykel Healthcare Inc | MR850 | 220323604448 |  |  | 102-35000 | WCH-Respiratory Care Services | 14 | IU | Active
WCH7779 | P10123 | -Pm Device Using Mfg Procedure | Rafael Baxcajay | RABAX | EMPLOYEE | 1 | 0.6 | 09/01/2024 |  | 2 | M | WCH | WCH | Humidifier, Heated | 12-050 | Humidifiers, Artificial Airway, Heated | 255300 | Fisher & Paykel Healthcare Inc | MR850 | 220323604518 |  |  | 102-35000 | WCH-Respiratory Care Services | 14 | IU | Active
WCH7780 | P10123 | -Pm Device Using Mfg Procedure | Rafael Baxcajay | RABAX | EMPLOYEE | 1 | 0.6 | 09/01/2024 |  | 2 | M | WCH | WCH | Humidifier, Heated | 12-050 | Humidifiers, Artificial Airway, Heated | 255300 | Fisher & Paykel Healthcare Inc | MR850 | 220323604452 |  |  | 102-35000 | WCH-Respiratory Care Services | 14 | IU | Active
WCH7781 | P10123 | -Pm Device Using Mfg Procedure | Rafael Baxcajay | RABAX | EMPLOYEE | 1 | 0.6 | 09/01/2024 |  | 2 | M | WCH | WCH | Humidifier, Heated | 12-050 | Humidifiers, Artificial Airway, Heated | 255300 | Fisher & Paykel Healthcare Inc | MR850 | 220323604485 |  |  | 102-35000 | WCH-Respiratory Care Services | 14 | IU | Active
WCH7782 | P10123 | -Pm Device Using Mfg Procedure | Rafael Baxcajay | RABAX | EMPLOYEE | 1 | 0.6 | 09/01/2024 |  | 2 | M | WCH | WCH | Humidifier, Heated | 12-050 | Humidifiers, Artificial Airway, Heated | 255300 | Fisher & Paykel Healthcare Inc | MR850 | 220323604437 |  |  | 102-35000 | WCH-Respiratory Care Services | 14 | IU | Active
WCH7783 | P10123 | -Pm Device Using Mfg Procedure | Rafael Baxcajay | RABAX | EMPLOYEE | 1 | 0.6 | 09/01/2024 |  | 2 | M | WCH | WCH | Humidifier, Heated | 12-050 | Humidifiers, Artificial Airway, Heated | 255300 | Fisher & Paykel Healthcare Inc | MR850 | 220323604515 |  |  | 102-35000 | WCH-Respiratory Care Services | 14 | IU | Active
WCH7784 | P10123 | -Pm Device Using Mfg Procedure | Rafael Baxcajay | RABAX | EMPLOYEE | 1 | 0.6 | 09/01/2024 |  | 2 | M | WCH | WCH | Humidifier, Heated | 12-050 | Humidifiers, Artificial Airway, Heated | 255300 | Fisher & Paykel Healthcare Inc | MR850 | 220323604424 |  |  | 102-35000 | WCH-Respiratory Care Services | 14 | IU | Active
WCH7785 | P10123 | -Pm Device Using Mfg Procedure | Rafael Baxcajay | RABAX | EMPLOYEE | 1 | 0.6 | 09/01/2024 |  | 2 | M | WCH | WCH | Humidifier, Heated | 12-050 | Humidifiers, Artificial Airway, Heated | 255300 | Fisher & Paykel Healthcare Inc | MR850 | 220323604479 |  |  | 102-35000 | WCH-Respiratory Care Services | 14 | IU | Active
WCH7786 | P10123 | -Pm Device Using Mfg Procedure | Rafael Baxcajay | RABAX | EMPLOYEE | 1 | 0.6 | 09/01/2024 |  | 2 | M | WCH | WCH | Humidifier, Heated | 12-050 | Humidifiers, Artificial Airway, Heated | 255300 | Fisher & Paykel Healthcare Inc | MR850 | 220323604441 |  |  | 102-35000 | WCH-Respiratory Care Services | 14 | IU | Active
WCH7787 | P10123 | -Pm Device Using Mfg Procedure | Rafael Baxcajay | RABAX | EMPLOYEE | 1 | 0.6 | 09/01/2024 |  | 2 | M | WCH | WCH | Humidifier, Heated | 12-050 | Humidifiers, Artificial Airway, Heated | 255300 | Fisher & Paykel Healthcare Inc | MR850 | 220323604523 |  |  | 102-35000 | WCH-Respiratory Care Services | 14 | IU | Active
WCH7788 | P10123 | -Pm Device Using Mfg Procedure | Rafael Baxcajay | RABAX | EMPLOYEE | 1 | 0.6 | 09/01/2024 |  | 2 | M | WCH | WCH | Humidifier, Heated | 12-050 | Humidifiers, Artificial Airway, Heated | 255300 | Fisher & Paykel Healthcare Inc | MR850 | 220323604435 |  |  | 102-35000 | WCH-Respiratory Care Services | 14 | IU | Active
WCH7789 | P10123 | -Pm Device Using Mfg Procedure | Rafael Baxcajay | RABAX | EMPLOYEE | 1 | 0.6 | 09/01/2024 |  | 2 | M | WCH | WCH | Humidifier, Heated | 12-050 | Humidifiers, Artificial Airway, Heated | 255300 | Fisher & Paykel Healthcare Inc | MR850 | 220323604491 |  |  | 102-35000 | WCH-Respiratory Care Services | 14 | IU | Active
WCH7790 | P10123 | -Pm Device Using Mfg Procedure | Rafael Baxcajay | RABAX | EMPLOYEE | 1 | 0.6 | 09/01/2024 |  | 2 | M | WCH | WCH | Humidifier, Heated | 12-050 | Humidifiers, Artificial Airway, Heated | 255300 | Fisher & Paykel Healthcare Inc | MR850 | 220323604482 |  |  | 102-35000 | WCH-Respiratory Care Services | 14 | IU | Active
WCH7791 | P10123 | -Pm Device Using Mfg Procedure | Rafael Baxcajay | RABAX | EMPLOYEE | 1 | 0.6 | 09/01/2024 |  | 2 | M | WCH | WCH | Humidifier, Heated | 12-050 | Humidifiers, Artificial Airway, Heated | 255300 | Fisher & Paykel Healthcare Inc | MR850 | 220323604409 |  |  | 102-35000 | WCH-Respiratory Care Services | 14 | IU | Active
WCH7792 | P10123 | -Pm Device Using Mfg Procedure | Rafael Baxcajay | RABAX | EMPLOYEE | 1 | 0.6 | 09/01/2024 |  | 2 | M | WCH | WCH | Humidifier, Heated | 12-050 | Humidifiers, Artificial Airway, Heated | 255300 | Fisher & Paykel Healthcare Inc | MR850 | 220323604444 |  |  | 102-35000 | WCH-Respiratory Care Services | 14 | IU | Active
WCH7793 | P10123 | -Pm Device Using Mfg Procedure | Rafael Baxcajay | RABAX | EMPLOYEE | 1 | 0.6 | 09/01/2024 |  | 2 | M | WCH | WCH | Humidifier, Heated | 12-050 | Humidifiers, Artificial Airway, Heated | 255300 | Fisher & Paykel Healthcare Inc | MR850 | 220323604464 |  |  | 102-35000 | WCH-Respiratory Care Services | 14 | IU | Active
WCH7794 | P10123 | -Pm Device Using Mfg Procedure | Rafael Baxcajay | RABAX | EMPLOYEE | 1 | 0.6 | 09/01/2024 |  | 2 | M | WCH | WCH | Humidifier, Heated | 12-050 | Humidifiers, Artificial Airway, Heated | 255300 | Fisher & Paykel Healthcare Inc | MR850 | 220323604456 |  |  | 102-35000 | WCH-Respiratory Care Services | 14 | IU | Active
WCH7796 | P10 | Portable Airway Aspirator | Holly Robinson | HOLROB | EMPLOYEE | 1 | 0.5 | 09/01/2024 | 09/12/2023 | 2 | M | WCH | WCH | Portable Suction | 27-657 | Aspirators, Airway | 105171 | Allied Healthcare Products Inc | G180 | NSNWCH7796 |  |  | 102-85160 | WCH-Sterile Processing | 12 | IU | Active
WCH7796 | PPOAIA | Portable Airway Aspirator with 3 YEAR BATTERY Replacement | Holly Robinson | HOLROB | EMPLOYEE | 3 | 1 | 09/01/2028 |  | 2 | M | WCH | WCH | Portable Suction | 27-657 | Aspirators, Airway | 105171 | Allied Healthcare Products Inc | G180 | NSNWCH7796 |  |  | 102-85160 | WCH-Sterile Processing | 12 | IU | Active
WCH7799 | P183 | Slit Lamps. | Holly Robinson | HOLROB | EMPLOYEE | 1 | 0.9 | 01/01/2025 | 12/19/2023 | 2 | M | WCH | WCH | Slit Lamp | 12-281 | Slit Lamps | 108200 | Marco Ophthalmic Inc | Ultra M2 | 2073846 |  |  | 102-23100 | WCH-Emergency Service | 16 | IU | Active
WCH7802 | P-VPM | -Vendor PM | Rafael Baxcajay | RABAX | EMPLOYEE | 1 | 0.5 | 02/01/2025 | 02/19/2024 | 2 | M | WCH | WCH | Hydraulic Hand Dynamometer | 23-808 | Dynamometers, Hand Grip | 520194 | Performance Health | Jamar | 20210512574 |  |  | 102-39200 | WCH-Rehab Services Main | 11 | IU | Active
WCH7803 | P10123 | -Pm Device Using Mfg Procedure | Rafael Baxcajay | RABAX | EMPLOYEE | 2 | 0.8 | 01/01/2026 | 01/11/2024 | 2 | M | WCH | WCH | Patient Data Module w/Display | 20-784 | Physiologic Monitor Modules, Multiparameter | 440964 | GE Healthcare Technologies | Carescape One | SNA22430227SA |  |  | 102-21221 | WCH-Endoscopy | 29 | IU | Active
WCH7804 | P10123 | -Pm Device Using Mfg Procedure | Rafael Baxcajay | RABAX | EMPLOYEE | 2 | 0.8 | 01/01/2026 | 01/12/2024 | 2 | M | WCH | WCH | Patient Data Module w/Display | 20-784 | Physiologic Monitor Modules, Multiparameter | 440964 | GE Healthcare Technologies | Carescape One | SNA22430066SA |  |  | 102-21221 | WCH-Endoscopy | 29 | IU | Active
WCH7805 | P10123 | -Pm Device Using Mfg Procedure | Rafael Baxcajay | RABAX | EMPLOYEE | 2 | 0.8 | 01/01/2026 | 01/12/2024 | 2 | M | WCH | WCH | Patient Data Module w/Display | 20-784 | Physiologic Monitor Modules, Multiparameter | 440964 | GE Healthcare Technologies | Carescape One | SNA22420246SA |  |  | 102-21221 | WCH-Endoscopy | 29 | IU | Active
WCH7806 | P10123 | -Pm Device Using Mfg Procedure | Rafael Baxcajay | RABAX | EMPLOYEE | 2 | 0.8 | 01/01/2026 | 01/12/2024 | 2 | M | WCH | WCH | Patient Data Module w/Display | 20-784 | Physiologic Monitor Modules, Multiparameter | 440964 | GE Healthcare Technologies | Carescape One | SNA22410042SA |  |  | 102-21221 | WCH-Endoscopy | 29 | IU | Active
WCH7809 | P10123 | -Pm Device Using Mfg Procedure | Tim McElrath | 11619 | EMPLOYEE | 2 | 0.8 | 05/01/2025 |  | 2 | M | WCH | WCH | Patient Data Module w/Display | 20-784 | Physiologic Monitor Modules, Multiparameter | 440964 | GE Healthcare Technologies | Carescape One | SNA223800149SA |  |  | 102-20100 | WCH-Anesthesiology | 29 | IU | Active
WCH7810 | PSAFIN | Safety Inspection | Laurence Rawski | LARAW | EMPLOYEE | 1 | 0.3 | 05/01/2025 | 05/10/2024 | 2 | M | WCH | WCH | Auto High Vacuum Foot Pump | 13-325 | Regulators, Suction | 101991 | Stryker Instruments | 0206-500-000 | 2303210183 |  |  | 102-21100 | WCH-Surgery | 18 | IU | Active
WCH7811 | PSAFIN | Safety Inspection | Laurence Rawski | LARAW | EMPLOYEE | 1 | 0.3 | 05/01/2025 | 05/10/2024 | 2 | M | WCH | WCH | Auto High Vacuum Foot Pump | 13-325 | Regulators, Suction | 101991 | Stryker Instruments | 0206-500-000 | 2303210253 |  |  | 102-21100 | WCH-Surgery | 18 | IU | Active
WCH7812 | PSAFIN | Safety Inspection | Laurence Rawski | LARAW | EMPLOYEE | 1 | 0.3 | 05/01/2025 | 05/10/2024 | 2 | M | WCH | WCH | Auto High Vacuum Foot Pump | 13-325 | Regulators, Suction | 101991 | Stryker Instruments | 0206-500-000 | 2303115593 |  |  | 102-21100 | WCH-Surgery | 18 | IU | Active
WCH7813 | PSAFIN | Safety Inspection | Laurence Rawski | LARAW | EMPLOYEE | 1 | 0.3 | 05/01/2025 | 05/06/2024 | 2 | M | WCH | WCH | Auto High Vacuum Foot Pump | 13-325 | Regulators, Suction | 101991 | Stryker Instruments | 0206-500-000 | 2303115603 |  |  | 102-21100 | WCH-Surgery | 18 | IU | Active
WCH7814 | P10123 | -Pm Device Using Mfg Procedure | Laurence Rawski | LARAW | EMPLOYEE | 1 | 0.5 | 11/01/2024 | 10/31/2023 | 2 | M | WCH | WCH | Precision Electronic Balance | 18-465 | Scales, Clinical, Precision | 179812 | A & D Medical | EJ-200 | 5A2886452 |  |  | 102-88570 | WCH-Clinical Engineering | 12 | IU | Active
WCH7815 | P10123 | -Pm Device Using Mfg Procedure | Tim McElrath | 11619 | EMPLOYEE | 1 | 0.5 | 05/01/2025 | 04/22/2024 | 2 | M | WCH | WCH | Module Housing Assy | 22-856 | Physiologic Monitor Module Housing | 440964 | GE Healthcare Technologies | 2062475-001 | SNB22320250SA |  |  | 102-20100 | WCH-Anesthesiology | 18 | IU | Active
WCH7818 | P-SAGP | -Service Agreement PM | Holly Robinson | HOLROB | EMPLOYEE | 6 | 0.5 | 11/01/2024 | 04/30/2024 | 2 | M | WCH | WCH | Sonic Irrigator Cleaner | 14-263 | Washers, Labware/Surgical Instrument, Ultrasonic | 107114 | STERIS Corp | IWPCF | 02231184220 |  |  | 102-85160 | WCH-Sterile Processing | 11 | IU | Active
WCH7819 | P178 | Scale, Infant. | Holly Robinson | HOLROB | EMPLOYEE | 1 | 0.5 | 02/01/2025 | 01/24/2024 | 2 | M | WCH | WCH | Infant Scale | 13-462 | Scales, Infant | 103689 | seca North America | 727 | 1000000110135 |  |  | 102-23100 | WCH-Emergency Service | 12 | IU | Active
WCH7821 | PBIULT | Biodex Ultrasound Tables | Laurence Rawski | LARAW | EMPLOYEE | 1 | 0.5 | 04/01/2025 | 04/02/2024 | 2 | M | WCH | WCH | ECHO Exam Table | 18-380 | Tables, Imaging, Ultrasound | 108985 | Biodex Medical Systems Inc | 058-700 | 23041397 |  |  | 102-34000 | WCH-Diagnostic Imaging | 13 | IU | Active
WCH7822 | P125 | Monitor, Cardiac Output, Thermal -Balloon Type Cat | Rafael Baxcajay | RABAX | EMPLOYEE | 1 | 0.75 | 05/01/2025 | 05/14/2024 | 2 | M | WCH | WCH | Hemodynamic Fluid Monitor | 10-613 | Cardiac Output Units | 305486 | Baxter International Inc | Starling | V512023012750 |  |  | 102-13100 | WCH-Intensive Care Unit I | 11 | IU | Active
WCH7823 | P10123 | -Pm Device Using Mfg Procedure | Holly Robinson | HOLROB | EMPLOYEE | 1 | 0.5 | 01/01/2025 | 01/03/2024 | 2 | M | WCH | WCH | Pen-Like NonContact Tonometer | 24-811 | Ophthalmic Tonometers, Noncontact | 162917 | Reichert Ophthalmic Instrument | AVIA | 72577 |  |  | 102-23100 | WCH-Emergency Service | 11 | IU | Active
WCH7824 | P10123 | -Pm Device Using Mfg Procedure | Laurence Rawski | LARAW | EMPLOYEE | 1 | 0.5 | 05/01/2025 | 05/06/2024 | 2 | M | WCH | WCH | Insufflator | 16-849 | Insufflators, Laparoscopic | 102159 | KARL STORZ Endoscopy-America I | UI500 | 0M14611 |  |  | 102-21100 | WCH-Surgery | 33 | IU | Active
WCH7824 | P--ORS | --- OR Safety Inspection --- | Laurence Rawski | LARAW | EMPLOYEE | 6 | 0.25 | 11/01/2024 | 10/25/2023 | 2 | M | WCH | WCH | Insufflator | 16-849 | Insufflators, Laparoscopic | 102159 | KARL STORZ Endoscopy-America I | UI500 | 0M14611 |  |  | 102-21100 | WCH-Surgery | 33 | IU | Active
WCH7825 | P--ORS | --- OR Safety Inspection --- | Laurence Rawski | LARAW | EMPLOYEE | 6 | 0.25 | 11/01/2024 | 05/06/2024 | 2 | M | WCH | WCH | Video Digital Capture ENDO | 20-465 | Digitizer/Recorder, Video | 102159 | KARL STORZ Endoscopy-America I | WD300 | PM36055 |  |  | 102-21100 | WCH-Surgery | 29 | IU | Active
WCH7826 | P10123 | -Pm Device Using Mfg Procedure | Laurence Rawski | LARAW | EMPLOYEE | 1 | 0.5 | 05/01/2025 | 05/07/2024 | 2 | M | WCH | WCH | Cold Light Source | 36-171 | Light Sources, Endoscope, Fiberoptic Cable | 102159 | KARL STORZ Endoscopy-America I | TL410 | 0M01161 |  |  | 102-21100 | WCH-Surgery | 26 | IU | Active
WCH7826 | P--ORS | --- OR Safety Inspection --- | Laurence Rawski | LARAW | EMPLOYEE | 6 | 0.25 | 11/01/2024 | 10/25/2023 | 2 | M | WCH | WCH | Cold Light Source | 36-171 | Light Sources, Endoscope, Fiberoptic Cable | 102159 | KARL STORZ Endoscopy-America I | TL410 | 0M01161 |  |  | 102-21100 | WCH-Surgery | 26 | IU | Active
WCH7828 | P10123 | -Pm Device Using Mfg Procedure | Laurence Rawski | LARAW | EMPLOYEE | 1 | 0.5 | 05/01/2025 | 05/07/2024 | 2 | M | WCH | WCH | Video Image Link Module | 23-435 | Video Image Processors, Format Conversion, Endo Modules | 102159 | KARL STORZ Endoscopy-America I | TC305 | 0M01161 |  |  | 102-21100 | WCH-Surgery | 29 | IU | Active
WCH7828 | P--ORS | --- OR Safety Inspection --- | Laurence Rawski | LARAW | EMPLOYEE | 6 | 0.25 | 11/01/2024 | 10/25/2023 | 2 | M | WCH | WCH | Video Image Link Module | 23-435 | Video Image Processors, Format Conversion, Endo Modules | 102159 | KARL STORZ Endoscopy-America I | TC305 | 0M01161 |  |  | 102-21100 | WCH-Surgery | 29 | IU | Active
WCH7829 | P--ORS | --- OR Safety Inspection --- | Laurence Rawski | LARAW | EMPLOYEE | 6 | 0.25 | 11/01/2024 | 10/25/2023 | 2 | M | WCH | WCH | Endo Video Camera Console CCU | 18-034 | Image Processors, Video, Endoscopy | 102159 | KARL STORZ Endoscopy-America I | TC205 | UN867033-P |  |  | 102-21100 | WCH-Surgery | 25 | IU | Active
WCH7829 | P10123 | -Pm Device Using Mfg Procedure | Laurence Rawski | LARAW | EMPLOYEE | 1 | 0.5 | 05/01/2025 | 05/07/2024 | 2 | M | WCH | WCH | Endo Video Camera Console CCU | 18-034 | Image Processors, Video, Endoscopy | 102159 | KARL STORZ Endoscopy-America I | TC205 | UN867033-P |  |  | 102-21100 | WCH-Surgery | 25 | IU | Active
WCH7830 | P--ORS | --- OR Safety Inspection --- | Laurence Rawski | LARAW | EMPLOYEE | 6 | 0.25 | 11/01/2024 | 10/25/2023 | 2 | M | WCH | WCH | 300W LED Light Source | 36-171 | Light Sources, Endoscope, Fiberoptic Cable | 102159 | KARL STORZ Endoscopy-America I | TL400 | YN869395-P |  |  | 102-21100 | WCH-Surgery | 26 | IU | Active
WCH7830 | P10123 | -Pm Device Using Mfg Procedure | Laurence Rawski | LARAW | EMPLOYEE | 1 | 0.5 | 05/01/2025 | 05/07/2024 | 2 | M | WCH | WCH | 300W LED Light Source | 36-171 | Light Sources, Endoscope, Fiberoptic Cable | 102159 | KARL STORZ Endoscopy-America I | TL400 | YN869395-P |  |  | 102-21100 | WCH-Surgery | 26 | IU | Active
WCH7831 | P--ORS | --- OR Safety Inspection --- | Laurence Rawski | LARAW | EMPLOYEE | 6 | 0.25 | 11/01/2024 | 10/25/2023 | 2 | M | WCH | WCH | Video Image Link Module | 23-435 | Video Image Processors, Format Conversion, Endo Modules | 102159 | KARL STORZ Endoscopy-America I | TC301 | RM879181-P |  |  | 102-21100 | WCH-Surgery | 29 | IU | Active
WCH7831 | P10123 | -Pm Device Using Mfg Procedure | Laurence Rawski | LARAW | EMPLOYEE | 1 | 0.5 | 05/01/2025 | 05/07/2024 | 2 | M | WCH | WCH | Video Image Link Module | 23-435 | Video Image Processors, Format Conversion, Endo Modules | 102159 | KARL STORZ Endoscopy-America I | TC301 | RM879181-P |  |  | 102-21100 | WCH-Surgery | 29 | IU | Active
WCH7832 | P--ORS | --- OR Safety Inspection --- | Laurence Rawski | LARAW | EMPLOYEE | 6 | 0.25 | 11/01/2024 | 10/25/2023 | 2 | M | WCH | WCH | Video Image Link Module | 23-435 | Video Image Processors, Format Conversion, Endo Modules | 102159 | KARL STORZ Endoscopy-America I | TC304 | RM878426-P |  |  | 102-21100 | WCH-Surgery | 29 | IU | Active
WCH7832 | P10123 | -Pm Device Using Mfg Procedure | Laurence Rawski | LARAW | EMPLOYEE | 1 | 0.5 | 05/01/2025 | 05/07/2024 | 2 | M | WCH | WCH | Video Image Link Module | 23-435 | Video Image Processors, Format Conversion, Endo Modules | 102159 | KARL STORZ Endoscopy-America I | TC304 | RM878426-P |  |  | 102-21100 | WCH-Surgery | 29 | IU | Active
WCH7833 | P--ORS | --- OR Safety Inspection --- | Laurence Rawski | LARAW | EMPLOYEE | 6 | 0.25 | 11/01/2024 | 05/07/2024 | 2 | M | WCH | WCH | Endo Video Camera Console CCU | 18-034 | Image Processors, Video, Endoscopy | 102159 | KARL STORZ Endoscopy-America I | TC201 | FM877739-P |  |  | 102-21100 | WCH-Surgery | 25 | IU | Active
WCH7834 | P--ORS | --- OR Safety Inspection --- | Laurence Rawski | LARAW | EMPLOYEE | 6 | 0.25 | 11/01/2024 | 05/07/2024 | 2 | M | WCH | WCH | 32in 4K Monitor | 34-403 | Monitors, Video, High-Definition, Medical Image, Endoscopic | 102159 | KARL STORZ Endoscopy-America I | SC-WK32-G1B07 | 22-380303 |  |  | 102-21100 | WCH-Surgery | 20 | IU | Active
WCH7836 | P10123 | -Pm Device Using Mfg Procedure | Tim McElrath | 11619 | EMPLOYEE | 1 | 0.5 | 06/01/2024 | 06/13/2023 | 3 | M | WCH | WCH | Stretcher | 19-021 | Stretchers, Mobile, Hospital, Adjustable-Height w/SCALE | 271227 | Stryker Medical | 1115 | 0025000009845 | STRET1 | Stretchers 3 | 102-23100 | WCH-Emergency Service | 13 | IU | Active
WCH7837 | P10123 | -Pm Device Using Mfg Procedure | Tim McElrath | 11619 | EMPLOYEE | 1 | 0.5 | 06/01/2024 | 06/13/2023 | 3 | M | WCH | WCH | Stretcher | 19-021 | Stretchers, Mobile, Hospital, Adjustable-Height w/SCALE | 271227 | Stryker Medical | 1115 | 0025000009844 | STRET1 | Stretchers 3 | 102-23100 | WCH-Emergency Service | 13 | IU | Active
WCH7841 | P10123 | -Pm Device Using Mfg Procedure | Tim McElrath | 11619 | EMPLOYEE | 1 | 0.5 | 03/01/2025 | 04/02/2024 | 2 | M | WCH | WCH | Precision Balance 500,200,100g | 18-465 | Scales, Clinical, Precision | 457035 | Benchmark Scientific Inc | W3200-500 | 5005359 |  |  | 102-31000 | WCH-Laboratory Services | 12 | IU | Active
WCH7842 | PMIOS5 | Mizuho OSI 5 Year Battery Replacement and Annual PM. | Laurence Rawski | LARAW | EMPLOYEE | 5 | 2 | 02/01/2028 |  | 2 | M | WCH | WCH | Modular MTS Trauma Top Ortho | 34-393 | Tables, Operating, Orthopedic | 454262 | Mizuho OSI | 5803/5855 | 10916 |  |  | 102-21100 | WCH-Surgery | 14 | IU | Active
WCH7842 | PMIOSA | Mizuho OSI Annual PM using Manufacturers PM Checklist. | Laurence Rawski | LARAW | EMPLOYEE | 1 | 2 | 02/01/2025 | 02/05/2024 | 2 | M | WCH | WCH | Modular MTS Trauma Top Ortho | 34-393 | Tables, Operating, Orthopedic | 454262 | Mizuho OSI | 5803/5855 | 10916 |  |  | 102-21100 | WCH-Surgery | 14 | IU | Active
WCH7842 | P--ORS | --- OR Safety Inspection --- | Laurence Rawski | LARAW | EMPLOYEE | 6 | 0.25 | 11/01/2024 | 05/07/2024 | 2 | M | WCH | WCH | Modular MTS Trauma Top Ortho | 34-393 | Tables, Operating, Orthopedic | 454262 | Mizuho OSI | 5803/5855 | 10916 |  |  | 102-21100 | WCH-Surgery | 14 | IU | Active
WCH7844 | P10 | Portable Airway Aspirator | Holly Robinson | HOLROB | EMPLOYEE | 1 | 0.6 | 09/01/2024 | 09/08/2023 | 2 | M | WCH | WCH | Portable Suction | 27-657 | Aspirators, Airway | 105171 | Allied Healthcare Products Inc | G180 | NSNWCH7844 |  |  | 102-85160 | WCH-Sterile Processing | 12 | IU | Active
WCH7844 | PPOAIA | Portable Airway Aspirator with 3 YEAR BATTERY Replacement | Holly Robinson | HOLROB | EMPLOYEE | 3 | 1.2 | 09/01/2026 |  | 2 | M | WCH | WCH | Portable Suction | 27-657 | Aspirators, Airway | 105171 | Allied Healthcare Products Inc | G180 | NSNWCH7844 |  |  | 102-85160 | WCH-Sterile Processing | 12 | IU | Active
WCH7846 | PANCAE | Annual Care E Vac 3 PM | Rafael Baxcajay | RABAX | EMPLOYEE | 1 | 1 | 09/01/2024 |  | 2 | M | WCH | WCH | Portable Suction | 27-657 | Aspirators, Airway | 452041 | Ohio Medical Corp | 758000 | CEV3C00401 |  |  | 102-85160 | WCH-Sterile Processing | 12 | IU | Active
WCH7846 | P3YEB1 | 3 Year Battery Replacement and Annual Care E Vac 3 PM | Rafael Baxcajay | RABAX | EMPLOYEE | 3 | 1.2 | 09/01/2026 |  | 2 | M | WCH | WCH | Portable Suction | 27-657 | Aspirators, Airway | 452041 | Ohio Medical Corp | 758000 | CEV3C00401 |  |  | 102-85160 | WCH-Sterile Processing | 12 | IU | Active
WCH7847 | PPOAIA | Portable Airway Aspirator with 3 YEAR BATTERY Replacement | Holly Robinson | HOLROB | EMPLOYEE | 3 | 1.2 | 09/01/2026 |  | 2 | M | WCH | WCH | Portable Suction | 27-657 | Aspirators, Airway | 105171 | Allied Healthcare Products Inc | G180 | NSNWCH7847 |  |  | 102-85160 | WCH-Sterile Processing | 12 | IU | Active
WCH7847 | P10 | Portable Airway Aspirator | Holly Robinson | HOLROB | EMPLOYEE | 1 | 0.6 | 09/01/2024 | 09/12/2023 | 2 | M | WCH | WCH | Portable Suction | 27-657 | Aspirators, Airway | 105171 | Allied Healthcare Products Inc | G180 | NSNWCH7847 |  |  | 102-85160 | WCH-Sterile Processing | 12 | IU | Active
WCH7848 | PPOAIA | Portable Airway Aspirator with 3 YEAR BATTERY Replacement | Holly Robinson | HOLROB | EMPLOYEE | 3 | 1.2 | 09/01/2026 |  | 2 | M | WCH | WCH | Portable Suction | 27-657 | Aspirators, Airway | 105171 | Allied Healthcare Products Inc | G180 | NSNWCH7848 |  |  | 102-85160 | WCH-Sterile Processing | 12 | IU | Active
WCH7848 | P10 | Portable Airway Aspirator | Holly Robinson | HOLROB | EMPLOYEE | 1 | 0.6 | 09/01/2024 | 09/12/2023 | 2 | M | WCH | WCH | Portable Suction | 27-657 | Aspirators, Airway | 105171 | Allied Healthcare Products Inc | G180 | NSNWCH7848 |  |  | 102-85160 | WCH-Sterile Processing | 12 | IU | Active
WCH7849 | P10 | Portable Airway Aspirator | Holly Robinson | HOLROB | EMPLOYEE | 1 | 0.6 | 09/01/2024 | 09/12/2023 | 2 | M | WCH | WCH | Portable Suction | 27-657 | Aspirators, Airway | 105171 | Allied Healthcare Products Inc | G180 | NSNWCH7849 |  |  | 102-85160 | WCH-Sterile Processing | 12 | IU | Active
WCH7849 | PPOAIA | Portable Airway Aspirator with 3 YEAR BATTERY Replacement | Holly Robinson | HOLROB | EMPLOYEE | 3 | 1.2 | 09/01/2026 |  | 2 | M | WCH | WCH | Portable Suction | 27-657 | Aspirators, Airway | 105171 | Allied Healthcare Products Inc | G180 | NSNWCH7849 |  |  | 102-85160 | WCH-Sterile Processing | 12 | IU | Active
WCH7850 | P-VPM | -Vendor PM | Laurence Rawski | LARAW | EMPLOYEE | 1 | 0.5 | 11/01/2024 | 10/24/2023 | 2 | M | WCH | WCH | 0-1000 Digital Pressure Guage | CC-040 | Test Equipment | 451564 | Ashcroft Inc | 302074SD02L.MNB1000 | 207250003 |  |  | 102-88570 | WCH-Clinical Engineering | 13 | IU | Active
WCH7851 | P10123 | -Pm Device Using Mfg Procedure | Laurence Rawski | LARAW | EMPLOYEE | 1 | 1 | 08/01/2024 | 08/02/2023 | 2 | M | WCH | WCH | Single Glass Warming Cabinet | 10-414 | Warmers, Blanket | 107114 | STERIS Corp | DJ060124131 | 430122010 | BLAWAR | BLANKET WARMER | 102-21100 | WCH-Surgery | 26 | IU | Active
WCH7852 | P10123 | -Pm Device Using Mfg Procedure | Laurence Rawski | LARAW | EMPLOYEE | 1 | 1 | 08/01/2024 | 08/04/2023 | 2 | M | WCH | WCH | Single Glass Warming Cabinet | 10-414 | Warmers, Blanket | 107114 | STERIS Corp | DJ060124131 | 430122041 | BLAWAR | BLANKET WARMER | 102-33700 | WCH-MRI | 13 | IU | Active
WCH7854 | P-VPM | -Vendor PM | Laurence Rawski | LARAW | EMPLOYEE | 1 | 0.5 | 11/01/2024 | 10/23/2023 | 2 | M | WCH | WCH | 50 lb Calibrated Weight | CC-040 | Test Equipment | 171595 | Rice Lake Weighing Systems | 12839 | NSNWCH7854 |  |  | 102-88570 | WCH-Clinical Engineering | 13 | IU | Active
WCH7855 | P10123 | -Pm Device Using Mfg Procedure | Laurence Rawski | LARAW | EMPLOYEE | 1 | 0.5 | 08/01/2024 |  | 2 | M | WCH | WCH | Mobile C-Arm | 11-758 | Radiographic/Fluoroscopic Units, Mobile (C-ARM) | 453503 | GE Healthcare Surgery | 9900 ELITE | FAXXTE00832 |  |  | 102-21100 | WCH-Surgery | 32 | IU | Active
WCH7855 | P--ORS | --- OR Safety Inspection --- | Laurence Rawski | LARAW | EMPLOYEE | 6 | 0.25 | 08/01/2024 | 01/26/2024 | 2 | M | WCH | WCH | Mobile C-Arm | 11-758 | Radiographic/Fluoroscopic Units, Mobile (C-ARM) | 453503 | GE Healthcare Surgery | 9900 ELITE | FAXXTE00832 |  |  | 102-21100 | WCH-Surgery | 32 | IU | Active
WCH7856 | PMOPHM | Monitors, Physiologic, Multipurpose | Laurence Rawski | LARAW | EMPLOYEE | 1 | 0.5 | 02/01/2025 | 01/29/2024 | 2 | M | WCH | WCH | Bedside Physiologic Monitor | 20-171 | Monitors, Physiologic, Multipurpose, Bedside, Modular | 440964 | GE Healthcare Technologies | B450 V3 | SNT23223034SA |  |  | 102-30695 | WCH-Interventional Services | 29 | IU | Active
WCH7857 | PMOPHM | Monitors, Physiologic, Multipurpose | Laurence Rawski | LARAW | EMPLOYEE | 1 | 0.5 | 02/01/2025 | 01/29/2024 | 2 | M | WCH | WCH | Bedside Physiologic Monitor | 20-171 | Monitors, Physiologic, Multipurpose, Bedside, Modular | 440964 | GE Healthcare Technologies | B450 V3 | SNT23223032SA |  |  | 102-30695 | WCH-Interventional Services | 29 | IU | Active
WCH7858 | P10123 | -Pm Device Using Mfg Procedure | Laurence Rawski | LARAW | EMPLOYEE | 2 | 0.8 | 02/01/2025 |  | 2 | M | WCH | WCH | Patient Data Module w/Display | 20-784 | Physiologic Monitor Modules, Multiparameter | 440964 | GE Healthcare Technologies | Carescape One | SNA23210036SA |  |  | 102-30695 | WCH-Interventional Services | 29 | IU | Active
WCH7859 | P10123 | -Pm Device Using Mfg Procedure | Laurence Rawski | LARAW | EMPLOYEE | 2 | 0.8 | 02/01/2025 |  | 2 | M | WCH | WCH | Patient Data Module w/Display | 20-784 | Physiologic Monitor Modules, Multiparameter | 440964 | GE Healthcare Technologies | Carescape One | SNA23210032SA |  |  | 102-30695 | WCH-Interventional Services | 29 | IU | Active
WCH7861 | P--ORS | --- OR Safety Inspection --- | Laurence Rawski | LARAW | EMPLOYEE | 6 | 0.25 | 08/01/2024 | 01/26/2024 | 2 | M | WCH | WCH | Mobile C-Arm | 11-758 | Radiographic/Fluoroscopic Units, Mobile (C-ARM) | 453503 | GE Healthcare Surgery | 9900 ELITE | FAXXTE00833 |  |  | 102-21100 | WCH-Surgery | 32 | IU | Active
WCH7861 | P10123 | -Pm Device Using Mfg Procedure | Laurence Rawski | LARAW | EMPLOYEE | 1 | 0.5 | 08/01/2024 |  | 2 | M | WCH | WCH | Mobile C-Arm | 11-758 | Radiographic/Fluoroscopic Units, Mobile (C-ARM) | 453503 | GE Healthcare Surgery | 9900 ELITE | FAXXTE00833 |  |  | 102-21100 | WCH-Surgery | 32 | IU | Active
WCH7865 | PMOPHV | Monitors, Physiologic, Vital Signs | Laurence Rawski | LARAW | EMPLOYEE | 1 | 0.7 | 08/01/2024 |  | 2 | M | WCH | WCH | Vital Signs Monitor | 25-209 | Monitors, Physiologic, Vital Signs | 440964 | GE Healthcare Technologies | 2034803-002 | SDT10460167SA |  |  | 2630-51216 | WCH-BH Northside Adult Mental Health | 15 | IU | Active
WCH7866 | PMOPHV | Monitors, Physiologic, Vital Signs | Laurence Rawski | LARAW | EMPLOYEE | 1 | 0.7 | 08/01/2024 |  | 2 | M | WCH | WCH | Vital Signs Monitor | 25-209 | Monitors, Physiologic, Vital Signs | 440964 | GE Healthcare Technologies | 2034803-003 | SDT10430332SA |  |  | 2630-51216 | WCH-BH Northside Adult Mental Health | 15 | IU | Active
WCH7867 | PMOPHV | Monitors, Physiologic, Vital Signs | Laurence Rawski | LARAW | EMPLOYEE | 1 | 0.7 | 08/01/2024 |  | 2 | M | WCH | WCH | Vital Signs Monitor | 25-209 | Monitors, Physiologic, Vital Signs | 440964 | GE Healthcare Technologies | 2034803-002 | SDT10470262SA |  |  | 2630-51216 | WCH-BH Northside Adult Mental Health | 15 | IU | Active
WCH7868 | PMOPHV | Monitors, Physiologic, Vital Signs | Laurence Rawski | LARAW | EMPLOYEE | 1 | 0.7 | 08/01/2024 |  | 2 | M | WCH | WCH | Vital Signs Monitor | 25-209 | Monitors, Physiologic, Vital Signs | 440964 | GE Healthcare Technologies | 2034803-002 | SH611070041SA |  |  | 2630-51216 | WCH-BH Northside Adult Mental Health | 15 | IU | Active
WCH7869 | P-VPM | -Vendor PM | Laurence Rawski | LARAW | EMPLOYEE | 1 | 0.5 | 11/01/2024 | 10/20/2023 | 2 | M | WCH | WCH | Resistance Decade Box | CC-040 | Test Equipment | 103182 | Extech Instruments Corp | 380400 | H467988 |  |  | 102-88570 | WCH-Clinical Engineering | 13 | IU | Active
WCH7874 | P--ORS | --- OR Safety Inspection --- | Laurence Rawski | LARAW | EMPLOYEE | 6 | 0.25 | 08/01/2024 | 01/31/2024 | 2 | M | WCH | WCH | Nerve Fiber RF Generator | 18-803 | Radiofrequency Therapy Systems, Tissue Ablation, Nerve Fiber | 535042 | Avanos Medical Inc | CRG-Advanced | STZ23167-003 |  |  | 102-30695 | WCH-Interventional Services | 32 | IU | Active
WCH7875 | P-VPM | -Vendor PM | Laurence Rawski | LARAW | EMPLOYEE | 1 | 0.5 | 11/01/2024 | 11/16/2023 | 2 | M | WCH | WCH | Spectrum Analyzer for Tele GE | 16-770 | Spectrum Analyzers | A10025 | Anritsu | MS2711E | 2332049 |  |  | 102-88570 | WCH-Clinical Engineering | 14 | IU | Active
WCH7877 | P-VPM | -Vendor PM | Laurence Rawski | LARAW | EMPLOYEE | 1 | 0.5 | 11/01/2024 | 10/23/2023 | 2 | M | WCH | WCH | 50 lb Calibrated Weight | CC-040 | Test Equipment | 171595 | Rice Lake Weighing Systems | 12839 | NSNWCH5997 |  |  | 102-88570 | WCH-Clinical Engineering | 13 | IU | Active
WCH7878 | P69 | Electrosurgical Unit, General Purpose -Esu-. | Laurence Rawski | LARAW | EMPLOYEE | 1 | 1 | 05/01/2025 | 05/07/2024 | 2 | M | WCH | WCH | HF ESU Generator | 18-231 | Electrosurgical Units, Monopolar/Bipolar | 102159 | KARL STORZ Endoscopy-America I | UH400U | 40107412 |  |  | 102-21100 | WCH-Surgery | 33 | IU | Active
WCH7878 | P--ORS | --- OR Safety Inspection --- | Laurence Rawski | LARAW | EMPLOYEE | 6 | 0.25 | 11/01/2024 | 10/30/2023 | 2 | M | WCH | WCH | HF ESU Generator | 18-231 | Electrosurgical Units, Monopolar/Bipolar | 102159 | KARL STORZ Endoscopy-America I | UH400U | 40107412 |  |  | 102-21100 | WCH-Surgery | 33 | IU | Active
WCH7879 | P-VPM | -Vendor PM | Laurence Rawski | LARAW | EMPLOYEE | 1 | 0.5 | 11/01/2024 |  | 2 | M | WCH | WCH | Digital Vacuum Meter | CC-040 | Test Equipment | 106490 | Precision Medical Inc | PM760 | 00000886 |  |  | 102-88570 | WCH-Clinical Engineering | 13 | IU | Active
WCH7880 | P166 | Pump, Infusion, Syringe. | Brendan Welch | 53714 | EMPLOYEE | 1 | 0.75 | 08/01/2024 |  | 6 | M | WCH | WCH | Syringe Pump | 13-217 | Infusion Pumps, Multitherapy, Syringe | 455334 | Smiths Medical ASD Inc | 3500 | M-1497 |  |  | 102-21100 | WCH-Surgery | 33 | IU | Active
WCH7883 | PJRPMD | PM Device Using Mfg Procedure (Non AEM) | Laurence Rawski | LARAW | EMPLOYEE | 6 | 4 | 10/01/2024 | 03/28/2024 | 2 | M | WCH | WCH | Mini C-Arm | 18-435 | Radiographic/Fluoroscopic Units, Mobile, Extremity | 453503 | GE Healthcare Surgery | Elite MiniView | BB5SE2300150HL |  |  | 102-21100 | WCH-Surgery | 32 | IU | Active
WCH7885 | P75 | Flowmeter, Blood, Ultrasonic | Laurence Rawski | LARAW | EMPLOYEE | 1 | 0.75 | 05/01/2025 | 05/10/2024 | 2 | M | WCH | WCH | Surgery Blood Flow Detector | 10-432 | Flowmeters, Blood, Ultrasonic | 106311 | Koven Technology Inc | HD-307 | 2050019 |  |  | 102-21100 | WCH-Surgery | 30 | IU | Active
WCH7886 | P--ORS | --- OR Safety Inspection --- | Laurence Rawski | LARAW | EMPLOYEE | 6 | 0.25 | 06/01/2024 | 12/15/2023 | 2 | M | WCH | WCH | ESU Monopolar/Bipolar | 18-231 | Electrosurgical Units, Monopolar/Bipolar | 377602 | Intuitive Surgical Inc | E-100 | P123090052 |  |  | 102-21100 | WCH-Surgery | 33 | IU | Active
WCH7886 | P-SAGP | -Service Agreement PM | Laurence Rawski | LARAW | EMPLOYEE | 1 | 0.5 | 06/01/2024 |  | 2 | M | WCH | WCH | ESU Monopolar/Bipolar | 18-231 | Electrosurgical Units, Monopolar/Bipolar | 377602 | Intuitive Surgical Inc | E-100 | P123090052 |  |  | 102-21100 | WCH-Surgery | 33 | IU | Active
WCH7887 | P10123 | -Pm Device Using Mfg Procedure | Laurence Rawski | LARAW | EMPLOYEE | 1 | 0.5 | 10/01/2024 |  | 2 | M | WCH | WCH | Othopedic Sugical Table | 34-393 | Tables, Operating, Orthopedic | 441254 | TRUMPF Medical Systems Inc | A-71100-US | 123360000886 |  |  | 102-21100 | WCH-Surgery | 14 | IU | Active
WCH7887 | P--ORS | --- OR Safety Inspection --- | Laurence Rawski | LARAW | EMPLOYEE | 6 | 0.25 | 10/01/2024 | 04/01/2024 | 2 | M | WCH | WCH | Othopedic Sugical Table | 34-393 | Tables, Operating, Orthopedic | 441254 | TRUMPF Medical Systems Inc | A-71100-US | 123360000886 |  |  | 102-21100 | WCH-Surgery | 14 | IU | Active
WCH7888 | PHOCH | Hour Check | Rafael Baxcajay | RABAX | EMPLOYEE | 99999 | 0.1 | 10/20/2023 |  | 1 | M | WCH | WCH | ICU Ventilator | 17-429 | Ventilators, Intensive Care | 456817 | MAQUET Medical Systems USA | SERVO-Air NIV/INV | 30206 |  |  | 102-35000 | WCH-Respiratory Care Services | 40 | LS | High Risk
WCH7888 | P223 | Ventilator, Continuous | Rafael Baxcajay | RABAX | EMPLOYEE | 1 | 1.5 | 09/01/2024 | 03/28/2024 | 1 | M | WCH | WCH | ICU Ventilator | 17-429 | Ventilators, Intensive Care | 456817 | MAQUET Medical Systems USA | SERVO-Air NIV/INV | 30206 |  |  | 102-35000 | WCH-Respiratory Care Services | 40 | LS | High Risk
WCH7889 | P223 | Ventilator, Continuous | Rafael Baxcajay | RABAX | EMPLOYEE | 1 | 1.5 | 09/01/2024 | 03/28/2024 | 1 | M | WCH | WCH | ICU Ventilator | 17-429 | Ventilators, Intensive Care | 456817 | MAQUET Medical Systems USA | SERVO-Air NIV/INV | 30210 |  |  | 102-35000 | WCH-Respiratory Care Services | 40 | LS | High Risk
WCH7889 | PHOCH | Hour Check | Rafael Baxcajay | RABAX | EMPLOYEE | 99999 | 0.1 | 10/20/2023 |  | 1 | M | WCH | WCH | ICU Ventilator | 17-429 | Ventilators, Intensive Care | 456817 | MAQUET Medical Systems USA | SERVO-Air NIV/INV | 30210 |  |  | 102-35000 | WCH-Respiratory Care Services | 40 | LS | High Risk
WCH7890 | PHOCH | Hour Check | Rafael Baxcajay | RABAX | EMPLOYEE | 99999 | 0.1 | 10/20/2023 |  | 1 | M | WCH | WCH | ICU Ventilator | 17-429 | Ventilators, Intensive Care | 456817 | MAQUET Medical Systems USA | SERVO-Air NIV/INV | 30211 |  |  | 102-35000 | WCH-Respiratory Care Services | 40 | LS | High Risk
WCH7890 | P223 | Ventilator, Continuous | Rafael Baxcajay | RABAX | EMPLOYEE | 1 | 1.5 | 09/01/2024 | 03/28/2024 | 1 | M | WCH | WCH | ICU Ventilator | 17-429 | Ventilators, Intensive Care | 456817 | MAQUET Medical Systems USA | SERVO-Air NIV/INV | 30211 |  |  | 102-35000 | WCH-Respiratory Care Services | 40 | LS | High Risk
WCH7891 | P223 | Ventilator, Continuous | Rafael Baxcajay | RABAX | EMPLOYEE | 1 | 1.5 | 09/01/2024 | 03/28/2024 | 1 | M | WCH | WCH | ICU Ventilator | 17-429 | Ventilators, Intensive Care | 456817 | MAQUET Medical Systems USA | SERVO-Air NIV/INV | 30207 |  |  | 102-35000 | WCH-Respiratory Care Services | 40 | LS | High Risk
WCH7891 | PHOCH | Hour Check | Rafael Baxcajay | RABAX | EMPLOYEE | 99999 | 0.1 | 10/20/2023 |  | 1 | M | WCH | WCH | ICU Ventilator | 17-429 | Ventilators, Intensive Care | 456817 | MAQUET Medical Systems USA | SERVO-Air NIV/INV | 30207 |  |  | 102-35000 | WCH-Respiratory Care Services | 40 | LS | High Risk
WCH7892 | PHOCH | Hour Check | Rafael Baxcajay | RABAX | EMPLOYEE | 99999 | 0.1 | 10/20/2023 |  | 1 | M | WCH | WCH | ICU Ventilator | 17-429 | Ventilators, Intensive Care | 456817 | MAQUET Medical Systems USA | SERVO-Air NIV/INV | 30130 |  |  | 102-35000 | WCH-Respiratory Care Services | 40 | LS | High Risk
WCH7892 | P223 | Ventilator, Continuous | Rafael Baxcajay | RABAX | EMPLOYEE | 1 | 1.5 | 09/01/2024 | 03/28/2024 | 1 | M | WCH | WCH | ICU Ventilator | 17-429 | Ventilators, Intensive Care | 456817 | MAQUET Medical Systems USA | SERVO-Air NIV/INV | 30130 |  |  | 102-35000 | WCH-Respiratory Care Services | 40 | LS | High Risk
WCH7893 | P223 | Ventilator, Continuous | Rafael Baxcajay | RABAX | EMPLOYEE | 1 | 1.5 | 09/01/2024 | 03/28/2024 | 1 | M | WCH | WCH | ICU Ventilator | 17-429 | Ventilators, Intensive Care | 456817 | MAQUET Medical Systems USA | SERVO-Air NIV/INV | 30243 |  |  | 102-35000 | WCH-Respiratory Care Services | 40 | LS | High Risk
WCH7893 | PHOCH | Hour Check | Rafael Baxcajay | RABAX | EMPLOYEE | 99999 | 0.1 | 10/20/2023 |  | 1 | M | WCH | WCH | ICU Ventilator | 17-429 | Ventilators, Intensive Care | 456817 | MAQUET Medical Systems USA | SERVO-Air NIV/INV | 30243 |  |  | 102-35000 | WCH-Respiratory Care Services | 40 | LS | High Risk
WCH7894 | PHOCH | Hour Check | Rafael Baxcajay | RABAX | EMPLOYEE | 99999 | 0.1 | 10/20/2023 |  | 1 | M | WCH | WCH | ICU Ventilator | 17-429 | Ventilators, Intensive Care | 456817 | MAQUET Medical Systems USA | SERVO-Air NIV/INV | 30208 |  |  | 102-35000 | WCH-Respiratory Care Services | 40 | LS | High Risk
WCH7894 | P223 | Ventilator, Continuous | Rafael Baxcajay | RABAX | EMPLOYEE | 1 | 1.5 | 09/01/2024 | 03/28/2024 | 1 | M | WCH | WCH | ICU Ventilator | 17-429 | Ventilators, Intensive Care | 456817 | MAQUET Medical Systems USA | SERVO-Air NIV/INV | 30208 |  |  | 102-35000 | WCH-Respiratory Care Services | 40 | LS | High Risk
WCH7895 | P223 | Ventilator, Continuous | Rafael Baxcajay | RABAX | EMPLOYEE | 1 | 1.5 | 09/01/2024 | 03/28/2024 | 1 | M | WCH | WCH | ICU Ventilator | 17-429 | Ventilators, Intensive Care | 456817 | MAQUET Medical Systems USA | SERVO-Air NIV/INV | 30209 |  |  | 102-35000 | WCH-Respiratory Care Services | 40 | LS | High Risk
WCH7895 | PHOCH | Hour Check | Rafael Baxcajay | RABAX | EMPLOYEE | 99999 | 0.1 | 10/20/2023 |  | 1 | M | WCH | WCH | ICU Ventilator | 17-429 | Ventilators, Intensive Care | 456817 | MAQUET Medical Systems USA | SERVO-Air NIV/INV | 30209 |  |  | 102-35000 | WCH-Respiratory Care Services | 40 | LS | High Risk
WCH7896 | P-VPM | -Vendor PM | Laurence Rawski | LARAW | EMPLOYEE | 1 | 0.5 | 11/01/2024 |  | 2 | M | WCH | WCH | 50 lb Calibrated Weight | CC-040 | Test Equipment | 171595 | Rice Lake Weighing Systems | 12839 | NSNWCH7896 |  |  | 102-88570 | WCH-Clinical Engineering | 13 | IU | Active
WCH7899 | P10123 | -Pm Device Using Mfg Procedure | Brendan Welch | 53714 | EMPLOYEE | 1 | 0.7 | 08/01/2024 |  | 6 | M | WCH | WCH | Syringe Pump | 13-217 | Infusion Pumps, Multitherapy, Syringe | 455334 | Smiths Medical ASD Inc | 3500 | M18561 | 85100G | SJH-Central Supply Medex 3500 | 102-20100 | WCH-Anesthesiology | 19 | IU | Active
WCH7900 | P166 | Pump, Infusion, Syringe. | Brendan Welch | 53714 | EMPLOYEE | 1 | 0.7 | 08/01/2024 |  | 6 | M | WCH | WCH | Syringe Pump | 13-217 | Infusion Pumps, Multitherapy, Syringe | 455334 | Smiths Medical ASD Inc | 3500 | M21264 | 85100G | SJH-Central Supply Medex 3500 | 102-20100 | WCH-Anesthesiology | 33 | IU | Active
WCH7901 | P166 | Pump, Infusion, Syringe. | Brendan Welch | 53714 | EMPLOYEE | 1 | 0.7 | 08/01/2024 |  | 6 | M | WCH | WCH | Syringe Pump | 13-217 | Infusion Pumps, Multitherapy, Syringe | 455334 | Smiths Medical ASD Inc | 3500 | M17087 | 85100G | SJH-Central Supply Medex 3500 | 102-20100 | WCH-Anesthesiology | 33 | IU | Active
WCH7902 | P166 | Pump, Infusion, Syringe. | Brendan Welch | 53714 | EMPLOYEE | 1 | 0.7 | 08/01/2024 |  | 6 | M | WCH | WCH | Syringe Pump | 13-217 | Infusion Pumps, Multitherapy, Syringe | 455334 | Smiths Medical ASD Inc | 3500 | M10840 | 85100G | SJH-Central Supply Medex 3500 | 102-20100 | WCH-Anesthesiology | 33 | IU | Active
WCH7903 | PANH1F | Annual H-1200 Fast Flow Fluid Warmer PM. | Holly Robinson | HOLROB | EMPLOYEE | 1 | 2 | 01/01/2025 | 01/05/2024 | 2 | M | WCH | WCH | Fast Flow Fluid Warmer | 17-907 | Infusion Pumps, Blood/Solution Warming | 455334 | Smiths Medical ASD Inc | H-1200 | 33003576 |  |  | 102-23100 | WCH-Emergency Service | 20 | IU | Active
WCH7903 | PQUH1F | Quarterly H-1200 Fast Flow Fluid Warmer PM. | Holly Robinson | HOLROB | EMPLOYEE | 3 | 0.5 | 07/01/2024 | 04/08/2024 | 1 | M | WCH | WCH | Fast Flow Fluid Warmer | 17-907 | Infusion Pumps, Blood/Solution Warming | 455334 | Smiths Medical ASD Inc | H-1200 | 33003576 |  |  | 102-23100 | WCH-Emergency Service | 20 | IU | Active
WCH7904 | P--ORS | --- OR Safety Inspection --- | Tim McElrath | 11619 | EMPLOYEE | 6 | 0.25 | 11/01/2024 | 04/22/2024 | 2 | M | WCH | WCH | Video Monitor Display | 16-603 | Monitors, Video | 440964 | GE Healthcare Technologies | D19KT | DTT51016813 |  |  | 102-20100 | WCH-Anesthesiology | 18 | IU | Active
WCH7905 | P--ORS | --- OR Safety Inspection --- | Rafael Baxcajay | RABAX | EMPLOYEE | 6 | 0.25 | 07/01/2024 |  | 2 | M | WCH | WCH | Argon Plasma Coag Module | 17-738 | Gas Delivery Units, Argon-Enhanced Coagulation | 108422 | ERBE USA Inc | APC3 | 11542961 |  |  | 102-21221 | WCH-Endoscopy | 26 | IU | Active
WCH7905 | P10123 | -Pm Device Using Mfg Procedure | Rafael Baxcajay | RABAX | EMPLOYEE | 1 | 0.5 | 01/01/2025 |  | 2 | M | WCH | WCH | Argon Plasma Coag Module | 17-738 | Gas Delivery Units, Argon-Enhanced Coagulation | 108422 | ERBE USA Inc | APC3 | 11542961 |  |  | 102-21221 | WCH-Endoscopy | 26 | IU | Active
WCH7906 | P204 | Suction Apparatus, Ward Use, Portable, Ac-Powered. | Laurence Rawski | LARAW | EMPLOYEE | 1 | 0.6 | 11/01/2024 |  | 2 | M | WCH | WCH | Tumescent Liposuction Tower | 17-103 | Aspirators, Surgical, Liposuction | 101079 | MicroAire Surgical Instruments | ASP-1021 | 24013319 |  |  | 102-21100 | WCH-Surgery | 33 | IU | Active
WCH7907 | P--ORS | --- OR Safety Inspection --- | Laurence Rawski | LARAW | EMPLOYEE | 6 | 0.25 | 11/01/2024 | 05/07/2024 | 2 | M | WCH | WCH | Instru. Driver w/Handpiece | 23-545 | Power Systems, Electromechanical, Surgery | 101079 | MicroAire Surgical Instruments | 5020 | 07221435 |  |  | 102-21100 | WCH-Surgery | 32 | IU | Active
WCH7908 | PDOANP | Diagnostic Medical Display Annual PM | Laurence Rawski | LARAW | EMPLOYEE | 1 | 0.7 | 02/01/2025 |  | 2 | M | WCH | WCH | 3MP Color Med Display | 29-768 | Monitors, Video, High-Definition, Medical Image, Double-Head | 392478 | Barco Inc | MDNC-3421 | 2590346481 |  |  | 102-34000 | WCH-Diagnostic Imaging | 17 | IU | Active
WCH7909 | PDOANP | Diagnostic Medical Display Annual PM | Laurence Rawski | LARAW | EMPLOYEE | 1 | 0.7 | 02/01/2025 |  | 2 | M | WCH | WCH | 3MP Color Med Display | 29-768 | Monitors, Video, High-Definition, Medical Image, Double-Head | 392478 | Barco Inc | MDNC-3421 | 2590346479 |  |  | 102-34000 | WCH-Diagnostic Imaging | 17 | IU | Active
WCH7910 | PDOANP | Diagnostic Medical Display Annual PM | Laurence Rawski | LARAW | EMPLOYEE | 1 | 0.7 | 02/01/2025 |  | 2 | M | WCH | WCH | 3MP Color Med Display | 29-768 | Monitors, Video, High-Definition, Medical Image, Double-Head | 392478 | Barco Inc | MDNC-3421 | 2590345297 |  |  | 102-34000 | WCH-Diagnostic Imaging | 17 | IU | Active
WCH7911 | PDOANP | Diagnostic Medical Display Annual PM | Laurence Rawski | LARAW | EMPLOYEE | 1 | 0.7 | 02/01/2025 |  | 2 | M | WCH | WCH | 3MP Color Med Display | 29-768 | Monitors, Video, High-Definition, Medical Image, Double-Head | 392478 | Barco Inc | MDNC-3421 | 2590345298 |  |  | 102-34000 | WCH-Diagnostic Imaging | 17 | IU | Active
WCH7912 | PAED | AED | Laurence Rawski | LARAW | EMPLOYEE | 1 | 0.6 | 08/01/2024 |  | 1 | M | WCH | WCH | AED Defibrillator | 17-116 | Defibrillators, External, Automated | 451247 | Cardiac Science Corp | 9390A-501 | 6008063 |  |  | 2630-51216 | WCH-BH Northside Adult Mental Health | 40 | LS | High Risk
WCH7913 | PAED | AED | Laurence Rawski | LARAW | EMPLOYEE | 1 | 0.6 | 08/01/2024 |  | 1 | M | WCH | WCH | AED Defibrillator | 17-116 | Defibrillators, External, Automated | 451247 | Cardiac Science Corp | 9390A-501 | 5113013 |  |  | 2630-51216 | WCH-BH Northside Adult Mental Health | 40 | LS | High Risk
WCH7914 | P104 | Light, Surgical, Ceiling Mounted. | Laurence Rawski | LARAW | EMPLOYEE | 6 | 0.6 | 08/01/2024 |  | 2 | M | WCH | WCH | LED Surgical Light | 12-282 | Lights, Surgical | 452594 | Stryker Communications | F628 | 3348220 |  |  | 102-30695 | WCH-Interventional Services | 25 | IU | Active
WCH7918 | P210 | Table, Examination-Treatment. | Laurence Rawski | LARAW | EMPLOYEE | 1 | 0.5 | 08/01/2024 |  | 2 | M | WCH | WCH | Adjustable Electric Exam Table | 18-374 | Tables, Examination/Treatment, Adjustable, Electric | 103304 | Midmark Corp | 222 | BT1856 |  |  | 2630-51216 | WCH-BH Northside Adult Mental Health | 13 | IU | Active
WCH7923 | P179 | Scale, Patient. | Laurence Rawski | LARAW | EMPLOYEE | 1 | 0.5 | 08/01/2024 |  | 2 | M | WCH | WCH | Physician Scale, 660lb | 18-458 | Scales, Patient, Platform, Electronic | 455544 | Brecknell USA | MS140-300 | NSNWCH7923 |  |  | 2630-51216 | WCH-BH Northside Adult Mental Health | 12 | IU | Active
WCH7925 | PWSDI | Ultrasound Diagnostic | Laurence Rawski | LARAW | EMPLOYEE | 1 | 2.25 | 06/01/2024 | 02/06/2024 | 2 | M | WCH | WCH | Intravascular Ultrasound | 17-746 | Scanning Systems, Ultrasonic, Intravascular | 453551 | Philips Healthcare | IntraSight | 4430 |  |  | 102-30695 | WCH-Interventional Services | 30 | IU | Active
WCH7926 | PWSDI | Ultrasound Diagnostic | Laurence Rawski | LARAW | EMPLOYEE | 1 | 2.25 | 05/01/2025 | 05/08/2024 | 2 | M | WCH | WCH | Intravascular Ultrasound | 17-746 | Scanning Systems, Ultrasonic, Intravascular | 453551 | Philips Healthcare | IntraSight | 4148 |  |  | 102-30695 | WCH-Interventional Services | 30 | IU | Active
WCH7929 | P117 | Oxygen-Air Proportioners/Blender Annual PM | Rafael Baxcajay | RABAX | EMPLOYEE | 1 | 0.7 | 09/01/2024 |  | 2 | M | WCH | WCH | Air-Oxygen Blenders | 12-876 | Oxygen-Air Proportioners | 106490 | Precision Medical Inc | PM5200 | 0009273 |  |  | 102-35000 | WCH-Respiratory Care Services | 13 | IU | Active
WCH7929 | POVBY2 | 2 Year Blender Overhaul | Rafael Baxcajay | RABAX | EMPLOYEE | 2 | 1 | 09/01/2025 |  | 2 | M | WCH | WCH | Air-Oxygen Blenders | 12-876 | Oxygen-Air Proportioners | 106490 | Precision Medical Inc | PM5200 | 0009273 |  |  | 102-35000 | WCH-Respiratory Care Services | 13 | IU | Active
WCH7930 | P117 | Oxygen-Air Proportioners/Blender Annual PM | Rafael Baxcajay | RABAX | EMPLOYEE | 1 | 0.7 | 09/01/2024 |  | 2 | M | WCH | WCH | Air-Oxygen Blenders | 12-876 | Oxygen-Air Proportioners | 106490 | Precision Medical Inc | PM5200 | 00009274 |  |  | 102-35000 | WCH-Respiratory Care Services | 13 | IU | Active
WCH7930 | POVBY2 | 2 Year Blender Overhaul | Rafael Baxcajay | RABAX | EMPLOYEE | 2 | 1 | 09/01/2025 |  | 2 | M | WCH | WCH | Air-Oxygen Blenders | 12-876 | Oxygen-Air Proportioners | 106490 | Precision Medical Inc | PM5200 | 00009274 |  |  | 102-35000 | WCH-Respiratory Care Services | 13 | IU | Active
WCH7931 | POVBY2 | 2 Year Blender Overhaul | Rafael Baxcajay | RABAX | EMPLOYEE | 2 | 1 | 09/01/2025 |  | 2 | M | WCH | WCH | Air-Oxygen Blenders | 12-876 | Oxygen-Air Proportioners | 106490 | Precision Medical Inc | PM5200 | 00009264 |  |  | 102-35000 | WCH-Respiratory Care Services | 13 | IU | Active
WCH7931 | P117 | Oxygen-Air Proportioners/Blender Annual PM | Rafael Baxcajay | RABAX | EMPLOYEE | 1 | 0.7 | 09/01/2024 |  | 2 | M | WCH | WCH | Air-Oxygen Blenders | 12-876 | Oxygen-Air Proportioners | 106490 | Precision Medical Inc | PM5200 | 00009264 |  |  | 102-35000 | WCH-Respiratory Care Services | 13 | IU | Active
WCH7932 | P117 | Oxygen-Air Proportioners/Blender Annual PM | Rafael Baxcajay | RABAX | EMPLOYEE | 1 | 0.7 | 09/01/2024 |  | 2 | M | WCH | WCH | Air-Oxygen Blenders | 12-876 | Oxygen-Air Proportioners | 106490 | Precision Medical Inc | PM5200 | 00009301 |  |  | 102-35000 | WCH-Respiratory Care Services | 13 | IU | Active
WCH7932 | POVBY2 | 2 Year Blender Overhaul | Rafael Baxcajay | RABAX | EMPLOYEE | 2 | 1 | 09/01/2025 |  | 2 | M | WCH | WCH | Air-Oxygen Blenders | 12-876 | Oxygen-Air Proportioners | 106490 | Precision Medical Inc | PM5200 | 00009301 |  |  | 102-35000 | WCH-Respiratory Care Services | 13 | IU | Active
WCH7933 | POVBY2 | 2 Year Blender Overhaul | Rafael Baxcajay | RABAX | EMPLOYEE | 2 | 1 | 09/01/2025 |  | 2 | M | WCH | WCH | Air-Oxygen Blenders | 12-876 | Oxygen-Air Proportioners | 106490 | Precision Medical Inc | PM5200 | 00009267 |  |  | 102-35000 | WCH-Respiratory Care Services | 13 | IU | Active
WCH7933 | P117 | Oxygen-Air Proportioners/Blender Annual PM | Rafael Baxcajay | RABAX | EMPLOYEE | 1 | 0.7 | 09/01/2024 |  | 2 | M | WCH | WCH | Air-Oxygen Blenders | 12-876 | Oxygen-Air Proportioners | 106490 | Precision Medical Inc | PM5200 | 00009267 |  |  | 102-35000 | WCH-Respiratory Care Services | 13 | IU | Active
WCH7934 | P117 | Oxygen-Air Proportioners/Blender Annual PM | Rafael Baxcajay | RABAX | EMPLOYEE | 1 | 0.7 | 09/01/2024 |  | 2 | M | WCH | WCH | Air-Oxygen Blenders | 12-876 | Oxygen-Air Proportioners | 106490 | Precision Medical Inc | PM5200 | 00009256 |  |  | 102-35000 | WCH-Respiratory Care Services | 13 | IU | Active
WCH7934 | POVBY2 | 2 Year Blender Overhaul | Rafael Baxcajay | RABAX | EMPLOYEE | 2 | 1 | 09/01/2025 |  | 2 | M | WCH | WCH | Air-Oxygen Blenders | 12-876 | Oxygen-Air Proportioners | 106490 | Precision Medical Inc | PM5200 | 00009256 |  |  | 102-35000 | WCH-Respiratory Care Services | 13 | IU | Active
WCH7935 | PMOPHC | Monitors, Physiologic, Central Station | Laurence Rawski | LARAW | EMPLOYEE | 1 | 0.9 | 11/01/2024 |  | 2 | M | WCH | WCH | Central Station Computer | 20-179 | Monitors, Physiologic, Central Station | 440964 | GE Healthcare Technologies | MAI800 | STV24050228SA |  |  | 102-88570 | WCH-Clinical Engineering | 15 | IU | Active
WCH7942 | PMOPHV | Monitors, Physiologic, Vital Signs | Laurence Rawski | LARAW | EMPLOYEE | 1 | 0.91 | 03/01/2025 |  | 2 | M | WCH | WCH | Vital Signs Monitor | 25-209 | Monitors, Physiologic, Vital Signs | 101850 | Welch Allyn Inc A Subsidiary | 75MT | 100009052723 |  |  | 102-96626 | WCH-MAB Building | 15 | IU | Active
WCH7943 | P179 | Scale, Patient. | Laurence Rawski | LARAW | EMPLOYEE | 1 | 0.5 | 03/01/2025 |  | 2 | M | WCH | WCH | Digital Platform Scale | 18-458 | Scales, Patient, Platform, Electronic | 104906 | Health o meter div Sunbeam Cor | 600KL | 600KL07546 |  |  | 102-96626 | WCH-MAB Building | 11 | IU | Active
WCH7944 | P210 | Table, Examination-Treatment. | Laurence Rawski | LARAW | EMPLOYEE | 1 | 0.5 | 07/01/2024 |  | 2 | M | WCH | WCH | Adjustable Electric Exam Table | 18-374 | Tables, Examination/Treatment, Adjustable, Electric | 103304 | Midmark Corp | 224-002 | V2644021 |  |  | 102-96626 | WCH-MAB Building | 12 | IU | Active
WCH7957 | P37 | Centrifuge, Table Top | Tim McElrath | 11619 | EMPLOYEE | 3 | 0.7 | 06/01/2024 | 03/04/2024 | 2 | M | WCH | WCH | Centrifuges, Tabletop | 10-780 | Centrifuges, Tabletop | 452492 | Hettich Lab Technology North A | 1101-01 | 0003075-05 |  |  | 102-31100 | WCH-Blood Services | 12 | IU | Active
WCH7961 | P2YEVE | 2 Year Vendor PM | Laurence Rawski | LARAW | EMPLOYEE | 2 | 1 | 03/01/2026 |  | 2 | M | WCH | WCH | Plethysmographs, Segmental | 24-227 | Plethysmographs, Segmental, Lower/Upper Limb | 154140 | Unetixs Inc | 11986-0000-01 | OBC0493S-U |  |  | 102-33900 | WCH-Ultrasound | 16 | IU | Active
WCH7961 | P10123 | -Pm Device Using Mfg Procedure | Laurence Rawski | LARAW | EMPLOYEE | 1 | 0.5 | 03/01/2025 | 03/26/2024 | 2 | M | WCH | WCH | Plethysmographs, Segmental | 24-227 | Plethysmographs, Segmental, Lower/Upper Limb | 154140 | Unetixs Inc | 11986-0000-01 | OBC0493S-U |  |  | 102-33900 | WCH-Ultrasound | 16 | IU | Active
WCH7962 | P--ORS | --- OR Safety Inspection --- | Laurence Rawski | LARAW | EMPLOYEE | 6 | 0.25 | 11/01/2024 | 04/30/2024 | 2 | M | WCH | WCH | Surgical Instrument Controller | 23-545 | Power Systems, Electromechanical, Surgery | 107536 | Stryker Endoscopy | 5400-052-000 | 23101011099 |  |  | 102-21100 | WCH-Surgery | 32 | IU | Active
WCH7963 | P10123 | -Pm Device Using Mfg Procedure | Laurence Rawski | LARAW | EMPLOYEE | 1 | 0.5 | 05/01/2025 |  | 2 | M | WCH | WCH | Diaper/Lap Sponge Scale | 18-465 | Scales, Clinical, Precision | 104906 | Health o meter div Sunbeam Cor | 3401KL | 3401KL |  |  | 102-21100 | WCH-Surgery | 26 | IU | Active
WCH9000 | P--ORS | --- OR Safety Inspection --- | Laurence Rawski | LARAW | EMPLOYEE | 6 | 0.25 | 11/01/2024 | 04/30/2024 | 2 | M | WCH | WCH | 32in 4K Monitor | 34-403 | Monitors, Video, High-Definition, Medical Image, Endoscopic | 102159 | KARL STORZ Endoscopy-America I | TM351 | 20876053 |  |  | 102-21100 | WCH-Surgery | 20 | IU | Active
WCH9001 | P10123 | -Pm Device Using Mfg Procedure | Laurence Rawski | LARAW | EMPLOYEE | 1 | 0.5 | 05/01/2025 | 05/07/2024 | 2 | M | WCH | WCH | Insufflator | 16-849 | Insufflators, Laparoscopic | 102159 | KARL STORZ Endoscopy-America I | UI500 | RM15056 |  |  | 102-21100 | WCH-Surgery | 33 | IU | Active
WCH9001 | P--ORS | --- OR Safety Inspection --- | Laurence Rawski | LARAW | EMPLOYEE | 6 | 0.25 | 11/01/2024 | 11/06/2023 | 2 | M | WCH | WCH | Insufflator | 16-849 | Insufflators, Laparoscopic | 102159 | KARL STORZ Endoscopy-America I | UI500 | RM15056 |  |  | 102-21100 | WCH-Surgery | 33 | IU | Active
WCH9002 | P--ORS | --- OR Safety Inspection --- | Laurence Rawski | LARAW | EMPLOYEE | 6 | 0.25 | 11/01/2024 | 05/07/2024 | 2 | M | WCH | WCH | Video Digital Capture ENDO | 20-465 | Digitizer/Recorder, Video | 102159 | KARL STORZ Endoscopy-America I | WD300 | 35853 |  |  | 102-21100 | WCH-Surgery | 29 | IU | Active
WCH9003 | P--ORS | --- OR Safety Inspection --- | Laurence Rawski | LARAW | EMPLOYEE | 6 | 0.25 | 11/01/2024 | 05/07/2024 | 2 | M | WCH | WCH | Endo Video Camera Console CCU | 18-034 | Image Processors, Video, Endoscopy | 102159 | KARL STORZ Endoscopy-America I | TC201 | UM887257-P |  |  | 102-21100 | WCH-Surgery | 25 | IU | Active
WCH9004 | P--ORS | --- OR Safety Inspection --- | Laurence Rawski | LARAW | EMPLOYEE | 6 | 0.25 | 11/01/2024 | 05/08/2024 | 2 | M | WCH | WCH | Video Image Link Module | 23-435 | Video Image Processors, Format Conversion, Endo Modules | 102159 | KARL STORZ Endoscopy-America I | TC304 | VM888037-P |  |  | 102-21100 | WCH-Surgery | 29 | IU | Active
WCH9004 | P10123 | -Pm Device Using Mfg Procedure | Laurence Rawski | LARAW | EMPLOYEE | 1 | 0.5 | 06/01/2024 |  | 2 | M | WCH | WCH | Video Image Link Module | 23-435 | Video Image Processors, Format Conversion, Endo Modules | 102159 | KARL STORZ Endoscopy-America I | TC304 | VM888037-P |  |  | 102-21100 | WCH-Surgery | 29 | IU | Active
WCH9005 | P--ORS | --- OR Safety Inspection --- | Laurence Rawski | LARAW | EMPLOYEE | 6 | 0.25 | 11/01/2024 | 05/08/2024 | 2 | M | WCH | WCH | Video Image Link Module | 23-435 | Video Image Processors, Format Conversion, Endo Modules | 102159 | KARL STORZ Endoscopy-America I | TC301 | UM887115-P |  |  | 102-21100 | WCH-Surgery | 29 | IU | Active
WCH9005 | P10123 | -Pm Device Using Mfg Procedure | Laurence Rawski | LARAW | EMPLOYEE | 1 | 0.5 | 06/01/2024 |  | 2 | M | WCH | WCH | Video Image Link Module | 23-435 | Video Image Processors, Format Conversion, Endo Modules | 102159 | KARL STORZ Endoscopy-America I | TC301 | UM887115-P |  |  | 102-21100 | WCH-Surgery | 29 | IU | Active
WCH9006 | P--ORS | --- OR Safety Inspection --- | Laurence Rawski | LARAW | EMPLOYEE | 6 | 0.25 | 11/01/2024 | 05/08/2024 | 2 | M | WCH | WCH | 300W LED Light Source | 36-171 | Light Sources, Endoscope, Fiberoptic Cable | 102159 | KARL STORZ Endoscopy-America I | TL400 | OM07986 |  |  | 102-21100 | WCH-Surgery | 26 | IU | Active
WCH9006 | P10123 | -Pm Device Using Mfg Procedure | Laurence Rawski | LARAW | EMPLOYEE | 1 | 0.5 | 06/01/2024 |  | 2 | M | WCH | WCH | 300W LED Light Source | 36-171 | Light Sources, Endoscope, Fiberoptic Cable | 102159 | KARL STORZ Endoscopy-America I | TL400 | OM07986 |  |  | 102-21100 | WCH-Surgery | 26 | IU | Active
WCH9007 | P10123 | -Pm Device Using Mfg Procedure | Laurence Rawski | LARAW | EMPLOYEE | 1 | 0.5 | 05/01/2025 | 05/08/2024 | 2 | M | WCH | WCH | Endo Video Camera Console CCU | 18-034 | Image Processors, Video, Endoscopy | 102159 | KARL STORZ Endoscopy-America I | TC205 | SN865864-P |  |  | 102-21100 | WCH-Surgery | 25 | IU | Active
WCH9007 | P--ORS | --- OR Safety Inspection --- | Laurence Rawski | LARAW | EMPLOYEE | 6 | 0.25 | 11/01/2024 | 11/06/2023 | 2 | M | WCH | WCH | Endo Video Camera Console CCU | 18-034 | Image Processors, Video, Endoscopy | 102159 | KARL STORZ Endoscopy-America I | TC205 | SN865864-P |  |  | 102-21100 | WCH-Surgery | 25 | IU | Active
WCH9008 | P--ORS | --- OR Safety Inspection --- | Laurence Rawski | LARAW | EMPLOYEE | 6 | 0.25 | 11/01/2024 | 11/06/2023 | 2 | M | WCH | WCH | Video Image Link Module | 23-435 | Video Image Processors, Format Conversion, Endo Modules | 102159 | KARL STORZ Endoscopy-America I | TC305 | YN869370-P |  |  | 102-21100 | WCH-Surgery | 29 | IU | Active
WCH9008 | P10123 | -Pm Device Using Mfg Procedure | Laurence Rawski | LARAW | EMPLOYEE | 1 | 0.5 | 05/01/2025 | 05/08/2024 | 2 | M | WCH | WCH | Video Image Link Module | 23-435 | Video Image Processors, Format Conversion, Endo Modules | 102159 | KARL STORZ Endoscopy-America I | TC305 | YN869370-P |  |  | 102-21100 | WCH-Surgery | 29 | IU | Active
WCH9009 | P--ORS | --- OR Safety Inspection --- | Laurence Rawski | LARAW | EMPLOYEE | 6 | 0.25 | 11/01/2024 | 11/06/2023 | 2 | M | WCH | WCH | Cold Light Source | 36-171 | Light Sources, Endoscope, Fiberoptic Cable | 102159 | KARL STORZ Endoscopy-America I | TL410 | UN01068 |  |  | 102-21100 | WCH-Surgery | 26 | IU | Active
WCH9009 | P10123 | -Pm Device Using Mfg Procedure | Laurence Rawski | LARAW | EMPLOYEE | 1 | 0.5 | 05/01/2025 | 05/08/2024 | 2 | M | WCH | WCH | Cold Light Source | 36-171 | Light Sources, Endoscope, Fiberoptic Cable | 102159 | KARL STORZ Endoscopy-America I | TL410 | UN01068 |  |  | 102-21100 | WCH-Surgery | 26 | IU | Active
WCH9010 | P7 | Analyzer, Oxyhemoglobin Concentration, Blood Phase | Laurence Rawski | LARAW | EMPLOYEE | 6 | 0.5 | 10/01/2024 | 04/01/2024 | 2 | M | WCH | WCH | Cell Saver Autotranfusion Unit | 17-537 | Autotransfusion Units, Blood Processing | 102265 | Haemonetics Corp | CSE-EW-US | 22M078SPG |  |  | 102-21100 | WCH-Surgery | 33 | IU | Active
WCH9011 | P10123 | -Pm Device Using Mfg Procedure | Holly Robinson | HOLROB | EMPLOYEE | 1 | 0.5 | 01/01/2025 | 01/04/2024 | 2 | M | WCH | WCH | Pen-Like NonContact Tonometer | 24-811 | Ophthalmic Tonometers, Noncontact | 162917 | Reichert Ophthalmic Instrument | AVIA | 72443-0423 |  |  | 102-23100 | WCH-Emergency Service | 11 | IU | Active
WCH9012 | P10123 | -Pm Device Using Mfg Procedure | Rafael Baxcajay | RABAX | EMPLOYEE | 6 | 0.5 | 07/01/2024 | 01/30/2024 | 2 | M | WCH | WCH | Fluid-Jet Surgical Unit | 20-369 | Water-Jet Surgical Units | 108422 | ERBE USA Inc | 10150.000 | 11546761 |  |  | 102-21221 | WCH-Endoscopy | 32 | IU | Active
WCH9013 | P-SAGP | -Service Agreement PM | Holly Robinson | HOLROB | EMPLOYEE | 6 | 0.5 | 10/01/2024 | 05/01/2024 | 2 | M | WCH | WCH | Reprocessing Sink Ultrasonic | 14-263 | Washers, Labware/Surgical Instrument, Ultrasonic | 107114 | STERIS Corp | AMSCO 72 | 3622923003 |  |  | 102-85160 | WCH-Sterile Processing | 11 | IU | Active
WCH9016 | P10123 | -Pm Device Using Mfg Procedure | Laurence Rawski | LARAW | EMPLOYEE | 1 | 0.5 | 08/01/2024 |  | 2 | M | WCH | WCH | Pump FloJac PT Air Mattress | 13-192 | Pumps | 454170 | Arjo Inc | FloJac Pump | C920006970 |  |  | 102-10000 | WCH-Nursing Administration | 12 | IU | Active
WCH9018 | PANH1F | Annual H-1200 Fast Flow Fluid Warmer PM. | Holly Robinson | HOLROB | EMPLOYEE | 1 | 2 | 05/01/2025 | 05/13/2024 | 2 | M | WCH | WCH | Fast Flow Fluid Warmer | 17-907 | Infusion Pumps, Blood/Solution Warming | 455334 | Smiths Medical ASD Inc | H-1200 | 33004066 |  |  | 102-21100 | WCH-Surgery | 33 | IU | Active
WCH9018 | PQUH1F | Quarterly H-1200 Fast Flow Fluid Warmer PM. | Holly Robinson | HOLROB | EMPLOYEE | 3 | 0.5 | 08/01/2024 |  | 1 | M | WCH | WCH | Fast Flow Fluid Warmer | 17-907 | Infusion Pumps, Blood/Solution Warming | 455334 | Smiths Medical ASD Inc | H-1200 | 33004066 |  |  | 102-21100 | WCH-Surgery | 33 | IU | Active
WCH9020 | P10123 | -Pm Device Using Mfg Procedure | Holly Robinson | HOLROB | EMPLOYEE | 6 | 0.5 | 10/01/2024 | 04/23/2024 | 2 | M | WCH | WCH | Amsco Reliance Rack Conveyor | 15-940 | Conveyors, Document/Equipment/Supply | 107114 | STERIS Corp | SCS | 36115022013 |  |  | 102-85160 | WCH-Sterile Processing | 13 | IU | Active
WCH9032 | P--ORS | --- OR Safety Inspection --- | Laurence Rawski | LARAW | EMPLOYEE | 6 | 0.25 | 11/01/2024 |  | 2 | M | WCH | WCH | Onyx Lite 50Wt LED Light Sourc | 36-171 | Light Sources, Endoscope, Fiberoptic Cable | 512576 | Black & Black Surgical Inc | B 78726 | 84081 |  |  | 102-21100 | WCH-Surgery | 26 | IU | Active
WCH9032 | P10123 | -Pm Device Using Mfg Procedure | Laurence Rawski | LARAW | EMPLOYEE | 1 | 0.5 | 05/01/2025 |  | 2 | M | WCH | WCH | Onyx Lite 50Wt LED Light Sourc | 36-171 | Light Sources, Endoscope, Fiberoptic Cable | 512576 | Black & Black Surgical Inc | B 78726 | 84081 |  |  | 102-21100 | WCH-Surgery | 26 | IU | Active
WCH9501 | PPOAIA | Portable Airway Aspirator with 3 YEAR BATTERY Replacement | Holly Robinson | HOLROB | EMPLOYEE | 3 | 1 | 09/01/2028 |  | 2 | M | WCH | WCH | Portable Suction | 27-657 | Aspirators, Airway | 105171 | Allied Healthcare Products Inc | G180 | NSNWCH9501 |  |  | 102-85160 | WCH-Sterile Processing | 12 | IU | Active
WCH9501 | P10 | Portable Airway Aspirator | Holly Robinson | HOLROB | EMPLOYEE | 1 | 0.5 | 09/01/2024 | 09/07/2023 | 2 | M | WCH | WCH | Portable Suction | 27-657 | Aspirators, Airway | 105171 | Allied Healthcare Products Inc | G180 | NSNWCH9501 |  |  | 102-85160 | WCH-Sterile Processing | 12 | IU | Active
WCH9524 | P10 | Portable Airway Aspirator | Holly Robinson | HOLROB | EMPLOYEE | 1 | 0.5 | 09/01/2024 | 09/11/2023 | 2 | M | WCH | WCH | Portable Suction | 27-657 | Aspirators, Airway | 105171 | Allied Healthcare Products Inc | G180 | NSNWCH9524 |  |  | 102-85160 | WCH-Sterile Processing | 12 | IU | Active
WCH9524 | PPOAIA | Portable Airway Aspirator with 3 YEAR BATTERY Replacement | Holly Robinson | HOLROB | EMPLOYEE | 3 | 1 | 09/01/2028 |  | 2 | M | WCH | WCH | Portable Suction | 27-657 | Aspirators, Airway | 105171 | Allied Healthcare Products Inc | G180 | NSNWCH9524 |  |  | 102-85160 | WCH-Sterile Processing | 12 | IU | Active
WCH9525 | PPOAIA | Portable Airway Aspirator with 3 YEAR BATTERY Replacement | Holly Robinson | HOLROB | EMPLOYEE | 3 | 1 | 09/01/2028 |  | 2 | M | WCH | WCH | Portable Suction | 27-657 | Aspirators, Airway | 105171 | Allied Healthcare Products Inc | G180 | NSNWCH9525 |  |  | 102-85160 | WCH-Sterile Processing | 12 | IU | Active
WCH9525 | P10 | Portable Airway Aspirator | Holly Robinson | HOLROB | EMPLOYEE | 1 | 0.5 | 09/01/2024 | 09/11/2023 | 2 | M | WCH | WCH | Portable Suction | 27-657 | Aspirators, Airway | 105171 | Allied Healthcare Products Inc | G180 | NSNWCH9525 |  |  | 102-85160 | WCH-Sterile Processing | 12 | IU | Active
WCH9526 | P10 | Portable Airway Aspirator | Holly Robinson | HOLROB | EMPLOYEE | 1 | 0.5 | 09/01/2024 | 09/12/2023 | 2 | M | WCH | WCH | Portable Suction | 27-657 | Aspirators, Airway | 105171 | Allied Healthcare Products Inc | G180 | NSNWCH9526 |  |  | 102-85160 | WCH-Sterile Processing | 12 | IU | Active
WCH9526 | PPOAIA | Portable Airway Aspirator with 3 YEAR BATTERY Replacement | Holly Robinson | HOLROB | EMPLOYEE | 3 | 1 | 09/01/2028 |  | 2 | M | WCH | WCH | Portable Suction | 27-657 | Aspirators, Airway | 105171 | Allied Healthcare Products Inc | G180 | NSNWCH9526 |  |  | 102-85160 | WCH-Sterile Processing | 12 | IU | Active
WCH9527 | PPOAIA | Portable Airway Aspirator with 3 YEAR BATTERY Replacement | Holly Robinson | HOLROB | EMPLOYEE | 3 | 1 | 09/01/2028 |  | 2 | M | WCH | WCH | Portable Suction | 27-657 | Aspirators, Airway | 105171 | Allied Healthcare Products Inc | G180 | NSNWCH9527 |  |  | 102-85160 | WCH-Sterile Processing | 12 | IU | Active
WCH9527 | P10 | Portable Airway Aspirator | Holly Robinson | HOLROB | EMPLOYEE | 1 | 0.5 | 09/01/2024 | 09/08/2023 | 2 | M | WCH | WCH | Portable Suction | 27-657 | Aspirators, Airway | 105171 | Allied Healthcare Products Inc | G180 | NSNWCH9527 |  |  | 102-85160 | WCH-Sterile Processing | 12 | IU | Active
WCH9528 | P10123 | -Pm Device Using Mfg Procedure | Rafael Baxcajay | RABAX | EMPLOYEE | 1 | 0.5 | 09/01/2024 | 09/29/2023 | 2 | M | WCH | WCH | Vest Airway Clearance System | 20-740 | Airway Clearance Units, High-Frequency Chest Wall Oscillation, Vest | 101318 | Hill-Rom Company Inc | 205 | 53-24697 |  |  | 102-35000 | WCH-Respiratory Care Services | 18 | IU | Active
WCH9529 | P10123 | -Pm Device Using Mfg Procedure | Rafael Baxcajay | RABAX | EMPLOYEE | 1 | 0.5 | 09/01/2024 | 09/14/2023 | 2 | M | WCH | WCH | Vest Airway Clearance System | 20-740 | Airway Clearance Units, High-Frequency Chest Wall Oscillation, Vest | 101318 | Hill-Rom Company Inc | 205 | 53-24652 |  |  | 102-35000 | WCH-Respiratory Care Services | 18 | IU | Active
WCH9531 | P10123 | -Pm Device Using Mfg Procedure | Holly Robinson | HOLROB | EMPLOYEE | 1 | 0.5 | 06/01/2024 | 05/23/2023 | 2 | M | WCH | WCH | Infrared Vein Finder | 25-473 | Vein Finders, Infrared Light | 455305 | Christie Medical Holdings Inc | Vision2 | INSIA6750 |  |  | 102-12250 | WCH-MED/SURG/TELE UNIT | 12 | IU | Active
WCH9532 | PCSME1 | CS Medical TD-100 Disinfector Unit Six Month MFG PM. | Rafael Baxcajay | RABAX | EMPLOYEE | 6 | 1 | 07/01/2024 | 01/03/2024 | 2 | M | WCH | WCH | TEE Probe Disinfector | 26-654 | Disinfectors, Liquid Germicide, Transesophageal Echocardiography Probe | 456998 | CS Medical LLC | CS-TD-100 | 20100321 |  |  | 102-21221 | WCH-Endoscopy | 30 | IU | Active
WCH9532 | PCSMET | CS Medical TD-100 Disinfector Unit Annual Filter Replacement PM. | Rafael Baxcajay | RABAX | EMPLOYEE | 1 | 1 | 03/01/2025 | 03/18/2024 | 2 | M | WCH | WCH | TEE Probe Disinfector | 26-654 | Disinfectors, Liquid Germicide, Transesophageal Echocardiography Probe | 456998 | CS Medical LLC | CS-TD-100 | 20100321 |  |  | 102-21221 | WCH-Endoscopy | 30 | IU | Active
WCH9533 | PCSMEA | CS Medical AC-DS-03 Automated Deactivation System Annual PM. | Rafael Baxcajay | RABAX | EMPLOYEE | 1 | 1 | 01/01/2025 | 01/10/2024 | 2 | M | WCH | WCH | Disinfectant Neutralizer Stati | 26-862 | Neutralizing Stations, Disinfectant, Glutaraldehyde/Aldehyde-Based | 456998 | CS Medical LLC | AC-DS-03 | ACDS03-1098 |  |  | 102-21221 | WCH-Endoscopy | 06 | IU | Active
WCH9534 | P--ORS | --- OR Safety Inspection --- | Rafael Baxcajay | RABAX | EMPLOYEE | 6 | 0.25 | 07/01/2024 | 08/01/2023 | 2 | M | WCH | WCH | Electrosurgical Unit | 18-232 | Electrosurgical Units, Monopolar/Bipolar, Argon-Enhanced Coagulation | 108422 | ERBE USA Inc | 10160-100 | 11532035 |  |  | 102-21221 | WCH-Endoscopy | 33 | IU | Active
WCH9534 | P10123 | -Pm Device Using Mfg Procedure | Rafael Baxcajay | RABAX | EMPLOYEE | 1 | 1.5 | 01/01/2025 | 01/30/2024 | 2 | M | WCH | WCH | Electrosurgical Unit | 18-232 | Electrosurgical Units, Monopolar/Bipolar, Argon-Enhanced Coagulation | 108422 | ERBE USA Inc | 10160-100 | 11532035 |  |  | 102-21221 | WCH-Endoscopy | 33 | IU | Active
WCH9535 | P--ORS | --- OR Safety Inspection --- | Rafael Baxcajay | RABAX | EMPLOYEE | 6 | 0.25 | 07/01/2024 | 08/01/2023 | 2 | M | WCH | WCH | Electrosurgical Unit | 18-232 | Electrosurgical Units, Monopolar/Bipolar, Argon-Enhanced Coagulation | 108422 | ERBE USA Inc | 10160-100 | 11532283 |  |  | 102-21221 | WCH-Endoscopy | 33 | IU | Active
WCH9535 | P10123 | -Pm Device Using Mfg Procedure | Rafael Baxcajay | RABAX | EMPLOYEE | 1 | 1.5 | 01/01/2025 | 01/25/2024 | 2 | M | WCH | WCH | Electrosurgical Unit | 18-232 | Electrosurgical Units, Monopolar/Bipolar, Argon-Enhanced Coagulation | 108422 | ERBE USA Inc | 10160-100 | 11532283 |  |  | 102-21221 | WCH-Endoscopy | 33 | IU | Active
WCH9536 | P10123 | -Pm Device Using Mfg Procedure | Rafael Baxcajay | RABAX | EMPLOYEE | 6 | 1 | 07/01/2024 | 02/02/2024 | 2 | M | WCH | WCH | Hemodialysis Unit | 11-218 | Hemodialysis Units | 312187 | Fresenius Medical Care North A | 2008 T | 2T0S264289 |  |  | 102-32100 | WCH-Hemodialysis | 18 | IU | Active
WCH9537 | P10123 | -Pm Device Using Mfg Procedure | Rafael Baxcajay | RABAX | EMPLOYEE | 6 | 1 | 07/01/2024 | 02/01/2024 | 2 | M | WCH | WCH | Hemodialysis Unit | 11-218 | Hemodialysis Units | 312187 | Fresenius Medical Care North A | 2008 T | 2T0S265366 |  |  | 102-32100 | WCH-Hemodialysis | 18 | IU | Active
WCH9538 | P10123 | -Pm Device Using Mfg Procedure | Rafael Baxcajay | RABAX | EMPLOYEE | 6 | 1 | 07/01/2024 | 02/01/2024 | 2 | M | WCH | WCH | Hemodialysis Unit | 11-218 | Hemodialysis Units | 312187 | Fresenius Medical Care North A | 2008 T | 2T0S264860 |  |  | 102-32100 | WCH-Hemodialysis | 18 | IU | Active
WCH9539 | P10123 | -Pm Device Using Mfg Procedure | Laurence Rawski | LARAW | EMPLOYEE | 1 | 0.5 | 11/01/2024 | 10/20/2023 | 2 | M | WCH | WCH | Precision Electronic Balance | 18-465 | Scales, Clinical, Precision | 179812 | A & D Medical | EJ-200 | 5A2884739 |  |  | 102-88570 | WCH-Clinical Engineering | 12 | IU | Active
WCH9540 | P-VPM | -Vendor PM | Laurence Rawski | LARAW | EMPLOYEE | 1 | 0.5 | 11/01/2024 | 10/24/2023 | 2 | M | WCH | WCH | 0-60 Digital Pressure Gauge | CC-040 | Test Equipment | 451564 | Ashcroft Inc | 302089SD02L60 | 22090914 |  |  | 102-88570 | WCH-Clinical Engineering | 13 | IU | Active
WCH9542 | P-VPM | -Vendor PM | Laurence Rawski | LARAW | EMPLOYEE | 1 | 0.5 | 11/01/2024 | 11/13/2023 | 2 | M | WCH | WCH | Certifier FA Test System | CC-040 | Test Equipment | 105413 | TSI Inc | 4081 | 4081 2249 007 |  |  | 102-88570 | WCH-Clinical Engineering | 13 | IU | Active
WCH9544 | P10123 | -Pm Device Using Mfg Procedure | Rafael Baxcajay | RABAX | EMPLOYEE | 1 | 0.5 | 09/01/2024 | 09/29/2023 | 1 | M | WCH | WCH | Transport Ventilator 1T 3T MRI | 18-098 | Ventilators, Transport | 105689 | Hamilton Medical Inc | MR1 | 4539 |  |  | 102-35000 | WCH-Respiratory Care Services | 40 | LS | High Risk
WCH9548 | P10123 | -Pm Device Using Mfg Procedure | Rafael Baxcajay | RABAX | EMPLOYEE | 2 | 0.8 | 04/01/2025 | 04/04/2023 | 2 | M | WCH | WCH | Patient Data Module w/Display | 20-784 | Physiologic Monitor Modules, Multiparameter | 440964 | GE Healthcare Technologies | Carescape One | SNA22430097SA |  |  | 102-13100 | WCH-Intensive Care Unit I | 16 | IU | Active
WCH9550 | P10123 | -Pm Device Using Mfg Procedure | Rafael Baxcajay | RABAX | EMPLOYEE | 2 | 0.8 | 04/01/2025 | 04/04/2023 | 2 | M | WCH | WCH | Patient Data Module w/Display | 20-784 | Physiologic Monitor Modules, Multiparameter | 440964 | GE Healthcare Technologies | Carescape One | SNA22430013SA |  |  | 102-13100 | WCH-Intensive Care Unit I | 16 | IU | Active
WCH9551 | P10123 | -Pm Device Using Mfg Procedure | Rafael Baxcajay | RABAX | EMPLOYEE | 2 | 0.8 | 04/01/2025 | 04/04/2023 | 2 | M | WCH | WCH | Patient Data Module w/Display | 20-784 | Physiologic Monitor Modules, Multiparameter | 440964 | GE Healthcare Technologies | Carescape One | SNA22420116SA |  |  | 102-13100 | WCH-Intensive Care Unit I | 16 | IU | Active
WCH9554 | P10123 | -Pm Device Using Mfg Procedure | Rafael Baxcajay | RABAX | EMPLOYEE | 2 | 0.8 | 04/01/2025 | 04/04/2023 | 2 | M | WCH | WCH | Patient Data Module w/Display | 20-784 | Physiologic Monitor Modules, Multiparameter | 440964 | GE Healthcare Technologies | Carescape One | SNA22430014SA |  |  | 102-13100 | WCH-Intensive Care Unit I | 16 | IU | Active
WCH9556 | P10123 | -Pm Device Using Mfg Procedure | Rafael Baxcajay | RABAX | EMPLOYEE | 2 | 0.8 | 04/01/2025 | 04/07/2023 | 2 | M | WCH | WCH | Patient Data Module w/Display | 20-784 | Physiologic Monitor Modules, Multiparameter | 440964 | GE Healthcare Technologies | Carescape One | SNA22430067SA |  |  | 102-13100 | WCH-Intensive Care Unit I | 16 | IU | Active
WCH9560 | P10123 | -Pm Device Using Mfg Procedure | Rafael Baxcajay | RABAX | EMPLOYEE | 2 | 0.8 | 04/01/2025 | 04/04/2023 | 2 | M | WCH | WCH | Patient Data Module w/Display | 20-784 | Physiologic Monitor Modules, Multiparameter | 440964 | GE Healthcare Technologies | Carescape One | SNA22430074SA |  |  | 102-13100 | WCH-Intensive Care Unit I | 16 | IU | Active
WCH9562 | P10123 | -Pm Device Using Mfg Procedure | Rafael Baxcajay | RABAX | EMPLOYEE | 2 | 0.8 | 04/01/2025 | 04/04/2023 | 2 | M | WCH | WCH | Patient Data Module w/Display | 20-784 | Physiologic Monitor Modules, Multiparameter | 440964 | GE Healthcare Technologies | Carescape One | SNA22430035SA |  |  | 102-13100 | WCH-Intensive Care Unit I | 16 | IU | Active
WCH9564 | P10123 | -Pm Device Using Mfg Procedure | Rafael Baxcajay | RABAX | EMPLOYEE | 2 | 0.8 | 04/01/2025 | 04/04/2023 | 2 | M | WCH | WCH | Patient Data Module w/Display | 20-784 | Physiologic Monitor Modules, Multiparameter | 440964 | GE Healthcare Technologies | Carescape One | SNA22420115SA |  |  | 102-13100 | WCH-Intensive Care Unit I | 16 | IU | Active
WCH9566 | P10123 | -Pm Device Using Mfg Procedure | Rafael Baxcajay | RABAX | EMPLOYEE | 2 | 0.8 | 04/01/2025 | 04/04/2023 | 2 | M | WCH | WCH | Patient Data Module w/Display | 20-784 | Physiologic Monitor Modules, Multiparameter | 440964 | GE Healthcare Technologies | Carescape One | SNA22430073SA |  |  | 102-13100 | WCH-Intensive Care Unit I | 16 | IU | Active
WCH9568 | P10123 | -Pm Device Using Mfg Procedure | Rafael Baxcajay | RABAX | EMPLOYEE | 2 | 0.8 | 04/01/2025 | 04/17/2023 | 2 | M | WCH | WCH | Patient Data Module w/Display | 20-784 | Physiologic Monitor Modules, Multiparameter | 440964 | GE Healthcare Technologies | Carescape One | SNA22420104SA |  |  | 102-13100 | WCH-Intensive Care Unit I | 16 | IU | Active
WCH9570 | P10123 | -Pm Device Using Mfg Procedure | Rafael Baxcajay | RABAX | EMPLOYEE | 2 | 0.8 | 04/01/2025 | 04/04/2023 | 2 | M | WCH | WCH | Patient Data Module w/Display | 20-784 | Physiologic Monitor Modules, Multiparameter | 440964 | GE Healthcare Technologies | Carescape One | SNA22420238SA |  |  | 102-13100 | WCH-Intensive Care Unit I | 16 | IU | Active
WCH9572 | P10123 | -Pm Device Using Mfg Procedure | Rafael Baxcajay | RABAX | EMPLOYEE | 2 | 0.8 | 04/01/2025 | 04/07/2023 | 2 | M | WCH | WCH | Patient Data Module w/Display | 20-784 | Physiologic Monitor Modules, Multiparameter | 440964 | GE Healthcare Technologies | Carescape One | SNA22430180SA |  |  | 102-13100 | WCH-Intensive Care Unit I | 16 | IU | Active
WCH9579 | P-VPM | -Vendor PM | Laurence Rawski | LARAW | EMPLOYEE | 1 | 0.5 | 11/01/2024 | 10/20/2023 | 2 | M | WCH | WCH | Multi-Parameter Patient Simula | CC-040 | Test Equipment | 451211 | Pronk Technologies Inc | SL-9H | 1786 |  |  | 102-88570 | WCH-Clinical Engineering | 13 | IU | Active
WCH9581 | P-VPM | -Vendor PM | Laurence Rawski | LARAW | EMPLOYEE | 1 | 0.5 | 11/01/2024 | 10/24/2023 | 2 | M | WCH | WCH | Portable Oscilloscope | CC-040 | Test Equipment | 178848 | Fluke Biomedical | 190-202 | 58518103 |  |  | 102-88570 | WCH-Clinical Engineering | 13 | IU | Active
WCH9583 | P10123 | -Pm Device Using Mfg Procedure | Rafael Baxcajay | RABAX | EMPLOYEE | 1 | 0.75 | 09/01/2024 | 09/08/2023 | 2 | M | WCH | WCH | Positive Airway Pressure Unit | 20-742 | Positive Airway Pressure Units | 177147 | ResMed Corp | S9 VPAP Tx | 22201066422 |  |  | 102-35000 | WCH-Respiratory Care Services | 12 | IU | Active
WCH9585 | P10123 | -Pm Device Using Mfg Procedure | Rafael Baxcajay | RABAX | EMPLOYEE | 1 | 0.75 | 09/01/2024 | 09/08/2023 | 2 | M | WCH | WCH | Positive Airway Pressure Unit | 20-742 | Positive Airway Pressure Units | 177147 | ResMed Corp | S9 VPAP Tx | 22201066423 |  |  | 102-35000 | WCH-Respiratory Care Services | 12 | IU | Active
WCH9586 | P10123 | -Pm Device Using Mfg Procedure | Rafael Baxcajay | RABAX | EMPLOYEE | 1 | 0.75 | 09/01/2024 | 09/08/2023 | 2 | M | WCH | WCH | Positive Airway Pressure Unit | 20-742 | Positive Airway Pressure Units | 177147 | ResMed Corp | S9 VPAP Tx | 22201066965 |  |  | 102-35000 | WCH-Respiratory Care Services | 12 | IU | Active
WCH9588 | P10123 | -Pm Device Using Mfg Procedure | Rafael Baxcajay | RABAX | EMPLOYEE | 1 | 0.75 | 09/01/2024 | 09/08/2023 | 2 | M | WCH | WCH | Positive Airway Pressure Unit | 20-742 | Positive Airway Pressure Units | 177147 | ResMed Corp | S9 VPAP Tx | 22201066426 |  |  | 102-35000 | WCH-Respiratory Care Services | 12 | IU | Active
WCH9590 | P10123 | -Pm Device Using Mfg Procedure | Rafael Baxcajay | RABAX | EMPLOYEE | 1 | 0.75 | 09/01/2024 | 09/08/2023 | 2 | M | WCH | WCH | Positive Airway Pressure Unit | 20-742 | Positive Airway Pressure Units | 177147 | ResMed Corp | S9 VPAP Tx | 22201066871 |  |  | 102-35000 | WCH-Respiratory Care Services | 12 | IU | Active
WCH9592 | P10123 | -Pm Device Using Mfg Procedure | Rafael Baxcajay | RABAX | EMPLOYEE | 1 | 0.75 | 09/01/2024 | 09/08/2023 | 2 | M | WCH | WCH | Positive Airway Pressure Unit | 20-742 | Positive Airway Pressure Units | 177147 | ResMed Corp | S9 VPAP Tx | 22201066427 |  |  | 102-35000 | WCH-Respiratory Care Services | 12 | IU | Active
WCH9595 | P10123 | -Pm Device Using Mfg Procedure | Rafael Baxcajay | RABAX | EMPLOYEE | 1 | 0.75 | 09/01/2024 | 09/08/2023 | 2 | M | WCH | WCH | Positive Airway Pressure Unit | 20-742 | Positive Airway Pressure Units | 177147 | ResMed Corp | S9 VPAP Tx | 22201067341 |  |  | 102-35000 | WCH-Respiratory Care Services | 12 | IU | Active
WCH9597 | P10123 | -Pm Device Using Mfg Procedure | Rafael Baxcajay | RABAX | EMPLOYEE | 1 | 0.75 | 09/01/2024 | 09/08/2023 | 2 | M | WCH | WCH | Positive Airway Pressure Unit | 20-742 | Positive Airway Pressure Units | 177147 | ResMed Corp | S9 VPAP Tx | 22201066425 |  |  | 102-35000 | WCH-Respiratory Care Services | 12 | IU | Active
WCH9599 | P10123 | -Pm Device Using Mfg Procedure | Rafael Baxcajay | RABAX | EMPLOYEE | 1 | 0.75 | 09/01/2024 | 09/08/2023 | 2 | M | WCH | WCH | Positive Airway Pressure Unit | 20-742 | Positive Airway Pressure Units | 177147 | ResMed Corp | S9 VPAP Tx | 22201066964 |  |  | 102-35000 | WCH-Respiratory Care Services | 12 | IU | Active
WCH9601 | P10123 | -Pm Device Using Mfg Procedure | Rafael Baxcajay | RABAX | EMPLOYEE | 1 | 0.75 | 09/01/2024 | 09/08/2023 | 2 | M | WCH | WCH | Positive Airway Pressure Unit | 20-742 | Positive Airway Pressure Units | 177147 | ResMed Corp | S9 VPAP Tx | 22201066428 |  |  | 102-35000 | WCH-Respiratory Care Services | 12 | IU | Active
WCH9611 | P5YEMF | 5 Year MFG Overhaul | Rafael Baxcajay | RABAX | EMPLOYEE | 5 | 1 | 09/01/2027 | 08/22/2023 | 1 | M | WCH | WCH | Disaster Portable Batt OP Vent | 17-423 | Ventilators, Portable | 105171 | Allied Healthcare Products Inc | EPV 200 | 202203140015 |  |  | 102-35000 | WCH-Respiratory Care Services | 40 | LS | High Risk
WCH9611 | P2YRPM | 2 YR PM Device Using MFG Procedure | Rafael Baxcajay | RABAX | EMPLOYEE | 2 | 1 | 09/01/2025 |  | 1 | M | WCH | WCH | Disaster Portable Batt OP Vent | 17-423 | Ventilators, Portable | 105171 | Allied Healthcare Products Inc | EPV 200 | 202203140015 |  |  | 102-35000 | WCH-Respiratory Care Services | 40 | LS | High Risk
WCH9611 | P10123 | -Pm Device Using Mfg Procedure | Rafael Baxcajay | RABAX | EMPLOYEE | 1 | 0.5 | 09/01/2024 | 09/01/2023 | 1 | M | WCH | WCH | Disaster Portable Batt OP Vent | 17-423 | Ventilators, Portable | 105171 | Allied Healthcare Products Inc | EPV 200 | 202203140015 |  |  | 102-35000 | WCH-Respiratory Care Services | 40 | LS | High Risk
WCH9612 | P10123 | -Pm Device Using Mfg Procedure | Rafael Baxcajay | RABAX | EMPLOYEE | 1 | 0.5 | 09/01/2024 | 09/01/2023 | 1 | M | WCH | WCH | Disaster Portable Batt OP Vent | 17-423 | Ventilators, Portable | 105171 | Allied Healthcare Products Inc | EPV 200 | 202203310013 |  |  | 102-35000 | WCH-Respiratory Care Services | 40 | LS | High Risk
WCH9612 | P2YRPM | 2 YR PM Device Using MFG Procedure | Rafael Baxcajay | RABAX | EMPLOYEE | 2 | 1 | 09/01/2025 |  | 1 | M | WCH | WCH | Disaster Portable Batt OP Vent | 17-423 | Ventilators, Portable | 105171 | Allied Healthcare Products Inc | EPV 200 | 202203310013 |  |  | 102-35000 | WCH-Respiratory Care Services | 40 | LS | High Risk
WCH9612 | P5YEMF | 5 Year MFG Overhaul | Rafael Baxcajay | RABAX | EMPLOYEE | 5 | 1 | 09/01/2027 | 08/22/2023 | 1 | M | WCH | WCH | Disaster Portable Batt OP Vent | 17-423 | Ventilators, Portable | 105171 | Allied Healthcare Products Inc | EPV 200 | 202203310013 |  |  | 102-35000 | WCH-Respiratory Care Services | 40 | LS | High Risk
WCH9613 | P5YEMF | 5 Year MFG Overhaul | Rafael Baxcajay | RABAX | EMPLOYEE | 5 | 1 | 09/01/2027 | 08/22/2023 | 1 | M | WCH | WCH | Disaster Portable Batt OP Vent | 17-423 | Ventilators, Portable | 105171 | Allied Healthcare Products Inc | EPV 200 | 202203310009 |  |  | 102-35000 | WCH-Respiratory Care Services | 40 | LS | High Risk
WCH9613 | P2YRPM | 2 YR PM Device Using MFG Procedure | Rafael Baxcajay | RABAX | EMPLOYEE | 2 | 1 | 09/01/2025 |  | 1 | M | WCH | WCH | Disaster Portable Batt OP Vent | 17-423 | Ventilators, Portable | 105171 | Allied Healthcare Products Inc | EPV 200 | 202203310009 |  |  | 102-35000 | WCH-Respiratory Care Services | 40 | LS | High Risk
WCH9613 | P10123 | -Pm Device Using Mfg Procedure | Rafael Baxcajay | RABAX | EMPLOYEE | 1 | 0.5 | 09/01/2024 | 09/01/2023 | 1 | M | WCH | WCH | Disaster Portable Batt OP Vent | 17-423 | Ventilators, Portable | 105171 | Allied Healthcare Products Inc | EPV 200 | 202203310009 |  |  | 102-35000 | WCH-Respiratory Care Services | 40 | LS | High Risk
WCH9614 | P10123 | -Pm Device Using Mfg Procedure | Rafael Baxcajay | RABAX | EMPLOYEE | 1 | 0.5 | 09/01/2024 | 09/01/2023 | 1 | M | WCH | WCH | Disaster Portable Batt OP Vent | 17-423 | Ventilators, Portable | 105171 | Allied Healthcare Products Inc | EPV 200 | 202203310010 |  |  | 102-35000 | WCH-Respiratory Care Services | 40 | LS | High Risk
WCH9614 | P5YEMF | 5 Year MFG Overhaul | Rafael Baxcajay | RABAX | EMPLOYEE | 5 | 1 | 09/01/2027 | 08/22/2023 | 1 | M | WCH | WCH | Disaster Portable Batt OP Vent | 17-423 | Ventilators, Portable | 105171 | Allied Healthcare Products Inc | EPV 200 | 202203310010 |  |  | 102-35000 | WCH-Respiratory Care Services | 40 | LS | High Risk
WCH9614 | P2YRPM | 2 YR PM Device Using MFG Procedure | Rafael Baxcajay | RABAX | EMPLOYEE | 2 | 1 | 09/01/2025 |  | 1 | M | WCH | WCH | Disaster Portable Batt OP Vent | 17-423 | Ventilators, Portable | 105171 | Allied Healthcare Products Inc | EPV 200 | 202203310010 |  |  | 102-35000 | WCH-Respiratory Care Services | 40 | LS | High Risk
WCH9615 | P5YEMF | 5 Year MFG Overhaul | Rafael Baxcajay | RABAX | EMPLOYEE | 5 | 1 | 09/01/2027 | 08/22/2023 | 1 | M | WCH | WCH | Disaster Portable Batt OP Vent | 17-423 | Ventilators, Portable | 105171 | Allied Healthcare Products Inc | EPV 200 | 202203310016 |  |  | 102-35000 | WCH-Respiratory Care Services | 40 | LS | High Risk
WCH9615 | P2YRPM | 2 YR PM Device Using MFG Procedure | Rafael Baxcajay | RABAX | EMPLOYEE | 2 | 1 | 09/01/2025 |  | 1 | M | WCH | WCH | Disaster Portable Batt OP Vent | 17-423 | Ventilators, Portable | 105171 | Allied Healthcare Products Inc | EPV 200 | 202203310016 |  |  | 102-35000 | WCH-Respiratory Care Services | 40 | LS | High Risk
WCH9615 | P10123 | -Pm Device Using Mfg Procedure | Rafael Baxcajay | RABAX | EMPLOYEE | 1 | 0.5 | 09/01/2024 | 09/01/2023 | 1 | M | WCH | WCH | Disaster Portable Batt OP Vent | 17-423 | Ventilators, Portable | 105171 | Allied Healthcare Products Inc | EPV 200 | 202203310016 |  |  | 102-35000 | WCH-Respiratory Care Services | 40 | LS | High Risk
WCH9637 | P--ORS | --- OR Safety Inspection --- | Rafael Baxcajay | RABAX | EMPLOYEE | 6 | 0.25 | 07/01/2024 | 01/05/2024 | 2 | M | WCH | WCH | LCD HD Video Monitor | 16-603 | Monitors, Video | 276750 | Olympus America Inc | OEV-262H | 7291732 |  |  | 102-21221 | WCH-Endoscopy | 18 | IU | Active
WCH9639 | P--ORS | --- OR Safety Inspection --- | Rafael Baxcajay | RABAX | EMPLOYEE | 6 | 0.25 | 07/01/2024 | 12/26/2023 | 2 | M | WCH | WCH | Video Processor, Endo | 18-034 | Image Processors, Video, Endoscopy | 276750 | Olympus America Inc | CV-190 | 7273535 |  |  | 102-21221 | WCH-Endoscopy | 25 | IU | Active
WCH9640 | P--ORS | --- OR Safety Inspection --- | Rafael Baxcajay | RABAX | EMPLOYEE | 6 | 0.25 | 07/01/2024 | 07/31/2023 | 2 | M | WCH | WCH | Xenon Light Source, Endo | 36-171 | Light Sources, Endoscope, Fiberoptic Cable | 276750 | Olympus America Inc | CLV-190 | 7206348 |  |  | 102-21221 | WCH-Endoscopy | 26 | IU | Active
WCH9640 | P10123 | -Pm Device Using Mfg Procedure | Rafael Baxcajay | RABAX | EMPLOYEE | 1 | 0.5 | 01/01/2025 | 01/17/2024 | 2 | M | WCH | WCH | Xenon Light Source, Endo | 36-171 | Light Sources, Endoscope, Fiberoptic Cable | 276750 | Olympus America Inc | CLV-190 | 7206348 |  |  | 102-21221 | WCH-Endoscopy | 26 | IU | Active
WCH9641 | P--ORS | --- OR Safety Inspection --- | Rafael Baxcajay | RABAX | EMPLOYEE | 6 | 0.25 | 07/01/2024 | 07/31/2023 | 2 | M | WCH | WCH | Laparoscopic Insufflator | 16-849 | Insufflators, Laparoscopic | 276750 | Olympus America Inc | UCR | 7261231 |  |  | 102-21221 | WCH-Endoscopy | 33 | IU | Active
WCH9641 | P10123 | -Pm Device Using Mfg Procedure | Rafael Baxcajay | RABAX | EMPLOYEE | 1 | 0.5 | 01/01/2025 | 12/26/2023 | 2 | M | WCH | WCH | Laparoscopic Insufflator | 16-849 | Insufflators, Laparoscopic | 276750 | Olympus America Inc | UCR | 7261231 |  |  | 102-21221 | WCH-Endoscopy | 33 | IU | Active
WCH9642 | P--ORS | --- OR Safety Inspection --- | Rafael Baxcajay | RABAX | EMPLOYEE | 6 | 0.25 | 07/01/2024 | 01/08/2024 | 2 | M | WCH | WCH | Video Monitor | 28-170 | Monitors, Video, High Definition | 182624 | Sony Electronics Inc Medical S | LMD-3251ST | 3100715 |  |  | 102-21221 | WCH-Endoscopy | 20 | IU | Active
WCH9645 | P10123 | -Pm Device Using Mfg Procedure | Rafael Baxcajay | RABAX | EMPLOYEE | 1 | 0.7 | 01/01/2025 | 01/16/2024 | 2 | M | WCH | WCH | HRM Module | 15-036 | Analyzers, Physiologic, Peristaltic Motility, Gastrointestinal | 391192 | Medtronic Given Imaging Inc | FGS-4374 | MSMILL3970 |  |  | 102-21221 | WCH-Endoscopy | 21 | IU | Active
WCH9646 | P10123 | -Pm Device Using Mfg Procedure | Rafael Baxcajay | RABAX | EMPLOYEE | 1 | 0.7 | 01/01/2025 | 01/16/2024 | 2 | M | WCH | WCH | Manometry HR Impedance Module | 15-036 | Analyzers, Physiologic, Peristaltic Motility, Gastrointestinal | 391192 | Medtronic Given Imaging Inc | 4189 | MSZIL2199 |  |  | 102-21221 | WCH-Endoscopy | 21 | IU | Active
WCH9647 | P--ORS | --- OR Safety Inspection --- | Rafael Baxcajay | RABAX | EMPLOYEE | 6 | 0.25 | 07/01/2024 | 07/31/2023 | 2 | M | WCH | WCH | Mobile Suction High Vac | 10-217 | Aspirators, Surgical | 103640 | Medela Inc | 600 2607 | 1976187 |  |  | 102-21221 | WCH-Endoscopy | 33 | IU | Active
WCH9647 | P10123 | -Pm Device Using Mfg Procedure | Rafael Baxcajay | RABAX | EMPLOYEE | 1 | 0.5 | 01/01/2025 | 01/16/2024 | 2 | M | WCH | WCH | Mobile Suction High Vac | 10-217 | Aspirators, Surgical | 103640 | Medela Inc | 600 2607 | 1976187 |  |  | 102-21221 | WCH-Endoscopy | 33 | IU | Active
WCH9648 | P--ORS | --- OR Safety Inspection --- | Rafael Baxcajay | RABAX | EMPLOYEE | 6 | 0.25 | 07/01/2024 | 01/05/2024 | 2 | M | WCH | WCH | Video Monitor | 28-170 | Monitors, Video, High Definition | 182624 | Sony Electronics Inc Medical S | LMD-3251ST | 3100724 |  |  | 102-21221 | WCH-Endoscopy | 20 | IU | Active
WCH9649 | P--ORS | --- OR Safety Inspection --- | Rafael Baxcajay | RABAX | EMPLOYEE | 6 | 0.25 | 07/01/2024 | 07/31/2023 | 2 | M | WCH | WCH | Laparoscopic Insufflator | 16-849 | Insufflators, Laparoscopic | 276750 | Olympus America Inc | UCR | 7261421 |  |  | 102-21221 | WCH-Endoscopy | 33 | IU | Active
WCH9649 | P10123 | -Pm Device Using Mfg Procedure | Rafael Baxcajay | RABAX | EMPLOYEE | 1 | 0.5 | 01/01/2025 | 01/08/2024 | 2 | M | WCH | WCH | Laparoscopic Insufflator | 16-849 | Insufflators, Laparoscopic | 276750 | Olympus America Inc | UCR | 7261421 |  |  | 102-21221 | WCH-Endoscopy | 33 | IU | Active
WCH9650 | P10123 | -Pm Device Using Mfg Procedure | Rafael Baxcajay | RABAX | EMPLOYEE | 1 | 0.5 | 01/01/2025 | 01/17/2024 | 2 | M | WCH | WCH | Xenon Light Source, Endo | 36-171 | Light Sources, Endoscope, Fiberoptic Cable | 276750 | Olympus America Inc | CLV-190 | 7206340 |  |  | 102-21221 | WCH-Endoscopy | 26 | IU | Active
WCH9650 | P--ORS | --- OR Safety Inspection --- | Rafael Baxcajay | RABAX | EMPLOYEE | 6 | 0.25 | 07/01/2024 | 07/31/2023 | 2 | M | WCH | WCH | Xenon Light Source, Endo | 36-171 | Light Sources, Endoscope, Fiberoptic Cable | 276750 | Olympus America Inc | CLV-190 | 7206340 |  |  | 102-21221 | WCH-Endoscopy | 26 | IU | Active
WCH9651 | P--ORS | --- OR Safety Inspection --- | Rafael Baxcajay | RABAX | EMPLOYEE | 6 | 0.25 | 07/01/2024 | 01/15/2024 | 2 | M | WCH | WCH | Video Processor, Endo | 18-034 | Image Processors, Video, Endoscopy | 276750 | Olympus America Inc | CV-190 | 7273480 |  |  | 102-21221 | WCH-Endoscopy | 25 | IU | Active
WCH9652 | P--ORS | --- OR Safety Inspection --- | Rafael Baxcajay | RABAX | EMPLOYEE | 6 | 0.25 | 07/01/2024 | 01/08/2024 | 2 | M | WCH | WCH | LCD HD Video Monitor | 16-603 | Monitors, Video | 276750 | Olympus America Inc | OEV-262H | 7291733 |  |  | 102-21221 | WCH-Endoscopy | 18 | IU | Active
WCH9653 | P41 | Circulatory Assist Unit, Intra-Aortic Balloon. | Laurence Rawski | LARAW | EMPLOYEE | 6 | 1 | 08/01/2024 | 03/04/2024 | 1 | M | WCH | WCH | Balloon Pump | 10-846 | Circulatory Assist Units, Intra-Aortic Balloon | 453766 | MAQUET Cardiovascular LLC A Ge | 0998-00-0800-53 | CH363974A3 |  |  | 102-30695 | WCH-Interventional Services | 40 | LS | High Risk
WCH9655 | PSAFIN | Safety Inspection | Rafael Baxcajay | RABAX | EMPLOYEE | 1 | 0.25 | 01/01/2025 | 01/02/2024 | 2 | M | WCH | WCH | Data Recorder Kit | 34-626 | Recorders, Physiologic, pH, Upper Gastrointestinal Tract, Ingestible Capsule | 391192 | Medtronic Given Imaging Inc | FGS-0347 | DR30830211 |  |  | 102-21221 | WCH-Endoscopy | 25 | IU | Active
WCH9656 | PSAFIN | Safety Inspection | Rafael Baxcajay | RABAX | EMPLOYEE | 1 | 0.25 | 01/01/2025 | 01/02/2024 | 2 | M | WCH | WCH | Data Recorder Kit | 34-626 | Recorders, Physiologic, pH, Upper Gastrointestinal Tract, Ingestible Capsule | 391192 | Medtronic Given Imaging Inc | FGS-0347 | DR30830503 |  |  | 102-21221 | WCH-Endoscopy | 25 | IU | Active
WCH9657 | PSAFIN | Safety Inspection | Rafael Baxcajay | RABAX | EMPLOYEE | 1 | 0.25 | 01/01/2025 | 01/02/2024 | 2 | M | WCH | WCH | Data Recorder Kit | 34-626 | Recorders, Physiologic, pH, Upper Gastrointestinal Tract, Ingestible Capsule | 391192 | Medtronic Given Imaging Inc | FGS-0347 | DR30830499 |  |  | 102-21221 | WCH-Endoscopy | 25 | IU | Active
WCH9659 | PWSDI | Ultrasound Diagnostic | Thomas Odaris | 85190 | EMPLOYEE | 1 | 2.25 | 01/01/2025 | 01/31/2024 | 2 | M | WCH | WCH | Endo Ultrasound System | 20-378 | Scanning Systems, Ultrasonic, Endoscopic | 105698 | FUJIFILM Healthcare Americas | Arietta 850 | G3188531 |  |  | 102-21221 | WCH-Endoscopy | 30 | IU | Active
WCH9660 | PSAFIN | Safety Inspection | Rafael Baxcajay | RABAX | EMPLOYEE | 1 | 0.25 | 01/01/2025 | 01/02/2024 | 2 | M | WCH | WCH | Data Reflux recorder | 34-626 | Recorders, Physiologic, pH, Upper Gastrointestinal Tract, Ingestible Capsule | 391192 | Medtronic Given Imaging Inc | FGS-0634 | BR30309714 |  |  | 102-21221 | WCH-Endoscopy | 20 | IU | Active
WCH9661 | PSAFIN | Safety Inspection | Rafael Baxcajay | RABAX | EMPLOYEE | 1 | 0.25 | 01/01/2025 | 01/02/2024 | 2 | M | WCH | WCH | Data Reflux recorder | 34-626 | Recorders, Physiologic, pH, Upper Gastrointestinal Tract, Ingestible Capsule | 391192 | Medtronic Given Imaging Inc | FGS-0634 | BR30309713 |  |  | 102-21221 | WCH-Endoscopy | 20 | IU | Active
WCH9663 | P-VPM | -Vendor PM | Rafael Baxcajay | RABAX | EMPLOYEE | 1 | 0.5 | 01/01/2025 | 01/22/2024 | 2 | M | WCH | WCH | US Transducer Leakage Tester | CC-040 | Test Equipment | 223154 | BC Group International Inc | ULT-2020 | 733124819 |  |  | 102-21221 | WCH-Endoscopy | 26 | IU | Active
WCH9664 | P10123 | -Pm Device Using Mfg Procedure | Laurence Rawski | LARAW | EMPLOYEE | 1 | 1.25 | 03/01/2025 |  | 2 | M | WCH | WCH | Thyroid Uptake Systems | 16-567 | Thyroid Uptake Systems | 102944 | Capintec Inc | Captus 4000e | 21DECTEG10109 |  |  | 102-36000 | WCH-Nuclear Medicine | 17 | IU | Active
WCH9665 | PPOAIA | Portable Airway Aspirator with 3 YEAR BATTERY Replacement | Holly Robinson | HOLROB | EMPLOYEE | 3 | 1 | 09/01/2028 |  | 2 | M | WCH | WCH | Portable Suction | 27-657 | Aspirators, Airway | 105171 | Allied Healthcare Products Inc | G180 | NSNWCH9665 |  |  | 102-85160 | WCH-Sterile Processing | 12 | IU | Active
WCH9665 | P10 | Portable Airway Aspirator | Holly Robinson | HOLROB | EMPLOYEE | 1 | 0.5 | 09/01/2024 | 09/12/2023 | 2 | M | WCH | WCH | Portable Suction | 27-657 | Aspirators, Airway | 105171 | Allied Healthcare Products Inc | G180 | NSNWCH9665 |  |  | 102-85160 | WCH-Sterile Processing | 12 | IU | Active
WCH9677 | P--ORS | --- OR Safety Inspection --- | Laurence Rawski | LARAW | EMPLOYEE | 6 | 0.25 | 08/01/2024 | 08/01/2023 | 2 | M | WCH | WCH | Irrigation Pump | 28-444 | Pumps, Irrigation | 199733 | AngioDynamics Inc | DISPENSER DP 30 | 6505U2101R |  |  | 102-30695 | WCH-Interventional Services | 33 | IU | Active
WCH9677 | P10123 | -Pm Device Using Mfg Procedure | Laurence Rawski | LARAW | EMPLOYEE | 1 | 0.5 | 02/01/2025 | 01/26/2024 | 2 | M | WCH | WCH | Irrigation Pump | 28-444 | Pumps, Irrigation | 199733 | AngioDynamics Inc | DISPENSER DP 30 | 6505U2101R |  |  | 102-30695 | WCH-Interventional Services | 33 | IU | Active
WCH9678 | P10123 | -Pm Device Using Mfg Procedure | Laurence Rawski | LARAW | EMPLOYEE | 1 | 0.5 | 02/01/2025 | 01/26/2024 | 2 | M | WCH | WCH | Endovenous Laser Vein Treatmen | 18-183 | Lasers, Diode, Surgical | 199733 | AngioDynamics Inc | 1470 | DNL004-1023 |  |  | 102-30695 | WCH-Interventional Services | 28 | IU | Active
WCH9679 | P53PAC | 5392 Pacemaker, Cardiac, External | Rafael Baxcajay | RABAX | EMPLOYEE | 1 | 1 | 04/01/2025 | 04/03/2024 | 1 | M | WCH | WCH | Dual Chamber Pacemaker | 12-912 | Pacemakers, Cardiac, External, Invasive Electrode, Transvenous | 398065 | Medtronic Inc Cardiac Rhythm M | 5392 | DJH052626P |  |  | 102-13100 | WCH-Intensive Care Unit I | 40 | LS | High Risk
WCH9680 | P53PAC | 5392 Pacemaker, Cardiac, External | Holly Robinson | HOLROB | EMPLOYEE | 1 | 1 | 01/01/2025 | 01/03/2024 | 1 | M | WCH | WCH | Dual Chamber Pacemaker | 12-912 | Pacemakers, Cardiac, External, Invasive Electrode, Transvenous | 398065 | Medtronic Inc Cardiac Rhythm M | 5392 | DJH052826P |  |  | 102-23100 | WCH-Emergency Service | 40 | LS | High Risk
WCH9685 | PLP2YE | LP15 2 Year Battery Replacement and PM | Laurence Rawski | LARAW | EMPLOYEE | 2 | 1 | 09/01/2025 |  | 1 | M | WCH | WCH | LP15Perf Pak 11 Defib/Pacer | 17-882B | Defibrillator/Pacemakers, External, Biphasic | 452575 | Physio-Control Inc | 81700-000019 | 50408888 | DEFIBR | Defibrillators | 102-88570 | WCH-Clinical Engineering | 40 | LS | High Risk
WCH9685 | PLPLPP | LP15 PIP PM | Laurence Rawski | LARAW | EMPLOYEE | 1 | 0.8 | 09/01/2024 | 08/25/2023 | 1 | M | WCH | WCH | LP15Perf Pak 11 Defib/Pacer | 17-882B | Defibrillator/Pacemakers, External, Biphasic | 452575 | Physio-Control Inc | 81700-000019 | 50408888 | DEFIBR | Defibrillators | 102-88570 | WCH-Clinical Engineering | 40 | LS | High Risk
WCH9685 | PLP5Y1 | LP15 5 Year Coin Battery Replacement | Laurence Rawski | LARAW | EMPLOYEE | 5 | 1.6 | 09/01/2028 |  | 1 | M | WCH | WCH | LP15Perf Pak 11 Defib/Pacer | 17-882B | Defibrillator/Pacemakers, External, Biphasic | 452575 | Physio-Control Inc | 81700-000019 | 50408888 | DEFIBR | Defibrillators | 102-88570 | WCH-Clinical Engineering | 40 | LS | High Risk
WCH9686 | PLP2YE | LP15 2 Year Battery Replacement and PM | Laurence Rawski | LARAW | EMPLOYEE | 2 | 1 | 09/01/2025 |  | 1 | M | WCH | WCH | LP15Perf Pak 11 Defib/Pacer | 17-882B | Defibrillator/Pacemakers, External, Biphasic | 452575 | Physio-Control Inc | 81700-000019 | 50408990 | DEFIBR | Defibrillators | 102-13100 | WCH-Intensive Care Unit I | 40 | LS | High Risk
WCH9686 | PLP5Y1 | LP15 5 Year Coin Battery Replacement | Laurence Rawski | LARAW | EMPLOYEE | 5 | 1.6 | 09/01/2028 |  | 1 | M | WCH | WCH | LP15Perf Pak 11 Defib/Pacer | 17-882B | Defibrillator/Pacemakers, External, Biphasic | 452575 | Physio-Control Inc | 81700-000019 | 50408990 | DEFIBR | Defibrillators | 102-13100 | WCH-Intensive Care Unit I | 40 | LS | High Risk
WCH9686 | PLPLPP | LP15 PIP PM | Laurence Rawski | LARAW | EMPLOYEE | 1 | 0.8 | 09/01/2024 | 08/29/2023 | 1 | M | WCH | WCH | LP15Perf Pak 11 Defib/Pacer | 17-882B | Defibrillator/Pacemakers, External, Biphasic | 452575 | Physio-Control Inc | 81700-000019 | 50408990 | DEFIBR | Defibrillators | 102-13100 | WCH-Intensive Care Unit I | 40 | LS | High Risk
WCH9687 | PLP2YE | LP15 2 Year Battery Replacement and PM | Laurence Rawski | LARAW | EMPLOYEE | 2 | 1 | 09/01/2025 |  | 1 | M | WCH | WCH | LP15Perf Pak 11 Defib/Pacer | 17-882B | Defibrillator/Pacemakers, External, Biphasic | 452575 | Physio-Control Inc | 81700-000019 | 50408841 | DEFIBR | Defibrillators | 102-21500 | WCH-PACU | 40 | LS | High Risk
WCH9687 | PLPLPP | LP15 PIP PM | Laurence Rawski | LARAW | EMPLOYEE | 1 | 0.8 | 09/01/2024 | 08/25/2023 | 1 | M | WCH | WCH | LP15Perf Pak 11 Defib/Pacer | 17-882B | Defibrillator/Pacemakers, External, Biphasic | 452575 | Physio-Control Inc | 81700-000019 | 50408841 | DEFIBR | Defibrillators | 102-21500 | WCH-PACU | 40 | LS | High Risk
WCH9687 | PLP5Y1 | LP15 5 Year Coin Battery Replacement | Laurence Rawski | LARAW | EMPLOYEE | 5 | 1.6 | 09/01/2028 |  | 1 | M | WCH | WCH | LP15Perf Pak 11 Defib/Pacer | 17-882B | Defibrillator/Pacemakers, External, Biphasic | 452575 | Physio-Control Inc | 81700-000019 | 50408841 | DEFIBR | Defibrillators | 102-21500 | WCH-PACU | 40 | LS | High Risk
WCH9688 | PLPLPP | LP15 PIP PM | Laurence Rawski | LARAW | EMPLOYEE | 1 | 0.8 | 09/01/2024 | 08/25/2023 | 1 | M | WCH | WCH | LP15Perf Pak 11 Defib/Pacer | 17-882B | Defibrillator/Pacemakers, External, Biphasic | 452575 | Physio-Control Inc | 81700-000019 | 50408896 | DEFIBR | Defibrillators | 102-21500 | WCH-PACU | 40 | LS | High Risk
WCH9688 | PLP5Y1 | LP15 5 Year Coin Battery Replacement | Laurence Rawski | LARAW | EMPLOYEE | 5 | 1.6 | 09/01/2028 |  | 1 | M | WCH | WCH | LP15Perf Pak 11 Defib/Pacer | 17-882B | Defibrillator/Pacemakers, External, Biphasic | 452575 | Physio-Control Inc | 81700-000019 | 50408896 | DEFIBR | Defibrillators | 102-21500 | WCH-PACU | 40 | LS | High Risk
WCH9688 | PLP2YE | LP15 2 Year Battery Replacement and PM | Laurence Rawski | LARAW | EMPLOYEE | 2 | 1 | 09/01/2025 |  | 1 | M | WCH | WCH | LP15Perf Pak 11 Defib/Pacer | 17-882B | Defibrillator/Pacemakers, External, Biphasic | 452575 | Physio-Control Inc | 81700-000019 | 50408896 | DEFIBR | Defibrillators | 102-21500 | WCH-PACU | 40 | LS | High Risk
WCH9689 | PLP5Y1 | LP15 5 Year Coin Battery Replacement | Laurence Rawski | LARAW | EMPLOYEE | 5 | 1.6 | 09/01/2028 |  | 1 | M | WCH | WCH | LP15Perf Pak 11 Defib/Pacer | 17-882B | Defibrillator/Pacemakers, External, Biphasic | 452575 | Physio-Control Inc | 81700-000019 | 50409077 | DEFIBR | Defibrillators | 102-13100 | WCH-Intensive Care Unit I | 40 | LS | High Risk
WCH9689 | PLP2YE | LP15 2 Year Battery Replacement and PM | Laurence Rawski | LARAW | EMPLOYEE | 2 | 1 | 09/01/2025 |  | 1 | M | WCH | WCH | LP15Perf Pak 11 Defib/Pacer | 17-882B | Defibrillator/Pacemakers, External, Biphasic | 452575 | Physio-Control Inc | 81700-000019 | 50409077 | DEFIBR | Defibrillators | 102-13100 | WCH-Intensive Care Unit I | 40 | LS | High Risk
WCH9689 | PLPLPP | LP15 PIP PM | Laurence Rawski | LARAW | EMPLOYEE | 1 | 0.8 | 09/01/2024 | 08/29/2023 | 1 | M | WCH | WCH | LP15Perf Pak 11 Defib/Pacer | 17-882B | Defibrillator/Pacemakers, External, Biphasic | 452575 | Physio-Control Inc | 81700-000019 | 50409077 | DEFIBR | Defibrillators | 102-13100 | WCH-Intensive Care Unit I | 40 | LS | High Risk
WCH9690 | PLPLPP | LP15 PIP PM | Laurence Rawski | LARAW | EMPLOYEE | 1 | 0.8 | 09/01/2024 | 08/30/2023 | 1 | M | WCH | WCH | LP15Perf Pak 11 Defib/Pacer | 17-882B | Defibrillator/Pacemakers, External, Biphasic | 452575 | Physio-Control Inc | 81700-000019 | 50409106 | DEFIBR | Defibrillators | 102-12250 | WCH-MED/SURG/TELE UNIT | 40 | LS | High Risk
WCH9690 | PLP2YE | LP15 2 Year Battery Replacement and PM | Laurence Rawski | LARAW | EMPLOYEE | 2 | 1 | 09/01/2025 |  | 1 | M | WCH | WCH | LP15Perf Pak 11 Defib/Pacer | 17-882B | Defibrillator/Pacemakers, External, Biphasic | 452575 | Physio-Control Inc | 81700-000019 | 50409106 | DEFIBR | Defibrillators | 102-12250 | WCH-MED/SURG/TELE UNIT | 40 | LS | High Risk
WCH9690 | PLP5Y1 | LP15 5 Year Coin Battery Replacement | Laurence Rawski | LARAW | EMPLOYEE | 5 | 1.6 | 09/01/2028 |  | 1 | M | WCH | WCH | LP15Perf Pak 11 Defib/Pacer | 17-882B | Defibrillator/Pacemakers, External, Biphasic | 452575 | Physio-Control Inc | 81700-000019 | 50409106 | DEFIBR | Defibrillators | 102-12250 | WCH-MED/SURG/TELE UNIT | 40 | LS | High Risk
WCH9691 | PLP2YE | LP15 2 Year Battery Replacement and PM | Laurence Rawski | LARAW | EMPLOYEE | 2 | 1 | 09/01/2025 |  | 1 | M | WCH | WCH | LP15Perf Pak 11 Defib/Pacer | 17-882B | Defibrillator/Pacemakers, External, Biphasic | 452575 | Physio-Control Inc | 81700-000019 | 50408847 | DEFIBR | Defibrillators | 102-21100 | WCH-Surgery | 40 | LS | High Risk
WCH9691 | PLP5Y1 | LP15 5 Year Coin Battery Replacement | Laurence Rawski | LARAW | EMPLOYEE | 5 | 1.6 | 09/01/2028 |  | 1 | M | WCH | WCH | LP15Perf Pak 11 Defib/Pacer | 17-882B | Defibrillator/Pacemakers, External, Biphasic | 452575 | Physio-Control Inc | 81700-000019 | 50408847 | DEFIBR | Defibrillators | 102-21100 | WCH-Surgery | 40 | LS | High Risk
WCH9691 | PLPLPP | LP15 PIP PM | Laurence Rawski | LARAW | EMPLOYEE | 1 | 0.8 | 09/01/2024 | 08/29/2023 | 1 | M | WCH | WCH | LP15Perf Pak 11 Defib/Pacer | 17-882B | Defibrillator/Pacemakers, External, Biphasic | 452575 | Physio-Control Inc | 81700-000019 | 50408847 | DEFIBR | Defibrillators | 102-21100 | WCH-Surgery | 40 | LS | High Risk
WCH9692 | PLP5Y1 | LP15 5 Year Coin Battery Replacement | Laurence Rawski | LARAW | EMPLOYEE | 5 | 1.6 | 09/01/2028 |  | 1 | M | WCH | WCH | LP15Perf Pak 11 Defib/Pacer | 17-882B | Defibrillator/Pacemakers, External, Biphasic | 452575 | Physio-Control Inc | 81700-000019 | 50408968 | DEFIBR | Defibrillators | 102-12250 | WCH-MED/SURG/TELE UNIT | 40 | LS | High Risk
WCH9692 | PLP2YE | LP15 2 Year Battery Replacement and PM | Laurence Rawski | LARAW | EMPLOYEE | 2 | 1 | 09/01/2025 |  | 1 | M | WCH | WCH | LP15Perf Pak 11 Defib/Pacer | 17-882B | Defibrillator/Pacemakers, External, Biphasic | 452575 | Physio-Control Inc | 81700-000019 | 50408968 | DEFIBR | Defibrillators | 102-12250 | WCH-MED/SURG/TELE UNIT | 40 | LS | High Risk
WCH9692 | PLPLPP | LP15 PIP PM | Laurence Rawski | LARAW | EMPLOYEE | 1 | 0.8 | 09/01/2024 | 08/30/2023 | 1 | M | WCH | WCH | LP15Perf Pak 11 Defib/Pacer | 17-882B | Defibrillator/Pacemakers, External, Biphasic | 452575 | Physio-Control Inc | 81700-000019 | 50408968 | DEFIBR | Defibrillators | 102-12250 | WCH-MED/SURG/TELE UNIT | 40 | LS | High Risk
WCH9693 | PLP5Y1 | LP15 5 Year Coin Battery Replacement | Laurence Rawski | LARAW | EMPLOYEE | 5 | 1.6 | 09/01/2028 |  | 1 | M | WCH | WCH | LP15Perf Pak 11 Defib/Pacer | 17-882B | Defibrillator/Pacemakers, External, Biphasic | 452575 | Physio-Control Inc | 81700-000019 | 50408909 | DEFIBR | Defibrillators | 102-30695 | WCH-Interventional Services | 40 | LS | High Risk
WCH9693 | PLP2YE | LP15 2 Year Battery Replacement and PM | Laurence Rawski | LARAW | EMPLOYEE | 2 | 1 | 09/01/2025 |  | 1 | M | WCH | WCH | LP15Perf Pak 11 Defib/Pacer | 17-882B | Defibrillator/Pacemakers, External, Biphasic | 452575 | Physio-Control Inc | 81700-000019 | 50408909 | DEFIBR | Defibrillators | 102-30695 | WCH-Interventional Services | 40 | LS | High Risk
WCH9693 | PLPLPP | LP15 PIP PM | Laurence Rawski | LARAW | EMPLOYEE | 1 | 0.8 | 09/01/2024 | 08/29/2023 | 1 | M | WCH | WCH | LP15Perf Pak 11 Defib/Pacer | 17-882B | Defibrillator/Pacemakers, External, Biphasic | 452575 | Physio-Control Inc | 81700-000019 | 50408909 | DEFIBR | Defibrillators | 102-30695 | WCH-Interventional Services | 40 | LS | High Risk
WCH9694 | PLPLPP | LP15 PIP PM | Laurence Rawski | LARAW | EMPLOYEE | 1 | 0.8 | 09/01/2024 | 08/23/2023 | 1 | M | WCH | WCH | LP15Perf Pak 11 Defib/Pacer | 17-882B | Defibrillator/Pacemakers, External, Biphasic | 452575 | Physio-Control Inc | 81700-000019 | 50408943 | DEFIBR | Defibrillators | 102-88570 | WCH-Clinical Engineering | 40 | LS | High Risk
WCH9694 | PLP2YE | LP15 2 Year Battery Replacement and PM | Laurence Rawski | LARAW | EMPLOYEE | 2 | 1 | 09/01/2025 |  | 1 | M | WCH | WCH | LP15Perf Pak 11 Defib/Pacer | 17-882B | Defibrillator/Pacemakers, External, Biphasic | 452575 | Physio-Control Inc | 81700-000019 | 50408943 | DEFIBR | Defibrillators | 102-88570 | WCH-Clinical Engineering | 40 | LS | High Risk
WCH9694 | PLP5Y1 | LP15 5 Year Coin Battery Replacement | Laurence Rawski | LARAW | EMPLOYEE | 5 | 1.6 | 09/01/2028 |  | 1 | M | WCH | WCH | LP15Perf Pak 11 Defib/Pacer | 17-882B | Defibrillator/Pacemakers, External, Biphasic | 452575 | Physio-Control Inc | 81700-000019 | 50408943 | DEFIBR | Defibrillators | 102-88570 | WCH-Clinical Engineering | 40 | LS | High Risk
WCH9695 | PLPLPP | LP15 PIP PM | Laurence Rawski | LARAW | EMPLOYEE | 1 | 0.8 | 09/01/2024 | 08/25/2023 | 1 | M | WCH | WCH | LP15Perf Pak 11 Defib/Pacer | 17-882B | Defibrillator/Pacemakers, External, Biphasic | 452575 | Physio-Control Inc | 81700-000019 | 50408849 | DEFIBR | Defibrillators | 102-21500 | WCH-PACU | 40 | LS | High Risk
WCH9695 | PLP5Y1 | LP15 5 Year Coin Battery Replacement | Laurence Rawski | LARAW | EMPLOYEE | 5 | 1.6 | 09/01/2028 |  | 1 | M | WCH | WCH | LP15Perf Pak 11 Defib/Pacer | 17-882B | Defibrillator/Pacemakers, External, Biphasic | 452575 | Physio-Control Inc | 81700-000019 | 50408849 | DEFIBR | Defibrillators | 102-21500 | WCH-PACU | 40 | LS | High Risk
WCH9695 | PLP2YE | LP15 2 Year Battery Replacement and PM | Laurence Rawski | LARAW | EMPLOYEE | 2 | 1 | 09/01/2025 |  | 1 | M | WCH | WCH | LP15Perf Pak 11 Defib/Pacer | 17-882B | Defibrillator/Pacemakers, External, Biphasic | 452575 | Physio-Control Inc | 81700-000019 | 50408849 | DEFIBR | Defibrillators | 102-21500 | WCH-PACU | 40 | LS | High Risk
WCH9696 | PLP2YE | LP15 2 Year Battery Replacement and PM | Laurence Rawski | LARAW | EMPLOYEE | 2 | 1 | 09/01/2025 |  | 1 | M | WCH | WCH | LP15Perf Pak 11 Defib/Pacer | 17-882B | Defibrillator/Pacemakers, External, Biphasic | 452575 | Physio-Control Inc | 81700-000019 | 50408924 | DEFIBR | Defibrillators | 102-34000 | WCH-Diagnostic Imaging | 40 | LS | High Risk
WCH9696 | PLP5Y1 | LP15 5 Year Coin Battery Replacement | Laurence Rawski | LARAW | EMPLOYEE | 5 | 1.6 | 09/01/2028 |  | 1 | M | WCH | WCH | LP15Perf Pak 11 Defib/Pacer | 17-882B | Defibrillator/Pacemakers, External, Biphasic | 452575 | Physio-Control Inc | 81700-000019 | 50408924 | DEFIBR | Defibrillators | 102-34000 | WCH-Diagnostic Imaging | 40 | LS | High Risk
WCH9696 | PLPLPP | LP15 PIP PM | Laurence Rawski | LARAW | EMPLOYEE | 1 | 0.8 | 09/01/2024 | 08/28/2023 | 1 | M | WCH | WCH | LP15Perf Pak 11 Defib/Pacer | 17-882B | Defibrillator/Pacemakers, External, Biphasic | 452575 | Physio-Control Inc | 81700-000019 | 50408924 | DEFIBR | Defibrillators | 102-34000 | WCH-Diagnostic Imaging | 40 | LS | High Risk
WCH9697 | PLP2YE | LP15 2 Year Battery Replacement and PM | Laurence Rawski | LARAW | EMPLOYEE | 2 | 1 | 09/01/2025 |  | 1 | M | WCH | WCH | LP15Perf Pak 11 Defib/Pacer | 17-882B | Defibrillator/Pacemakers, External, Biphasic | 452575 | Physio-Control Inc | 81700-000019 | 50408954 | DEFIBR | Defibrillators | 102-23100 | WCH-Emergency Service | 40 | LS | High Risk
WCH9697 | PLP5Y1 | LP15 5 Year Coin Battery Replacement | Laurence Rawski | LARAW | EMPLOYEE | 5 | 1.6 | 09/01/2028 |  | 1 | M | WCH | WCH | LP15Perf Pak 11 Defib/Pacer | 17-882B | Defibrillator/Pacemakers, External, Biphasic | 452575 | Physio-Control Inc | 81700-000019 | 50408954 | DEFIBR | Defibrillators | 102-23100 | WCH-Emergency Service | 40 | LS | High Risk
WCH9697 | PLPLPP | LP15 PIP PM | Laurence Rawski | LARAW | EMPLOYEE | 1 | 0.8 | 09/01/2024 | 08/28/2023 | 1 | M | WCH | WCH | LP15Perf Pak 11 Defib/Pacer | 17-882B | Defibrillator/Pacemakers, External, Biphasic | 452575 | Physio-Control Inc | 81700-000019 | 50408954 | DEFIBR | Defibrillators | 102-23100 | WCH-Emergency Service | 40 | LS | High Risk
WCH9698 | PLP2YE | LP15 2 Year Battery Replacement and PM | Laurence Rawski | LARAW | EMPLOYEE | 2 | 1 | 09/01/2025 |  | 1 | M | WCH | WCH | LP15Perf Pak 11 Defib/Pacer | 17-882B | Defibrillator/Pacemakers, External, Biphasic | 452575 | Physio-Control Inc | 81700-000019 | 50408941 | DEFIBR | Defibrillators | 102-21500 | WCH-PACU | 40 | LS | High Risk
WCH9698 | PLPLPP | LP15 PIP PM | Laurence Rawski | LARAW | EMPLOYEE | 1 | 0.8 | 09/01/2024 | 08/24/2023 | 1 | M | WCH | WCH | LP15Perf Pak 11 Defib/Pacer | 17-882B | Defibrillator/Pacemakers, External, Biphasic | 452575 | Physio-Control Inc | 81700-000019 | 50408941 | DEFIBR | Defibrillators | 102-21500 | WCH-PACU | 40 | LS | High Risk
WCH9698 | PLP5Y1 | LP15 5 Year Coin Battery Replacement | Laurence Rawski | LARAW | EMPLOYEE | 5 | 1.6 | 09/01/2028 |  | 1 | M | WCH | WCH | LP15Perf Pak 11 Defib/Pacer | 17-882B | Defibrillator/Pacemakers, External, Biphasic | 452575 | Physio-Control Inc | 81700-000019 | 50408941 | DEFIBR | Defibrillators | 102-21500 | WCH-PACU | 40 | LS | High Risk
WCH9699 | PLP5Y1 | LP15 5 Year Coin Battery Replacement | Laurence Rawski | LARAW | EMPLOYEE | 5 | 1.6 | 09/01/2028 |  | 1 | M | WCH | WCH | LP15Perf Pak 11 Defib/Pacer | 17-882B | Defibrillator/Pacemakers, External, Biphasic | 452575 | Physio-Control Inc | 81700-000019 | 50408843 | DEFIBR | Defibrillators | 102-30695 | WCH-Interventional Services | 40 | LS | High Risk
WCH9699 | PLP2YE | LP15 2 Year Battery Replacement and PM | Laurence Rawski | LARAW | EMPLOYEE | 2 | 1 | 09/01/2025 |  | 1 | M | WCH | WCH | LP15Perf Pak 11 Defib/Pacer | 17-882B | Defibrillator/Pacemakers, External, Biphasic | 452575 | Physio-Control Inc | 81700-000019 | 50408843 | DEFIBR | Defibrillators | 102-30695 | WCH-Interventional Services | 40 | LS | High Risk
WCH9699 | PLPLPP | LP15 PIP PM | Laurence Rawski | LARAW | EMPLOYEE | 1 | 0.8 | 09/01/2024 | 08/29/2023 | 1 | M | WCH | WCH | LP15Perf Pak 11 Defib/Pacer | 17-882B | Defibrillator/Pacemakers, External, Biphasic | 452575 | Physio-Control Inc | 81700-000019 | 50408843 | DEFIBR | Defibrillators | 102-30695 | WCH-Interventional Services | 40 | LS | High Risk
WCH9700 | PLP5Y1 | LP15 5 Year Coin Battery Replacement | Laurence Rawski | LARAW | EMPLOYEE | 5 | 1.6 | 09/01/2028 |  | 1 | M | WCH | WCH | LP15Perf Pak 11 Defib/Pacer | 17-882B | Defibrillator/Pacemakers, External, Biphasic | 452575 | Physio-Control Inc | 81700-000019 | 50409042 | DEFIBR | Defibrillators | 102-23100 | WCH-Emergency Service | 40 | LS | High Risk
WCH9700 | PLP2YE | LP15 2 Year Battery Replacement and PM | Laurence Rawski | LARAW | EMPLOYEE | 2 | 1 | 09/01/2025 |  | 1 | M | WCH | WCH | LP15Perf Pak 11 Defib/Pacer | 17-882B | Defibrillator/Pacemakers, External, Biphasic | 452575 | Physio-Control Inc | 81700-000019 | 50409042 | DEFIBR | Defibrillators | 102-23100 | WCH-Emergency Service | 40 | LS | High Risk
WCH9700 | PLPLPP | LP15 PIP PM | Laurence Rawski | LARAW | EMPLOYEE | 1 | 0.8 | 09/01/2024 | 08/28/2023 | 1 | M | WCH | WCH | LP15Perf Pak 11 Defib/Pacer | 17-882B | Defibrillator/Pacemakers, External, Biphasic | 452575 | Physio-Control Inc | 81700-000019 | 50409042 | DEFIBR | Defibrillators | 102-23100 | WCH-Emergency Service | 40 | LS | High Risk
WCH9701 | PLP2YE | LP15 2 Year Battery Replacement and PM | Laurence Rawski | LARAW | EMPLOYEE | 2 | 1 | 09/01/2025 |  | 1 | M | WCH | WCH | LP15Perf Pak 11 Defib/Pacer | 17-882B | Defibrillator/Pacemakers, External, Biphasic | 452575 | Physio-Control Inc | 81700-000019 | 50408871 | DEFIBR | Defibrillators | 102-10000 | WCH-Nursing Administration | 40 | LS | High Risk
WCH9701 | PLP5Y1 | LP15 5 Year Coin Battery Replacement | Laurence Rawski | LARAW | EMPLOYEE | 5 | 1.6 | 09/01/2028 |  | 1 | M | WCH | WCH | LP15Perf Pak 11 Defib/Pacer | 17-882B | Defibrillator/Pacemakers, External, Biphasic | 452575 | Physio-Control Inc | 81700-000019 | 50408871 | DEFIBR | Defibrillators | 102-10000 | WCH-Nursing Administration | 40 | LS | High Risk
WCH9701 | PLPLPP | LP15 PIP PM | Laurence Rawski | LARAW | EMPLOYEE | 1 | 0.8 | 09/01/2024 | 08/28/2023 | 1 | M | WCH | WCH | LP15Perf Pak 11 Defib/Pacer | 17-882B | Defibrillator/Pacemakers, External, Biphasic | 452575 | Physio-Control Inc | 81700-000019 | 50408871 | DEFIBR | Defibrillators | 102-10000 | WCH-Nursing Administration | 40 | LS | High Risk
WCH9702 | PLPLPP | LP15 PIP PM | Laurence Rawski | LARAW | EMPLOYEE | 1 | 0.8 | 09/01/2024 | 08/28/2023 | 1 | M | WCH | WCH | LP15Perf Pak 11 Defib/Pacer | 17-882B | Defibrillator/Pacemakers, External, Biphasic | 452575 | Physio-Control Inc | 81700-000019 | 50408980 | DEFIBR | Defibrillators | 102-23100 | WCH-Emergency Service | 40 | LS | High Risk
WCH9702 | PLP2YE | LP15 2 Year Battery Replacement and PM | Laurence Rawski | LARAW | EMPLOYEE | 2 | 1 | 09/01/2025 |  | 1 | M | WCH | WCH | LP15Perf Pak 11 Defib/Pacer | 17-882B | Defibrillator/Pacemakers, External, Biphasic | 452575 | Physio-Control Inc | 81700-000019 | 50408980 | DEFIBR | Defibrillators | 102-23100 | WCH-Emergency Service | 40 | LS | High Risk
WCH9702 | PLP5Y1 | LP15 5 Year Coin Battery Replacement | Laurence Rawski | LARAW | EMPLOYEE | 5 | 1.6 | 09/01/2028 |  | 1 | M | WCH | WCH | LP15Perf Pak 11 Defib/Pacer | 17-882B | Defibrillator/Pacemakers, External, Biphasic | 452575 | Physio-Control Inc | 81700-000019 | 50408980 | DEFIBR | Defibrillators | 102-23100 | WCH-Emergency Service | 40 | LS | High Risk
WCH9703 | PRTINI | RPT Initial Inspection | Rafael Baxcajay | RABAX | EMPLOYEE | 1 | 1 | 02/22/2023 | 03/13/2023 | 1 | M | WCH | WCH | 4x 15A 15ft Cord HGPower Strip | 34-504 | Electrical Power Strips | 106890 | Tripp Lite | PS-415-HG-OEM | 3201APVIB888106135 |  |  | 102-35000 | WCH-Respiratory Care Services | 12 | IU | Active
WCH9703 | PRPPM | RPT PM | Rafael Baxcajay | RABAX | EMPLOYEE | 1 | 0 | 09/01/2024 | 09/13/2023 | 2 | M | WCH | WCH | 4x 15A 15ft Cord HGPower Strip | 34-504 | Electrical Power Strips | 106890 | Tripp Lite | PS-415-HG-OEM | 3201APVIB888106135 |  |  | 102-35000 | WCH-Respiratory Care Services | 12 | IU | Active
WCH9704 | PRPPM | RPT PM | Rafael Baxcajay | RABAX | EMPLOYEE | 1 | 0 | 09/01/2024 | 09/13/2023 | 2 | M | WCH | WCH | 4x 15A 15ft Cord HGPower Strip | 34-504 | Electrical Power Strips | 106890 | Tripp Lite | PS-415-HG-OEM | 3201APVIB888106214 |  |  | 102-35000 | WCH-Respiratory Care Services | 12 | IU | Active
WCH9704 | PRTINI | RPT Initial Inspection | Rafael Baxcajay | RABAX | EMPLOYEE | 1 | 1 | 02/22/2023 | 03/14/2023 | 1 | M | WCH | WCH | 4x 15A 15ft Cord HGPower Strip | 34-504 | Electrical Power Strips | 106890 | Tripp Lite | PS-415-HG-OEM | 3201APVIB888106214 |  |  | 102-35000 | WCH-Respiratory Care Services | 12 | IU | Active
WCH9706 | PRPPM | RPT PM | Rafael Baxcajay | RABAX | EMPLOYEE | 1 | 0 | 09/01/2024 | 09/13/2023 | 2 | M | WCH | WCH | 4x 15A 15ft Cord HGPower Strip | 34-504 | Electrical Power Strips | 106890 | Tripp Lite | PS-415-HG-OEM | 3201APVIB888106211 |  |  | 102-35000 | WCH-Respiratory Care Services | 12 | IU | Active
WCH9706 | PRTINI | RPT Initial Inspection | Rafael Baxcajay | RABAX | EMPLOYEE | 1 | 1 | 02/22/2023 | 03/13/2023 | 1 | M | WCH | WCH | 4x 15A 15ft Cord HGPower Strip | 34-504 | Electrical Power Strips | 106890 | Tripp Lite | PS-415-HG-OEM | 3201APVIB888106211 |  |  | 102-35000 | WCH-Respiratory Care Services | 12 | IU | Active
WCH9707 | PRTINI | RPT Initial Inspection | Rafael Baxcajay | RABAX | EMPLOYEE | 1 | 1 | 02/22/2023 | 03/13/2023 | 1 | M | WCH | WCH | 4x 15A 15ft Cord HGPower Strip | 34-504 | Electrical Power Strips | 106890 | Tripp Lite | PS-415-HG-OEM | 3201APVIB888106208 |  |  | 102-35000 | WCH-Respiratory Care Services | 12 | IU | Active
WCH9707 | PRPPM | RPT PM | Rafael Baxcajay | RABAX | EMPLOYEE | 1 | 0 | 09/01/2024 | 09/13/2023 | 2 | M | WCH | WCH | 4x 15A 15ft Cord HGPower Strip | 34-504 | Electrical Power Strips | 106890 | Tripp Lite | PS-415-HG-OEM | 3201APVIB888106208 |  |  | 102-35000 | WCH-Respiratory Care Services | 12 | IU | Active
WCH9708 | PRPPM | RPT PM | Rafael Baxcajay | RABAX | EMPLOYEE | 1 | 0 | 09/01/2024 | 09/13/2023 | 2 | M | WCH | WCH | 4x 15A 15ft Cord HGPower Strip | 34-504 | Electrical Power Strips | 106890 | Tripp Lite | PS-415-HG-OEM | 3201APVIB888106210 |  |  | 102-35000 | WCH-Respiratory Care Services | 12 | IU | Active
WCH9708 | PRTINI | RPT Initial Inspection | Rafael Baxcajay | RABAX | EMPLOYEE | 1 | 1 | 02/22/2023 | 03/13/2023 | 1 | M | WCH | WCH | 4x 15A 15ft Cord HGPower Strip | 34-504 | Electrical Power Strips | 106890 | Tripp Lite | PS-415-HG-OEM | 3201APVIB888106210 |  |  | 102-35000 | WCH-Respiratory Care Services | 12 | IU | Active
WCH9709 | PRTINI | RPT Initial Inspection | Rafael Baxcajay | RABAX | EMPLOYEE | 1 | 1 | 02/22/2023 | 03/13/2023 | 1 | M | WCH | WCH | 4x 15A 15ft Cord HGPower Strip | 34-504 | Electrical Power Strips | 106890 | Tripp Lite | PS-415-HG-OEM | 3201APVIB888106212 |  |  | 102-35000 | WCH-Respiratory Care Services | 12 | IU | Active
WCH9709 | PRPPM | RPT PM | Rafael Baxcajay | RABAX | EMPLOYEE | 1 | 0 | 09/01/2024 | 09/13/2023 | 2 | M | WCH | WCH | 4x 15A 15ft Cord HGPower Strip | 34-504 | Electrical Power Strips | 106890 | Tripp Lite | PS-415-HG-OEM | 3201APVIB888106212 |  |  | 102-35000 | WCH-Respiratory Care Services | 12 | IU | Active
WCH9710 | PRPPM | RPT PM | Rafael Baxcajay | RABAX | EMPLOYEE | 1 | 0 | 09/01/2024 | 09/13/2023 | 2 | M | WCH | WCH | 4x 15A 15ft Cord HGPower Strip | 34-504 | Electrical Power Strips | 106890 | Tripp Lite | PS-415-HG-OEM | 3201APVIB888106158 |  |  | 102-35000 | WCH-Respiratory Care Services | 12 | IU | Active
WCH9710 | PRTINI | RPT Initial Inspection | Rafael Baxcajay | RABAX | EMPLOYEE | 1 | 1 | 02/22/2023 | 03/13/2023 | 1 | M | WCH | WCH | 4x 15A 15ft Cord HGPower Strip | 34-504 | Electrical Power Strips | 106890 | Tripp Lite | PS-415-HG-OEM | 3201APVIB888106158 |  |  | 102-35000 | WCH-Respiratory Care Services | 12 | IU | Active
WCH9711 | PRTINI | RPT Initial Inspection | Rafael Baxcajay | RABAX | EMPLOYEE | 1 | 1 | 02/22/2023 | 03/13/2023 | 1 | M | WCH | WCH | 4x 15A 15ft Cord HGPower Strip | 34-504 | Electrical Power Strips | 106890 | Tripp Lite | PS-415-HG-OEM | 3201APVIB888106217 |  |  | 102-35000 | WCH-Respiratory Care Services | 12 | IU | Active
WCH9711 | PRPPM | RPT PM | Rafael Baxcajay | RABAX | EMPLOYEE | 1 | 0 | 09/01/2024 | 09/13/2023 | 2 | M | WCH | WCH | 4x 15A 15ft Cord HGPower Strip | 34-504 | Electrical Power Strips | 106890 | Tripp Lite | PS-415-HG-OEM | 3201APVIB888106217 |  |  | 102-35000 | WCH-Respiratory Care Services | 12 | IU | Active
WCH9712 | PRPPM | RPT PM | Rafael Baxcajay | RABAX | EMPLOYEE | 1 | 0 | 09/01/2024 | 09/13/2023 | 2 | M | WCH | WCH | 4x 15A 15ft Cord HGPower Strip | 34-504 | Electrical Power Strips | 106890 | Tripp Lite | PS-415-HG-OEM | 3201APVIB888108440 |  |  | 102-35000 | WCH-Respiratory Care Services | 12 | IU | Active
WCH9712 | PRTINI | RPT Initial Inspection | Rafael Baxcajay | RABAX | EMPLOYEE | 1 | 1 | 02/22/2023 | 03/13/2023 | 1 | M | WCH | WCH | 4x 15A 15ft Cord HGPower Strip | 34-504 | Electrical Power Strips | 106890 | Tripp Lite | PS-415-HG-OEM | 3201APVIB888108440 |  |  | 102-35000 | WCH-Respiratory Care Services | 12 | IU | Active
WCH9713 | P221 | Uninterruptible Power Systems | Rafael Baxcajay | RABAX | EMPLOYEE | 1 | 0.75 | 09/01/2024 | 09/13/2023 | 2 | M | WCH | WCH | UPS | 16-936 | Power Systems, Uninterruptible | 106890 | Tripp Lite | SMART 1200XLHG | 3118HVHSM886D00204 |  |  | 102-35000 | WCH-Respiratory Care Services | 13 | IU | Active
WCH9714 | P221 | Uninterruptible Power Systems | Rafael Baxcajay | RABAX | EMPLOYEE | 1 | 0.75 | 09/01/2024 | 09/13/2023 | 2 | M | WCH | WCH | UPS | 16-936 | Power Systems, Uninterruptible | 106890 | Tripp Lite | SMART 1200XLHG | 3118HVHSM886D00142 |  |  | 102-35000 | WCH-Respiratory Care Services | 13 | IU | Active
WCH9715 | P10123 | -Pm Device Using Mfg Procedure | Rafael Baxcajay | RABAX | EMPLOYEE | 1 | 0.5 | 01/01/2025 | 01/05/2024 | 2 | M | WCH | WCH | High-level Scope Disinfector | 11-279 | Disinfectors, Liquid Germicide, Flexible Endoscope | 276750 | Olympus America Inc | OER-ELITE | 2201026 |  |  | 102-21221 | WCH-Endoscopy | 30 | IU | Active
WCH9716 | P10123 | -Pm Device Using Mfg Procedure | Rafael Baxcajay | RABAX | EMPLOYEE | 1 | 0.5 | 01/01/2025 | 01/05/2024 | 2 | M | WCH | WCH | High-level Scope Disinfector | 11-279 | Disinfectors, Liquid Germicide, Flexible Endoscope | 276750 | Olympus America Inc | OER-ELITE | 2201030 |  |  | 102-21221 | WCH-Endoscopy | 30 | IU | Active
WCH9717 | P10123 | -Pm Device Using Mfg Procedure | Rafael Baxcajay | RABAX | EMPLOYEE | 1 | 1 | 08/01/2024 | 08/07/2023 | 2 | M | WCH | WCH | Single Glass Warming Cabinet | 10-414 | Warmers, Blanket | 107114 | STERIS Corp | DJ060124131 | 0402523025 | BLAWAR | BLANKET WARMER | 102-32100 | WCH-Hemodialysis | 12 | IU | Active
WCH9724 | PDOANP | Diagnostic Medical Display Annual PM | Laurence Rawski | LARAW | EMPLOYEE | 1 | 0.7 | 11/01/2024 | 10/25/2023 | 2 | M | WCH | WCH | 3MP Color Med Display | 29-768 | Monitors, Video, High-Definition, Medical Image, Double-Head | 392478 | Barco Inc | MDNC-3421 | 2590344552 |  |  | 102-88570 | WCH-Clinical Engineering | 17 | IU | Active
WCH9725 | PDOANP | Diagnostic Medical Display Annual PM | Laurence Rawski | LARAW | EMPLOYEE | 1 | 0.7 | 11/01/2024 | 10/25/2023 | 2 | M | WCH | WCH | 3MP Color Med Display | 29-768 | Monitors, Video, High-Definition, Medical Image, Double-Head | 392478 | Barco Inc | MDNC-3421 | 2590346758 |  |  | 102-88570 | WCH-Clinical Engineering | 17 | IU | Active
WCH9726 | PDOANP | Diagnostic Medical Display Annual PM | Laurence Rawski | LARAW | EMPLOYEE | 1 | 0.7 | 11/01/2024 | 10/25/2023 | 2 | M | WCH | WCH | 3MP Color Med Display | 29-768 | Monitors, Video, High-Definition, Medical Image, Double-Head | 392478 | Barco Inc | MDNC-3421 | 2590344654 |  |  | 102-88570 | WCH-Clinical Engineering | 17 | IU | Active
WCH9727 | PDOANP | Diagnostic Medical Display Annual PM | Laurence Rawski | LARAW | EMPLOYEE | 1 | 0.7 | 11/01/2024 | 10/25/2023 | 2 | M | WCH | WCH | 3MP Color Med Display | 29-768 | Monitors, Video, High-Definition, Medical Image, Double-Head | 392478 | Barco Inc | MDNC-3421 | 2590346760 |  |  | 102-88570 | WCH-Clinical Engineering | 17 | IU | Active
WCH9732 | P10123 | -Pm Device Using Mfg Procedure | Laurence Rawski | LARAW | EMPLOYEE | 1 | 0.5 | 12/01/2024 | 11/29/2023 | 2 | M | WCH | WCH | Intravascular Lithotripsy | 16-228 | Lithotripters | 530233 | Shockwave Medical Inc | 825D | 46799 |  |  | 102-30695 | WCH-Interventional Services | 33 | IU | Active
WCH9733 | P10123 | -Pm Device Using Mfg Procedure | Laurence Rawski | LARAW | EMPLOYEE | 1 | 0.5 | 12/01/2024 | 11/29/2023 | 2 | M | WCH | WCH | thrombectomy Aspiration System | 10-217 | Aspirators, Surgical | 452859 | Penumbra Inc | PMXENGN | S10468-12 |  |  | 102-30695 | WCH-Interventional Services | 33 | IU | Active
WCH9733 | P--ORS | --- OR Safety Inspection --- | Laurence Rawski | LARAW | EMPLOYEE | 6 | 0.25 | 06/01/2024 | 05/24/2023 | 2 | M | WCH | WCH | thrombectomy Aspiration System | 10-217 | Aspirators, Surgical | 452859 | Penumbra Inc | PMXENGN | S10468-12 |  |  | 102-30695 | WCH-Interventional Services | 33 | IU | Active
WCH9734 | P10123 | -Pm Device Using Mfg Procedure | Laurence Rawski | LARAW | EMPLOYEE | 1 | 0.5 | 12/01/2024 | 11/29/2023 | 2 | M | WCH | WCH | Peripheral Endovascular System | 15-957 | Scanning Systems, Ultrasonic, Vascular | 451188 | EKOS Corp | 600-40500 | 89553105 |  |  | 102-30695 | WCH-Interventional Services | 30 | IU | Active
WCH9735 | P10123 | -Pm Device Using Mfg Procedure | Rafael Baxcajay | RABAX | EMPLOYEE | 1 | 0.5 | 01/01/2025 | 12/26/2023 | 2 | M | WCH | WCH | Waste Pump | 12-306 | Lavage Units, Surgical | 108422 | ERBE USA Inc | EIP2 | 1153532 |  |  | 102-21221 | WCH-Endoscopy | 32 | IU | Active
WCH9735 | P--ORS | --- OR Safety Inspection --- | Rafael Baxcajay | RABAX | EMPLOYEE | 6 | 0.25 | 07/01/2024 | 07/31/2023 | 2 | M | WCH | WCH | Waste Pump | 12-306 | Lavage Units, Surgical | 108422 | ERBE USA Inc | EIP2 | 1153532 |  |  | 102-21221 | WCH-Endoscopy | 32 | IU | Active
WCH9736 | P--ORS | --- OR Safety Inspection --- | Rafael Baxcajay | RABAX | EMPLOYEE | 6 | 0.25 | 07/01/2024 | 07/31/2023 | 2 | M | WCH | WCH | Waste Pump | 12-306 | Lavage Units, Surgical | 108422 | ERBE USA Inc | EIP2 | 11534689 |  |  | 102-21221 | WCH-Endoscopy | 32 | IU | Active
WCH9736 | P10123 | -Pm Device Using Mfg Procedure | Rafael Baxcajay | RABAX | EMPLOYEE | 1 | 0.5 | 01/01/2025 | 01/08/2024 | 2 | M | WCH | WCH | Waste Pump | 12-306 | Lavage Units, Surgical | 108422 | ERBE USA Inc | EIP2 | 11534689 |  |  | 102-21221 | WCH-Endoscopy | 32 | IU | Active
WCH9737 | PANCEP | Annual Cenorin PM with HEPA Filter Replacement | Rafael Baxcajay | RABAX | EMPLOYEE | 1 | 1.2 | 03/01/2025 | 03/06/2024 | 2 | M | WCH | WCH | Medical Device Dryer | 17-449 | Dryers, Medical Device, Breathing Circuit | 452061 | Cenorin LLC | ThermaSure 150 | 1502303 |  |  | 102-35000 | WCH-Respiratory Care Services | 13 | IU | Active
WCH9738 | P206 | System, Dialysate Delivery, Peritoneal | Rafael Baxcajay | RABAX | EMPLOYEE | 6 | 1 | 07/01/2024 | 01/09/2024 | 2 | M | WCH | WCH | Peritoneal Dailysis Unit | 11-226 | Peritoneal Dialysis Units | 106389 | Baxter Healthcare Corp Renal | Homechoice | 675540 |  |  | 102-32100 | WCH-Hemodialysis | 08 | IU | Active
WCH9740 | PMOPHV | Monitors, Physiologic, Vital Signs | Laurence Rawski | LARAW | EMPLOYEE | 1 | 0.6 | 12/01/2024 | 11/27/2023 | 2 | M | WCH | WCH | Vital Signs Monitor | 25-209 | Monitors, Physiologic, Vital Signs | 101850 | Welch Allyn Inc A Subsidiary | 75MT | 100008423122 | VITSIG | VITAL SIGNS | 102-34000 | WCH-Diagnostic Imaging | 15 | IU | Active
WCH9741 | PMOPHV | Monitors, Physiologic, Vital Signs | Laurence Rawski | LARAW | EMPLOYEE | 1 | 0.6 | 12/01/2024 | 11/27/2023 | 2 | M | WCH | WCH | Vital Signs Monitor | 25-209 | Monitors, Physiologic, Vital Signs | 101850 | Welch Allyn Inc A Subsidiary | 75MT | 100008993122 | VITSIG | VITAL SIGNS | 102-34000 | WCH-Diagnostic Imaging | 15 | IU | Active
WCH9742 | PMOPHV | Monitors, Physiologic, Vital Signs | Laurence Rawski | LARAW | EMPLOYEE | 1 | 0.6 | 12/01/2024 | 11/27/2023 | 2 | M | WCH | WCH | Vital Signs Monitor | 25-209 | Monitors, Physiologic, Vital Signs | 101850 | Welch Allyn Inc A Subsidiary | 75MT | 100008833122 | VITSIG | VITAL SIGNS | 102-34000 | WCH-Diagnostic Imaging | 15 | IU | Active
WCH9743 | PMOPHV | Monitors, Physiologic, Vital Signs | Laurence Rawski | LARAW | EMPLOYEE | 1 | 0.6 | 12/01/2024 | 11/23/2023 | 2 | M | WCH | WCH | Vital Signs Monitor | 25-209 | Monitors, Physiologic, Vital Signs | 101850 | Welch Allyn Inc A Subsidiary | 75MT | 100008533122 | VITSIG | VITAL SIGNS | 102-34000 | WCH-Diagnostic Imaging | 15 | IU | Active
WCH9744 | PMOPHV | Monitors, Physiologic, Vital Signs | Holly Robinson | HOLROB | EMPLOYEE | 1 | 0.6 | 12/01/2024 | 11/27/2023 | 2 | M | WCH | WCH | Vital Signs Monitor | 25-209 | Monitors, Physiologic, Vital Signs | 101850 | Welch Allyn Inc A Subsidiary | 75MT | 100008523122 | VITSIG | VITAL SIGNS | 102-23100 | WCH-Emergency Service | 16 | IU | Active
WCH9745 | PMOPHV | Monitors, Physiologic, Vital Signs | Holly Robinson | HOLROB | EMPLOYEE | 1 | 0.6 | 12/01/2024 | 11/27/2023 | 2 | M | WCH | WCH | Vital Signs Monitor | 25-209 | Monitors, Physiologic, Vital Signs | 101850 | Welch Allyn Inc A Subsidiary | 75MT | 100009023122 | VITSIG | VITAL SIGNS | 102-23100 | WCH-Emergency Service | 16 | IU | Active
WCH9746 | PMOPHV | Monitors, Physiologic, Vital Signs | Holly Robinson | HOLROB | EMPLOYEE | 1 | 0.6 | 12/01/2024 | 12/08/2023 | 2 | M | WCH | WCH | Vital Signs Monitor | 25-209 | Monitors, Physiologic, Vital Signs | 101850 | Welch Allyn Inc A Subsidiary | 75MT | 100008473122 | VITSIG | VITAL SIGNS | 102-23100 | WCH-Emergency Service | 16 | IU | Active
WCH9747 | PMOPHV | Monitors, Physiologic, Vital Signs | Holly Robinson | HOLROB | EMPLOYEE | 1 | 0.6 | 12/01/2024 | 11/29/2023 | 2 | M | WCH | WCH | Vital Signs Monitor | 25-209 | Monitors, Physiologic, Vital Signs | 101850 | Welch Allyn Inc A Subsidiary | 75MT | 100008463122 | VITSIG | VITAL SIGNS | 102-23100 | WCH-Emergency Service | 16 | IU | Active
WCH9748 | P--ORS | --- OR Safety Inspection --- | Laurence Rawski | LARAW | EMPLOYEE | 6 | 0.25 | 11/01/2024 | 05/10/2024 | 2 | M | WCH | WCH | 55in Video Monitor | 28-170 | Monitors, Video, High Definition | 150179 | NEC Corp America Inc | MA551 | NSNWCH9748 |  |  | 102-21100 | WCH-Surgery | 20 | IU | Active
WCH9755 | P178 | Scale, Infant. | Holly Robinson | HOLROB | EMPLOYEE | 1 | 0.5 | 01/01/2025 | 12/20/2023 | 2 | M | WCH | WCH | Digital Infant Scale | 13-462 | Scales, Infant | 104906 | Health o meter div Sunbeam Cor | 524KL | 5240007249 |  |  | 102-23100 | WCH-Emergency Service | 12 | IU | Active
WCH9758 | P3YEB1 | 3 Year Battery Replacement and Annual Care E Vac 3 PM | Holly Robinson | HOLROB | EMPLOYEE | 3 | 1.2 | 01/01/2026 |  | 2 | M | WCH | WCH | Portable Suction | 27-657 | Aspirators, Airway | 452041 | Ohio Medical Corp | 758000 | CEV3C00417 |  |  | 102-23100 | WCH-Emergency Service | 13 | IU | Active
WCH9758 | PANCAE | Annual Care E Vac 3 PM | Holly Robinson | HOLROB | EMPLOYEE | 1 | 1 | 01/01/2025 | 01/22/2024 | 2 | M | WCH | WCH | Portable Suction | 27-657 | Aspirators, Airway | 452041 | Ohio Medical Corp | 758000 | CEV3C00417 |  |  | 102-23100 | WCH-Emergency Service | 13 | IU | Active
WCH9759 | PANCAE | Annual Care E Vac 3 PM | Holly Robinson | HOLROB | EMPLOYEE | 1 | 1 | 01/01/2025 | 01/22/2024 | 2 | M | WCH | WCH | Portable Suction | 27-657 | Aspirators, Airway | 452041 | Ohio Medical Corp | 758000 | CEV3C00412 |  |  | 102-23100 | WCH-Emergency Service | 13 | IU | Active
WCH9759 | P3YEB1 | 3 Year Battery Replacement and Annual Care E Vac 3 PM | Holly Robinson | HOLROB | EMPLOYEE | 3 | 1.2 | 01/01/2026 |  | 2 | M | WCH | WCH | Portable Suction | 27-657 | Aspirators, Airway | 452041 | Ohio Medical Corp | 758000 | CEV3C00412 |  |  | 102-23100 | WCH-Emergency Service | 13 | IU | Active
WCH9761 | PMOPHV | Monitors, Physiologic, Vital Signs | Rafael Baxcajay | RABAX | EMPLOYEE | 1 | 0.6 | 12/01/2024 | 11/28/2023 | 2 | M | WCH | WCH | Vital Signs Monitor | 25-209 | Monitors, Physiologic, Vital Signs | 101850 | Welch Allyn Inc A Subsidiary | 75MT | 100008873122 | VITSIG | VITAL SIGNS | 102-13100 | WCH-Intensive Care Unit I | 16 | IU | Active
WCH9762 | P221 | Uninterruptible Power Systems | Rafael Baxcajay | RABAX | EMPLOYEE | 1 | 0.75 | 04/01/2025 | 04/26/2024 | 2 | M | WCH | WCH | UPS | 16-936 | Power Systems, Uninterruptible | 106890 | Tripp Lite | BC350 | 3145EVLBC87AF03884 |  |  | 102-13100 | WCH-Intensive Care Unit I | 12 | IU | Active
WCH9762 | P2YEB1 | 2 Year Battery Replacement | Rafael Baxcajay | RABAX | EMPLOYEE | 2 | 0 | 04/01/2025 |  | 2 | M | WCH | WCH | UPS | 16-936 | Power Systems, Uninterruptible | 106890 | Tripp Lite | BC350 | 3145EVLBC87AF03884 |  |  | 102-13100 | WCH-Intensive Care Unit I | 12 | IU | Active
WCH9763 | P-VPM | -Vendor PM | Laurence Rawski | LARAW | EMPLOYEE | 1 | 0.5 | 11/01/2024 | 10/20/2023 | 2 | M | WCH | WCH | Level 1 Temp Check | CC-040 | Test Equipment | 455334 | Smiths Medical ASD Inc | DSTA-40 | 88002716 |  |  | 102-88570 | WCH-Clinical Engineering | 13 | IU | Active
WCH9770 | PRTINI | RPT Initial Inspection | Rafael Baxcajay | RABAX | EMPLOYEE | 1 | 1 | 04/28/2023 |  | 1 | M | WCH | WCH | 4x 15A 15ft Cord HGPower Strip | 34-504 | Electrical Power Strips | 106890 | Tripp Lite | PS-415-HG-OEM | 3203APVIB888100548 |  |  | 102-35000 | WCH-Respiratory Care Services | 12 | IU | Active
WCH9770 | PRPPM | RPT PM | Rafael Baxcajay | RABAX | EMPLOYEE | 1 | 0 | 09/01/2024 | 09/26/2023 | 2 | M | WCH | WCH | 4x 15A 15ft Cord HGPower Strip | 34-504 | Electrical Power Strips | 106890 | Tripp Lite | PS-415-HG-OEM | 3203APVIB888100548 |  |  | 102-35000 | WCH-Respiratory Care Services | 12 | IU | Active
WCH9773 | P10123 | -Pm Device Using Mfg Procedure | Rafael Baxcajay | RABAX | EMPLOYEE | 1 | 0.8 | 07/01/2024 |  | 2 | M | WCH | WCH | Endoscope Drying/Storage Cabin | 20-597 | Cabinets, Storage, Endoscope | 107114 | STERIS Corp | 6000 | 8129 |  |  | 102-21221 | WCH-Endoscopy | 26 | IU | Active
WCH9774 | P10123 | -Pm Device Using Mfg Procedure | Rafael Baxcajay | RABAX | EMPLOYEE | 1 | 0.8 | 07/01/2024 |  | 2 | M | WCH | WCH | Endoscope Drying/Storage Cabin | 20-597 | Cabinets, Storage, Endoscope | 107114 | STERIS Corp | 6000 | 8246 |  |  | 102-21221 | WCH-Endoscopy | 26 | IU | Active
WCH9777 | P-SAGP | -Service Agreement PM | Rafael Baxcajay | RABAX | EMPLOYEE | 6 | 0.5 | 11/01/2024 | 04/23/2024 | 2 | M | WCH | WCH | Rover Waste Management | 23-151 | Waste-Disposal Units, Liquid | 101991 | Stryker Instruments | 0711-001-000 | 2322608203 |  |  | 102-21221 | WCH-Endoscopy | 33 | IU | Active
WCH9778 | P-SAGP | -Service Agreement PM | Rafael Baxcajay | RABAX | EMPLOYEE | 6 | 0.5 | 11/01/2024 | 04/23/2024 | 2 | M | WCH | WCH | Rover Waste Management | 23-151 | Waste-Disposal Units, Liquid | 101991 | Stryker Instruments | 0711-001-000 | 2323610383 |  |  | 102-21221 | WCH-Endoscopy | 33 | IU | Active